## tblAllFacilityLog
STUDYDES | STUDYDES2 | EVENTTYPE | AssessmentSOLUTIONTYPE | AssessmenFDNS-TERMINATION | SOLUTIONTYPE | FDNS-TERMINATION | GROUP | SCENARIO | FGName | DIRECTION | FacilityName | FacilityUpgradeCode | ModelArea1 | ModelArea2 | FZONENAME | TZONENAME | MONTFLAG | MONTFB | MONTFNAME | MONTTB1 | MONTTNAME1 | MONTTB2 | MONTTNAME2 | MONTCKT | Case | RATEA | RATEB | RATEC | Assessment Loading | BaseCaseLoading | TransferCaseLoading | NameOfBusWithMonitoredVoltage | Assessment Voltage | BaseCaseVoltage | TransferCaseVoltage | VINIT | VMIN | VMAX | CATEGORY | CONTTYPE | CONTNAME | CONTXFMRFLAG | CONTFB | CONTFNAME | CONTTB1 | CONTTNAME1 | CONTTB2 | CONTTNAME2 | CONTCKT | TransmissionProviderCommentsNotes | RequiredRateB | TransmissionOwnerComments | OwnerDesignation | UpgradeName | UpgradeComponentWithinFacility | NewSummerA | NewSummerB | NewOtherA | NewOtherB | DistToConstruct | TotalLead | ConstructionLeadOnly | NewOrConstructWhileEnergized | NewR | NewX | NewB | CommentsRegardingUpgradeRequirements | NewCost | EffDate | NetPlantDate | ReusableEx_GrossValue | ReusableEx_NetValue | Reusable_EndofDepr | SalvageValue | NewCostWhileExpediting | EffDateExpedited | StartDeprExpedited | EndDeprExpedited | NetPlantDateExpedited | ReusableEx_GrossExpedited | ReusableEx_NetExpedited | Reusable_EndofDeprExpedited | SalvageValueExpedited | Generation 1 Owner & Unit (Name) | Generation 1 Redispatch Cost ($) | Generation 1 Redispatch Date (M/D/Y) | Generation 2 Owner & Unit (Name) | Generation 2 Redispatch Cost ($) | Generation 2 Redispatch Date (M/D/Y) | Generation 3 Owner & Unit (Name) | Generation 3 Redispatch Cost ($) | Generation 3 Redispatch Date (M/D/Y) | ActualCompletion | ActualNewCost | ActualNetPlantDate | ActualReusableEx_GrossValue | ActualReusableEx_NetValue | ActualReusable_EndofDepr | ActualSalvageValue | Actual_NewCostWhileExpediting | Actual_StartDeprExp | Actual_EndDeprExp | Actual_NetPlantDateExpedited | ActualReusableEx_GrossExpedited | ActualReusableEx_NetExpedited | ActualReusable_EndofDeprExpedited | Actual_SalvageValueExpedited | SPPReliabilityDate | DUN | EOC | EarliestDate
GEN | [10 empty] | ALBION - PETERSBURG 115KV CKT 1 | U | NPPD | NPPD | NPPD_686 | NPPD_686 | 0 | 640318 | PETRSBG7 115.00 | 640054 | ALBION 7 115.00 | 0 |  | 1 | [15 empty] | BASECASE | BASE CASE | [8 empty] | Credit Flowgate |  |  | NPPD | ALBION - PETERSBURG 115KV CKT 1 | Replace Breaker Switch 1106-D and jumpers at Albion. Replace main bus at Petersburg. Upgrade and replace transmission structures on 115 kV lineto facilitate 100 degrees Centigrade line operation. | [53 empty] | 2013-01-01 | 2013-01-01
2007-AG3 | AFS7 | [9 empty] | ALEXANDER - PRATT 115KV CKT 1 | U | MKEC | MKEC |  |  | 0 | 539649 | SAWYER 3 115.00 | 539651 | RVROAD 115.00 | 0 |  | 1 | [15 empty] | BASECASE | BASE CASE | [8 empty] | Credit Flowgate |  |  | MKEC | ALEXANDER - PRATT 115KV CKT 1 | Rebuild line | [53 empty] | 2009-12-01 | 2013-06-01
2007-AG3 | AFS7 | [9 empty] | ALEXANDER - SAWYER 3 115.00 115KV CKT 1 | U | MKEC | MKEC |  |  | 0 | 539651 | RVROAD 115.00 | 539687 | PRATT 3 115.00 | 0 |  | 1 | [15 empty] | BASECASE | BASE CASE | [8 empty] | Credit Flowgate |  |  | MKEC | ALEXANDER - SAWYER 3 115.00 115KV CKT 1 | Rebuild line | [53 empty] | 2009-12-01 | 2013-06-01
2009-AGP1 | [10 empty] | ALTUS SW - NAVAJO 69KV CKT 1 | U | WFEC | WFEC | AEP-KP | AEP-KP | 0 | 521009 | NAVAJO 2 69.000 | 520805 | ALTUSSW2 69.000 | 0 |  | 1 | [15 empty] | BASECASE | BASE CASE | [8 empty] | Credit Flowgate |  |  | WFEC | ALTUS SW - NAVAJO 69KV CKT 1 | Upgrade Terminal Equipment at Altus SW, 300-600A, new rating conductor 53/65MVA | [53 empty] | 2013-06-01 | 2013-06-01
2006-AG1 | 2006-AG1 | [9 empty] | ALUMAX TAP - BANN 138KV CKT 1 | U | AEPW | AEPW |  |  | 0 | 508049 | ALUMXT 4 138 | 508054 | BANN 4 138 | 0 |  | 1 | [15 empty] | BASECASE | BASE CASE | [8 empty] | Credit Flowgate |  |  | AEPW | ALUMAX TAP - BANN 138KV CKT 1 | Replace six (6) 138 kV switches, five at Bann & one at Alumax Tap. Rebuild 0.67 miles of 1024 ACAR with 2156 ACSR. Replace wavetrap & jumpers @ Bann. Replace breaker 3300 @ Bann. | [53 empty] | 2008-06-01 | 2008-06-01
GEN-2006-010 | Turk | [9 empty] | ASHDOWN REC (MILLWOOD) - OKAY 138KV CKT 1 | U | AEPW | AEPW | SARK | SARKAECC | 0 | 507428 | OKAY 4 138.00 | 507402 | ASHDWNR4 138.00 | 0 |  | 1 | [15 empty] | BASECASE | BASE CASE | [8 empty] | Credit Flowgate |  |  | AEPW | ASHDOWN REC (MILLWOOD) - OKAY 138KV CKT 1 | Recunductor and convert line to 138 kV and replace switches at Ashdown REC | [53 empty] | 2012-07-01 | 2012-07-01
GEN-2006-010 | Turk | [9 empty] | ASHDOWN REC (MILLWOOD) - PATTERSON 138KV CKT 1 | U | AEPW | AEPW | SARKAECC | SARK | 0 | 507402 | ASHDWNR4 138.00 | 507431 | PATTERS4 138.00 | 0 |  | 1 | [15 empty] | BASECASE | BASE CASE | [8 empty] | Credit Flowgate |  |  | AEPW | ASHDOWN REC (MILLWOOD) - PATTERSON 138KV CKT 1 | Reconductor Line & Convert Line to 138 kV and convert Patterson station to breaker-and-a half cofiguration | [53 empty] | 2012-07-01 | 2012-07-01
GEN-2006-010 | Turk | [9 empty] | BANN - RED SPRINGS REC 138KV CKT 1 | U | AEPW | AEPW | TEXARK | TXARNTEC | 0 | 508054 | BANN 4 138.00 | 508075 | REDSPRG4 138.00 | 0 |  | 1 | [15 empty] | BASECASE | BASE CASE | [8 empty] | Credit Flowgate |  |  | AEPW | BANN - RED SPRINGS REC 138KV CKT 1 | Replace 138 kV breakers 3300 & 3310 | [53 empty] | 2012-07-01 | 2012-07-01
2007-AG3 | AFS7 | [9 empty] | BARBER - MEDICINE LODGE 115KV CKT 1 | U | MKEC | MKEC |  |  | 0 | 539673 | MED-LDG3 115.00 | 539760 | BARBER 3 | 0 |  | 1 | [15 empty] | BASECASE | BASE CASE | [8 empty] | Credit Flowgate |  |  | MKEC | BARBER - MEDICINE LODGE 115KV CKT 1 | Rebuild line | [53 empty] | 2009-12-01 | 2013-06-01
2007-AG3 | AFS7 | [9 empty] | BARBER - SAWYER 115KV CKT 1 | U | MKEC | MKEC |  |  | 0 | 539760 | BARBER 3 | 539649 | SAWYER 3 138 | 0 |  | 1 | [15 empty] | BASECASE | BASE CASE | [8 empty] | Credit Flowgate |  |  | MKEC | BARBER - SAWYER 115KV CKT 1 | Rebuild line | [53 empty] | 2009-12-01 | 2013-06-01
2007-AG3 | AFS7 | [9 empty] | BARBER (BARBER 4) 138/115/2.72KV TRANSFORMER CKT 1 | U | MKEC |  |  |  | 2 | 539674 | BARBER 4 | 539760 | BARBER 3 | 539917 | BARBER-T | 1 | [15 empty] | BASECASE | BASE CASE | [8 empty] | Credit Flowgate |  |  | MKEC | BARBER (BARBER 4) 138/115/2.72KV TRANSFORMER CKT 1 | Upgrade transformer | [53 empty] | 2009-12-01 | 2013-06-01
2012-AG2 | AFS9 |  | FDNS |  | FDNSLock |  | 5 | 5 | 2012AG2AFS92T115523SP | TO->FROM | BARBER 3 115.00 - MEDICINE LODGE 115KV CKT 1 | CP | SUNC | SUNC | GREAT PL | GREAT PL | 0 | 539673 | MED-LDG3 115.00 | 539760 | BARBER 3 115.00 | 0 |  | 1 | 23SP | 79.7 | 79.7 | 0 | 146.5 | 147.0673 | 155.649 | [7 empty] | CATEGORYB | SINGLE | NORTH JUDSON LARGE SUB - SPEARVILLE 115KV CKT 1 | 0 | 539694 | SPEARVL3 115.00 | 539771 | NFTDODG3 115.00 | 0 |  | 1 |  |  |  | MKEC | Lancer 345/115/13.8kV Transformer CKT 1 | Build new Lancer Substation with 345/115 kV transformer | [53 empty] | 2014-06-01 | 2016-06-01
2012-AG2 | AFS9 |  | FDNS |  | FDNSLock |  | 5 | 5 | 2012AG2AFS92T115523SP | TO->FROM | BARBER 3 115.00 - MEDICINE LODGE 115KV CKT 1 | CP | SUNC | SUNC | GREAT PL | GREAT PL | 0 | 539673 | MED-LDG3 115.00 | 539760 | BARBER 3 115.00 | 0 |  | 1 | 23SP | 79.7 | 79.7 | 0 | 146.5 | 147.0673 | 155.649 | [7 empty] | CATEGORYB | SINGLE | NORTH JUDSON LARGE SUB - SPEARVILLE 115KV CKT 1 | 0 | 539694 | SPEARVL3 115.00 | 539771 | NFTDODG3 115.00 | 0 |  | 1 |  |  |  | MKEC | Lancer - North Judson Large 115KV CKT 1 | Build appoximately 20 mile 115 kV line | [53 empty] | 2014-06-01 | 2016-06-01
2012-AG2 | AFS9 |  | FDNS |  | FDNSLock |  | 5 | 5 | 2012AG2AFS92T115523SP | TO->FROM | BARBER 3 115.00 - MEDICINE LODGE 115KV CKT 1 | CP | SUNC | SUNC | GREAT PL | GREAT PL | 0 | 539673 | MED-LDG3 115.00 | 539760 | BARBER 3 115.00 | 0 |  | 1 | 23SP | 79.7 | 79.7 | 0 | 146.5 | 147.0673 | 155.649 | [7 empty] | CATEGORYB | SINGLE | NORTH JUDSON LARGE SUB - SPEARVILLE 115KV CKT 1 | 0 | 539694 | SPEARVL3 115.00 | 539771 | NFTDODG3 115.00 | 0 |  | 1 |  |  |  | MKEC | Lancer - Spearville 345KV CKT 1 | Build appoximately 0.5 mile 345 kV line | [53 empty] | 2014-06-01 | 2016-06-01
2012-AG2 | AFS9 |  | FDNS |  | FDNS |  | 5 | 5 | 2012AG2AFS91T15845523SP | TO->FROM | BARBER 3 115.00 - MEDICINE LODGE 115KV CKT 1 | CP | SUNC | SUNC | GREAT PL | GREAT PL | 0 | 539673 | MED-LDG3 115.00 | 539760 | BARBER 3 115.00 | 0 |  | 1 | 23SP | 79.7 | 79.7 | 0 | 143.2 | 143.2362 | 152.2811 | [7 empty] | CATEGORYB | SINGLE | SPEARVILLE (SPEARVL6) 230/115/13.8KV TRANSFORMER CKT 1 | 1 | 539694 | SPEARVL3 115.00 | 539695 | SPEARVL6 230.00 | 539935 | SPERVLTT 13.800 | 1 |  |  |  | MKEC | Lancer 345/115/13.8kV Transformer CKT 1 | Build new Lancer Substation with 345/115 kV transformer | [53 empty] | 2014-06-01 | 2016-06-01
2012-AG2 | AFS9 |  | FDNS |  | FDNS |  | 5 | 5 | 2012AG2AFS91T15845523SP | TO->FROM | BARBER 3 115.00 - MEDICINE LODGE 115KV CKT 1 | CP | SUNC | SUNC | GREAT PL | GREAT PL | 0 | 539673 | MED-LDG3 115.00 | 539760 | BARBER 3 115.00 | 0 |  | 1 | 23SP | 79.7 | 79.7 | 0 | 143.2 | 143.2362 | 152.2811 | [7 empty] | CATEGORYB | SINGLE | SPEARVILLE (SPEARVL6) 230/115/13.8KV TRANSFORMER CKT 1 | 1 | 539694 | SPEARVL3 115.00 | 539695 | SPEARVL6 230.00 | 539935 | SPERVLTT 13.800 | 1 |  |  |  | MKEC | Lancer - North Judson Large 115KV CKT 1 | Build appoximately 20 mile 115 kV line | [53 empty] | 2014-06-01 | 2016-06-01
2012-AG2 | AFS9 |  | FDNS |  | FDNS |  | 5 | 5 | 2012AG2AFS91T15845523SP | TO->FROM | BARBER 3 115.00 - MEDICINE LODGE 115KV CKT 1 | CP | SUNC | SUNC | GREAT PL | GREAT PL | 0 | 539673 | MED-LDG3 115.00 | 539760 | BARBER 3 115.00 | 0 |  | 1 | 23SP | 79.7 | 79.7 | 0 | 143.2 | 143.2362 | 152.2811 | [7 empty] | CATEGORYB | SINGLE | SPEARVILLE (SPEARVL6) 230/115/13.8KV TRANSFORMER CKT 1 | 1 | 539694 | SPEARVL3 115.00 | 539695 | SPEARVL6 230.00 | 539935 | SPERVLTT 13.800 | 1 |  |  |  | MKEC | Lancer - Spearville 345KV CKT 1 | Build appoximately 0.5 mile 345 kV line | [53 empty] | 2014-06-01 | 2016-06-01
2012-AG2 | AFS9 |  | FDNS |  | FDNS |  | 5 | 5 | 2012AG2AFS91T1905518WP | TO->FROM | BARBER 3 115.00 - MEDICINE LODGE 115KV CKT 1 | CP | SUNC | SUNC | GREAT PL | GREAT PL | 0 | 539673 | MED-LDG3 115.00 | 539760 | BARBER 3 115.00 | 0 |  | 1 | 18WP | 79.7 | 79.7 | 0 | 146.3 | 146.335 | 153.681 | [7 empty] | CATEGORYB | SINGLE | NORTH JUDSON LARGE SUB - SPEARVILLE 115KV CKT 1 | 0 | 539694 | SPEARVL3 115.00 | 539771 | NFTDODG3 115.00 | 0 |  | 1 |  |  |  | MKEC | Lancer - North Judson Large 115KV CKT 1 | Build appoximately 20 mile 115 kV line | [53 empty] | 2014-06-01 | 2016-06-01
2012-AG2 | AFS9 |  | FDNS |  | FDNS |  | 5 | 5 | 2012AG2AFS91T1905518WP | TO->FROM | BARBER 3 115.00 - MEDICINE LODGE 115KV CKT 1 | CP | SUNC | SUNC | GREAT PL | GREAT PL | 0 | 539673 | MED-LDG3 115.00 | 539760 | BARBER 3 115.00 | 0 |  | 1 | 18WP | 79.7 | 79.7 | 0 | 146.3 | 146.335 | 153.681 | [7 empty] | CATEGORYB | SINGLE | NORTH JUDSON LARGE SUB - SPEARVILLE 115KV CKT 1 | 0 | 539694 | SPEARVL3 115.00 | 539771 | NFTDODG3 115.00 | 0 |  | 1 |  |  |  | MKEC | Lancer 345/115/13.8kV Transformer CKT 1 | Build new Lancer Substation with 345/115 kV transformer | [53 empty] | 2014-06-01 | 2016-06-01
2012-AG2 | AFS9 |  | FDNS |  | FDNS |  | 5 | 5 | 2012AG2AFS91T1905518WP | TO->FROM | BARBER 3 115.00 - MEDICINE LODGE 115KV CKT 1 | CP | SUNC | SUNC | GREAT PL | GREAT PL | 0 | 539673 | MED-LDG3 115.00 | 539760 | BARBER 3 115.00 | 0 |  | 1 | 18WP | 79.7 | 79.7 | 0 | 146.3 | 146.335 | 153.681 | [7 empty] | CATEGORYB | SINGLE | NORTH JUDSON LARGE SUB - SPEARVILLE 115KV CKT 1 | 0 | 539694 | SPEARVL3 115.00 | 539771 | NFTDODG3 115.00 | 0 |  | 1 |  |  |  | MKEC | Lancer - Spearville 345KV CKT 1 | Build appoximately 0.5 mile 345 kV line | [53 empty] | 2014-06-01 | 2016-06-01
2012-AG2 | AFS9 |  | FDNS |  | FDNS |  | 5 | 5 | 2012AG2AFS91T5585518WP | TO->FROM | BARBER 3 115.00 - MEDICINE LODGE 115KV CKT 1 | CP | SUNC | SUNC | GREAT PL | GREAT PL | 0 | 539673 | MED-LDG3 115.00 | 539760 | BARBER 3 115.00 | 0 |  | 1 | 18WP | 79.7 | 79.7 | 0 | 144.3 | 144.2885 | 151.3221 | [7 empty] | CATEGORYB | SINGLE | SPEARVILLE (SPEARVL6) 230/115/13.8KV TRANSFORMER CKT 1 | 1 | 539694 | SPEARVL3 115.00 | 539695 | SPEARVL6 230.00 | 539935 | SPERVLTT 13.800 | 1 |  |  |  | MKEC | Lancer 345/115/13.8kV Transformer CKT 1 | Build new Lancer Substation with 345/115 kV transformer | [53 empty] | 2014-06-01 | 2016-06-01
2012-AG2 | AFS9 |  | FDNS |  | FDNS |  | 5 | 5 | 2012AG2AFS91T5585518WP | TO->FROM | BARBER 3 115.00 - MEDICINE LODGE 115KV CKT 1 | CP | SUNC | SUNC | GREAT PL | GREAT PL | 0 | 539673 | MED-LDG3 115.00 | 539760 | BARBER 3 115.00 | 0 |  | 1 | 18WP | 79.7 | 79.7 | 0 | 144.3 | 144.2885 | 151.3221 | [7 empty] | CATEGORYB | SINGLE | SPEARVILLE (SPEARVL6) 230/115/13.8KV TRANSFORMER CKT 1 | 1 | 539694 | SPEARVL3 115.00 | 539695 | SPEARVL6 230.00 | 539935 | SPERVLTT 13.800 | 1 |  |  |  | MKEC | Lancer - North Judson Large 115KV CKT 1 | Build appoximately 20 mile 115 kV line | [53 empty] | 2014-06-01 | 2016-06-01
2012-AG2 | AFS9 |  | FDNS |  | FDNS |  | 5 | 5 | 2012AG2AFS91T5585518WP | TO->FROM | BARBER 3 115.00 - MEDICINE LODGE 115KV CKT 1 | CP | SUNC | SUNC | GREAT PL | GREAT PL | 0 | 539673 | MED-LDG3 115.00 | 539760 | BARBER 3 115.00 | 0 |  | 1 | 18WP | 79.7 | 79.7 | 0 | 144.3 | 144.2885 | 151.3221 | [7 empty] | CATEGORYB | SINGLE | SPEARVILLE (SPEARVL6) 230/115/13.8KV TRANSFORMER CKT 1 | 1 | 539694 | SPEARVL3 115.00 | 539695 | SPEARVL6 230.00 | 539935 | SPERVLTT 13.800 | 1 |  |  |  | MKEC | Lancer - Spearville 345KV CKT 1 | Build appoximately 0.5 mile 345 kV line | [53 empty] | 2014-06-01 | 2016-06-01
2012-AG2 | AFS9 |  | FDNS |  | FDNS |  | 5 | 5 | 2012AG2AFS91T4085518SP | TO->FROM | BARBER 3 115.00 - MEDICINE LODGE 115KV CKT 1 | CP | SUNC | SUNC | GREAT PL | GREAT PL | 0 | 539673 | MED-LDG3 115.00 | 539760 | BARBER 3 115.00 | 0 |  | 1 | 18SP | 79.7 | 79.7 | 0 | 153.5 | 153.535 | 165.2299 | [7 empty] | CATEGORYB | SINGLE | NORTH JUDSON LARGE SUB - SPEARVILLE 115KV CKT 1 | 0 | 539694 | SPEARVL3 115.00 | 539771 | NFTDODG3 115.00 | 0 |  | 1 |  |  |  | MKEC | Lancer - North Judson Large 115KV CKT 1 | Build appoximately 20 mile 115 kV line | [53 empty] | 2014-06-01 | 2016-06-01
2012-AG2 | AFS9 |  | FDNS |  | FDNS |  | 5 | 5 | 2012AG2AFS91T4085518SP | TO->FROM | BARBER 3 115.00 - MEDICINE LODGE 115KV CKT 1 | CP | SUNC | SUNC | GREAT PL | GREAT PL | 0 | 539673 | MED-LDG3 115.00 | 539760 | BARBER 3 115.00 | 0 |  | 1 | 18SP | 79.7 | 79.7 | 0 | 153.5 | 153.535 | 165.2299 | [7 empty] | CATEGORYB | SINGLE | NORTH JUDSON LARGE SUB - SPEARVILLE 115KV CKT 1 | 0 | 539694 | SPEARVL3 115.00 | 539771 | NFTDODG3 115.00 | 0 |  | 1 |  |  |  | MKEC | Lancer 345/115/13.8kV Transformer CKT 1 | Build new Lancer Substation with 345/115 kV transformer | [53 empty] | 2014-06-01 | 2016-06-01
2012-AG2 | AFS9 |  | FDNS |  | FDNS |  | 5 | 5 | 2012AG2AFS91T4085518SP | TO->FROM | BARBER 3 115.00 - MEDICINE LODGE 115KV CKT 1 | CP | SUNC | SUNC | GREAT PL | GREAT PL | 0 | 539673 | MED-LDG3 115.00 | 539760 | BARBER 3 115.00 | 0 |  | 1 | 18SP | 79.7 | 79.7 | 0 | 153.5 | 153.535 | 165.2299 | [7 empty] | CATEGORYB | SINGLE | NORTH JUDSON LARGE SUB - SPEARVILLE 115KV CKT 1 | 0 | 539694 | SPEARVL3 115.00 | 539771 | NFTDODG3 115.00 | 0 |  | 1 |  |  |  | MKEC | Lancer - Spearville 345KV CKT 1 | Build appoximately 0.5 mile 345 kV line | [53 empty] | 2014-06-01 | 2016-06-01
2012-AG2 | AFS9 |  | FDNS |  | FDNS |  | 5 | 5 | 2012AG2AFS91T12285518SP | TO->FROM | BARBER 3 115.00 - MEDICINE LODGE 115KV CKT 1 | CP | SUNC | SUNC | GREAT PL | GREAT PL | 0 | 539673 | MED-LDG3 115.00 | 539760 | BARBER 3 115.00 | 0 |  | 1 | 18SP | 79.7 | 79.7 | 0 | 150.3 | 150.3135 | 162.0176 | [7 empty] | CATEGORYB | SINGLE | SPEARVILLE (SPEARVL6) 230/115/13.8KV TRANSFORMER CKT 1 | 1 | 539694 | SPEARVL3 115.00 | 539695 | SPEARVL6 230.00 | 539935 | SPERVLTT 13.800 | 1 |  |  |  | MKEC | Lancer 345/115/13.8kV Transformer CKT 1 | Build new Lancer Substation with 345/115 kV transformer | [53 empty] | 2014-06-01 | 2016-06-01
2012-AG2 | AFS9 |  | FDNS |  | FDNS |  | 5 | 5 | 2012AG2AFS91T12285518SP | TO->FROM | BARBER 3 115.00 - MEDICINE LODGE 115KV CKT 1 | CP | SUNC | SUNC | GREAT PL | GREAT PL | 0 | 539673 | MED-LDG3 115.00 | 539760 | BARBER 3 115.00 | 0 |  | 1 | 18SP | 79.7 | 79.7 | 0 | 150.3 | 150.3135 | 162.0176 | [7 empty] | CATEGORYB | SINGLE | SPEARVILLE (SPEARVL6) 230/115/13.8KV TRANSFORMER CKT 1 | 1 | 539694 | SPEARVL3 115.00 | 539695 | SPEARVL6 230.00 | 539935 | SPERVLTT 13.800 | 1 |  |  |  | MKEC | Lancer - North Judson Large 115KV CKT 1 | Build appoximately 20 mile 115 kV line | [53 empty] | 2014-06-01 | 2016-06-01
2012-AG2 | AFS9 |  | FDNS |  | FDNS |  | 5 | 5 | 2012AG2AFS91T12285518SP | TO->FROM | BARBER 3 115.00 - MEDICINE LODGE 115KV CKT 1 | CP | SUNC | SUNC | GREAT PL | GREAT PL | 0 | 539673 | MED-LDG3 115.00 | 539760 | BARBER 3 115.00 | 0 |  | 1 | 18SP | 79.7 | 79.7 | 0 | 150.3 | 150.3135 | 162.0176 | [7 empty] | CATEGORYB | SINGLE | SPEARVILLE (SPEARVL6) 230/115/13.8KV TRANSFORMER CKT 1 | 1 | 539694 | SPEARVL3 115.00 | 539695 | SPEARVL6 230.00 | 539935 | SPERVLTT 13.800 | 1 |  |  |  | MKEC | Lancer - Spearville 345KV CKT 1 | Build appoximately 0.5 mile 345 kV line | [53 empty] | 2014-06-01 | 2016-06-01
2012-AG2 | AFS9 |  | FDNS |  | FDNS |  | 5 | 5 | 2012AG2AFS91T2105514WP | TO->FROM | BARBER 3 115.00 - MEDICINE LODGE 115KV CKT 1 | CP | SUNC | SUNC | GREAT PL | GREAT PL | 0 | 539673 | MED-LDG3 115.00 | 539760 | BARBER 3 115.00 | 0 |  | 1 | 14WP | 79.7 | 79.7 | 0 | 151.7 | 151.6646 | 159.2529 | [7 empty] | CATEGORYB | SINGLE | NORTH JUDSON LARGE SUB - SPEARVILLE 115KV CKT 1 | 0 | 539694 | SPEARVL3 115.00 | 539771 | NFTDODG3 115.00 | 0 |  | 1 |  |  |  | MKEC | Lancer 345/115/13.8kV Transformer CKT 1 | Build new Lancer Substation with 345/115 kV transformer | [53 empty] | 2014-06-01 | 2016-06-01
2012-AG2 | AFS9 |  | FDNS |  | FDNS |  | 5 | 5 | 2012AG2AFS91T2105514WP | TO->FROM | BARBER 3 115.00 - MEDICINE LODGE 115KV CKT 1 | CP | SUNC | SUNC | GREAT PL | GREAT PL | 0 | 539673 | MED-LDG3 115.00 | 539760 | BARBER 3 115.00 | 0 |  | 1 | 14WP | 79.7 | 79.7 | 0 | 151.7 | 151.6646 | 159.2529 | [7 empty] | CATEGORYB | SINGLE | NORTH JUDSON LARGE SUB - SPEARVILLE 115KV CKT 1 | 0 | 539694 | SPEARVL3 115.00 | 539771 | NFTDODG3 115.00 | 0 |  | 1 |  |  |  | MKEC | Lancer - North Judson Large 115KV CKT 1 | Build appoximately 20 mile 115 kV line | [53 empty] | 2014-06-01 | 2016-06-01
2012-AG2 | AFS9 |  | FDNS |  | FDNS |  | 5 | 5 | 2012AG2AFS91T2105514WP | TO->FROM | BARBER 3 115.00 - MEDICINE LODGE 115KV CKT 1 | CP | SUNC | SUNC | GREAT PL | GREAT PL | 0 | 539673 | MED-LDG3 115.00 | 539760 | BARBER 3 115.00 | 0 |  | 1 | 14WP | 79.7 | 79.7 | 0 | 151.7 | 151.6646 | 159.2529 | [7 empty] | CATEGORYB | SINGLE | NORTH JUDSON LARGE SUB - SPEARVILLE 115KV CKT 1 | 0 | 539694 | SPEARVL3 115.00 | 539771 | NFTDODG3 115.00 | 0 |  | 1 |  |  |  | MKEC | Lancer - Spearville 345KV CKT 1 | Build appoximately 0.5 mile 345 kV line | [53 empty] | 2014-06-01 | 2016-06-01
2012-AG2 | AFS9 |  | FDNS |  | FDNS |  | 5 | 5 | 2012AG2AFS91T5675514WP | TO->FROM | BARBER 3 115.00 - MEDICINE LODGE 115KV CKT 1 | CP | SUNC | SUNC | GREAT PL | GREAT PL | 0 | 539673 | MED-LDG3 115.00 | 539760 | BARBER 3 115.00 | 0 |  | 1 | 14WP | 79.7 | 79.7 | 0 | 149.8 | 149.7899 | 157.3137 | [7 empty] | CATEGORYB | SINGLE | SPEARVILLE (SPEARVL6) 230/115/13.8KV TRANSFORMER CKT 1 | 1 | 539694 | SPEARVL3 115.00 | 539695 | SPEARVL6 230.00 | 539935 | SPERVLTT 13.800 | 1 |  |  |  | MKEC | Lancer 345/115/13.8kV Transformer CKT 1 | Build new Lancer Substation with 345/115 kV transformer | [53 empty] | 2014-06-01 | 2016-06-01
2012-AG2 | AFS9 |  | FDNS |  | FDNS |  | 5 | 5 | 2012AG2AFS91T5675514WP | TO->FROM | BARBER 3 115.00 - MEDICINE LODGE 115KV CKT 1 | CP | SUNC | SUNC | GREAT PL | GREAT PL | 0 | 539673 | MED-LDG3 115.00 | 539760 | BARBER 3 115.00 | 0 |  | 1 | 14WP | 79.7 | 79.7 | 0 | 149.8 | 149.7899 | 157.3137 | [7 empty] | CATEGORYB | SINGLE | SPEARVILLE (SPEARVL6) 230/115/13.8KV TRANSFORMER CKT 1 | 1 | 539694 | SPEARVL3 115.00 | 539695 | SPEARVL6 230.00 | 539935 | SPERVLTT 13.800 | 1 |  |  |  | MKEC | Lancer - North Judson Large 115KV CKT 1 | Build appoximately 20 mile 115 kV line | [53 empty] | 2014-06-01 | 2016-06-01
2012-AG2 | AFS9 |  | FDNS |  | FDNS |  | 5 | 5 | 2012AG2AFS91T5675514WP | TO->FROM | BARBER 3 115.00 - MEDICINE LODGE 115KV CKT 1 | CP | SUNC | SUNC | GREAT PL | GREAT PL | 0 | 539673 | MED-LDG3 115.00 | 539760 | BARBER 3 115.00 | 0 |  | 1 | 14WP | 79.7 | 79.7 | 0 | 149.8 | 149.7899 | 157.3137 | [7 empty] | CATEGORYB | SINGLE | SPEARVILLE (SPEARVL6) 230/115/13.8KV TRANSFORMER CKT 1 | 1 | 539694 | SPEARVL3 115.00 | 539695 | SPEARVL6 230.00 | 539935 | SPERVLTT 13.800 | 1 |  |  |  | MKEC | Lancer - Spearville 345KV CKT 1 | Build appoximately 0.5 mile 345 kV line | [53 empty] | 2014-06-01 | 2016-06-01
2012-AG2 | AFS9 |  | FDNS |  | FDNSLock |  | 5 | 5 | 2012AG2AFS92T305514SP | TO->FROM | BARBER 3 115.00 - MEDICINE LODGE 115KV CKT 1 | CP | SUNC | SUNC | GREAT PL | GREAT PL | 0 | 539673 | MED-LDG3 115.00 | 539760 | BARBER 3 115.00 | 0 |  | 1 | 14SP | 79.7 | 79.7 | 0 | 155.8 | 154.8509 | 167.5941 | [7 empty] | CATEGORYB | SINGLE | NORTH JUDSON LARGE SUB - SPEARVILLE 115KV CKT 1 | 0 | 539694 | SPEARVL3 115.00 | 539771 | NFTDODG3 115.00 | 0 |  | 1 |  |  |  | MKEC | Lancer 345/115/13.8kV Transformer CKT 1 | Build new Lancer Substation with 345/115 kV transformer | [53 empty] | 2014-06-01 | 2016-06-01
2012-AG2 | AFS9 |  | FDNS |  | FDNSLock |  | 5 | 5 | 2012AG2AFS92T305514SP | TO->FROM | BARBER 3 115.00 - MEDICINE LODGE 115KV CKT 1 | CP | SUNC | SUNC | GREAT PL | GREAT PL | 0 | 539673 | MED-LDG3 115.00 | 539760 | BARBER 3 115.00 | 0 |  | 1 | 14SP | 79.7 | 79.7 | 0 | 155.8 | 154.8509 | 167.5941 | [7 empty] | CATEGORYB | SINGLE | NORTH JUDSON LARGE SUB - SPEARVILLE 115KV CKT 1 | 0 | 539694 | SPEARVL3 115.00 | 539771 | NFTDODG3 115.00 | 0 |  | 1 |  |  |  | MKEC | Lancer - North Judson Large 115KV CKT 1 | Build appoximately 20 mile 115 kV line | [53 empty] | 2014-06-01 | 2016-06-01
2012-AG2 | AFS9 |  | FDNS |  | FDNSLock |  | 5 | 5 | 2012AG2AFS92T305514SP | TO->FROM | BARBER 3 115.00 - MEDICINE LODGE 115KV CKT 1 | CP | SUNC | SUNC | GREAT PL | GREAT PL | 0 | 539673 | MED-LDG3 115.00 | 539760 | BARBER 3 115.00 | 0 |  | 1 | 14SP | 79.7 | 79.7 | 0 | 155.8 | 154.8509 | 167.5941 | [7 empty] | CATEGORYB | SINGLE | NORTH JUDSON LARGE SUB - SPEARVILLE 115KV CKT 1 | 0 | 539694 | SPEARVL3 115.00 | 539771 | NFTDODG3 115.00 | 0 |  | 1 |  |  |  | MKEC | Lancer - Spearville 345KV CKT 1 | Build appoximately 0.5 mile 345 kV line | [53 empty] | 2014-06-01 | 2016-06-01
2012-AG2 | AFS9 |  | FDNS |  | FDNS |  | 5 | 5 | 2012AG2AFS91T12215514SP | TO->FROM | BARBER 3 115.00 - MEDICINE LODGE 115KV CKT 1 | CP | SUNC | SUNC | GREAT PL | GREAT PL | 0 | 539673 | MED-LDG3 115.00 | 539760 | BARBER 3 115.00 | 0 |  | 1 | 14SP | 79.7 | 79.7 | 0 | 152.9 | 152.863 | 163.1509 | [7 empty] | CATEGORYB | SINGLE | SPEARVILLE (SPEARVL6) 230/115/13.8KV TRANSFORMER CKT 1 | 1 | 539694 | SPEARVL3 115.00 | 539695 | SPEARVL6 230.00 | 539935 | SPERVLTT 13.800 | 1 |  |  |  | MKEC | Lancer 345/115/13.8kV Transformer CKT 1 | Build new Lancer Substation with 345/115 kV transformer | [53 empty] | 2014-06-01 | 2016-06-01
2012-AG2 | AFS9 |  | FDNS |  | FDNS |  | 5 | 5 | 2012AG2AFS91T12215514SP | TO->FROM | BARBER 3 115.00 - MEDICINE LODGE 115KV CKT 1 | CP | SUNC | SUNC | GREAT PL | GREAT PL | 0 | 539673 | MED-LDG3 115.00 | 539760 | BARBER 3 115.00 | 0 |  | 1 | 14SP | 79.7 | 79.7 | 0 | 152.9 | 152.863 | 163.1509 | [7 empty] | CATEGORYB | SINGLE | SPEARVILLE (SPEARVL6) 230/115/13.8KV TRANSFORMER CKT 1 | 1 | 539694 | SPEARVL3 115.00 | 539695 | SPEARVL6 230.00 | 539935 | SPERVLTT 13.800 | 1 |  |  |  | MKEC | Lancer - North Judson Large 115KV CKT 1 | Build appoximately 20 mile 115 kV line | [53 empty] | 2014-06-01 | 2016-06-01
2012-AG2 | AFS9 |  | FDNS |  | FDNS |  | 5 | 5 | 2012AG2AFS91T12215514SP | TO->FROM | BARBER 3 115.00 - MEDICINE LODGE 115KV CKT 1 | CP | SUNC | SUNC | GREAT PL | GREAT PL | 0 | 539673 | MED-LDG3 115.00 | 539760 | BARBER 3 115.00 | 0 |  | 1 | 14SP | 79.7 | 79.7 | 0 | 152.9 | 152.863 | 163.1509 | [7 empty] | CATEGORYB | SINGLE | SPEARVILLE (SPEARVL6) 230/115/13.8KV TRANSFORMER CKT 1 | 1 | 539694 | SPEARVL3 115.00 | 539695 | SPEARVL6 230.00 | 539935 | SPERVLTT 13.800 | 1 |  |  |  | MKEC | Lancer - Spearville 345KV CKT 1 | Build appoximately 0.5 mile 345 kV line | [53 empty] | 2014-06-01 | 2016-06-01
2005-AG2 | [10 empty] | BEELINE - EXPLORER GLENPOOL TAP 138KV CKT 1 | U | OKGE | OKGE |  |  | 0 | 515473 | EXPGLNT4 | 515247 | BEELINE4 138 | 0 |  | 1 | [15 empty] | BASECASE | BASE CASE | [8 empty] | Credit Flowgate |  |  | OKGE | BEELINE - EXPLORER GLENPOOL TAP 138KV CKT 1 | Reconductor .92miles of line with Drake ACCC/TW. | [53 empty] | 2009-06-01 | 2009-06-01
2009-AGP1 | [10 empty] | BLUE CANYON - PARADISE 138KV CKT 1 | U | WFEC | WFEC | AEP-OP-I | AEP-KP | 0 | 521129 | BLUCAN5 4 | 521024 | PARADSE4 138.00 | 0 |  | 1 | [15 empty] | BASECASE | BASE CASE | [8 empty] | Credit Flowgate |  |  | WFEC | BLUE CANYON - PARADISE 138KV CKT 1 | Upgrade Paradise to Blue Canyon to 1113 | [53 empty] | 2010-06-01 | 2013-06-01
2009-AGP2 | AFS5 | [9 empty] | CANTON - TALOGA 69KV CKT 1 | U | WFEC | WFEC | AEP-OP | AEP-OP | 0 | 521064 | TALOGA 2 69.000 | 520843 | CANTON-2 69.000 | 0 |  | 1 | [15 empty] | BASECASE | BASE CASE | [8 empty] | Credit Flowgate |  |  | WFEC | CANTON - TALOGA 69KV CKT 1 | UPGRADE CANTON TO TALOGA TO 336.4 | 106 | 132 |  |  | 9.7 | 24 | 24 |  | 0.04013 | 0.16101 | 0.00252 | [42 empty] | 2011-06-01 | 2013-06-01
GI | [10 empty] | CIRCLE - RICE_CO 230KV CKT 1 | U | WERE | MIDW |  |  | 0 | 530686 | RICECO 230.00 | 532871 | CIRCLE 6 230.00 | 0 |  | 1 | [15 empty] | BASECASE | BASE CASE | [8 empty] | Credit Flowgate |  |  | MIDW | CIRCLE - RICE_CO 230KV CKT 1 | Convert from 115kV to 230kV operation | [53 empty] | 2012-10-01 | 2012-11-15
2007-AG3 | AFS7 | [9 empty] | CLIFTON - GREENLEAF 115KV CKT 1 | U | MKEC | MKEC |  |  | 0 | 539656 | CLIFTON3 115.00 | 539665 | GRNLEAF3 115.00 | 0 |  | 1 | [15 empty] | BASECASE | BASE CASE | [8 empty] | Credit Flowgate |  |  | MKEC | CLIFTON - GREENLEAF 115KV CKT 1 | Rebuild 14.4 miles | [53 empty] | 2011-06-01 | 2013-06-01
2007-AG3 | AFS9 | [9 empty] | DEARING 138KV | U | WERE |  | SEAST |  |  | 533002 | DEARING4 138.00 | [20 empty] | BASECASE | BASE CASE | [8 empty] | Credit Flowgate |  |  | WERE | DEARING 138KV Capacitor | Dearing 138 kV 20 MVAR Capacitor Addition | [53 empty] | 2012-06-01 | 2012-06-01
2012-AG2 | AFS9 |  | FDNS |  | FDNS |  | 5 | 5 | 2012AG2AFS91T3785523SP | TO->FROM | DENVER CITY INTERCHANGE N. - MUSTANG STATION N. 115KV CKT 1 | CP | SPS | SPS | SPS-YOGS | SPS-YOGS | 0 | 527146 | MUSTANG 3115.00 | 527130 | DENVER_N 3115.00 | 0 |  | 1 | 23SP | 239 | 309 | 0 | 99.5 | 99.4637 | 100.4315 | [7 empty] | CATEGORYB | SINGLE | DENVER CITY INTERCHANGE S. - MUSTANG STATION N. 115KV CKT 2 | 0 | 527136 | DENVER_S 3115.00 | 527146 | MUSTANG 3115.00 | 0 |  | 2 |  |  |  | SPS | Mustang to Shell CO2 115 kV | Build 6.3 mile 115 kV line from Mustang to Shell CO2 Build a new 6.9 mile 115kV line between the Mustang and Shell CO2 substations. | [11 empty] | SCERT Estimate | 15196916 | 2013-07-03 | [39 empty] | 2019-06-01 | 2019-06-01
2012-AG2 | AFS9 |  | FDNS |  | FDNS |  | 5 | 5 | 2012AG2AFS91T2145514WP | FROM->TO | EASTOWN7 345.00 (EASTOWN 345) 345/161/13.8KV TRANSFORMER CKT 1 | PL | GMO | GMO |  |  | 1 | 541400 | EASTOWN7 345.00 | 541401 | EASTOWN5 161.00 | 541402 | EASTOWN1 13.800 | 1 | 14WP | 400 | 440 | 440 | 110.3 | 110.3405 | 112.8612 | [7 empty] | CATEGORYB | SINGLE | EASTOWN7 345.00 - ST JOE 345KV CKT 1 | 0 | 541199 | ST JOE 3 345.00 | 541400 | EASTOWN7 345.00 | 0 |  | 1 |  |  |  | KACP | EASTOWN7 345.00 (EASTOWN 345) 345/161/13.8KV TRANSFORMER CKT 1 | Upgrade transformer to 715 MVA. | 650 | 715 | 650 | 715 | [49 empty] | 2014-06-01 | 2014-06-01
2012-AG2 | AFS9 |  | FDNS |  | FDNS |  | 5 | 5 | 2012AG2AFS91T4945514SP | FROM->TO | EASTOWN7 345.00 (EASTOWN 345) 345/161/13.8KV TRANSFORMER CKT 1 | PL | GMO | GMO |  |  | 1 | 541400 | EASTOWN7 345.00 | 541401 | EASTOWN5 161.00 | 541402 | EASTOWN1 13.800 | 1 | 14SP | 400 | 440 | 440 | 105.3 | 105.262 | 105.722 | [7 empty] | CATEGORYB | SINGLE | EASTOWN7 345.00 - ST JOE 345KV CKT 1 | 0 | 541199 | ST JOE 3 345.00 | 541400 | EASTOWN7 345.00 | 0 |  | 1 |  |  |  | KACP | EASTOWN7 345.00 (EASTOWN 345) 345/161/13.8KV TRANSFORMER CKT 1 | Upgrade transformer to 715 MVA. | 650 | 715 | 650 | 715 | [49 empty] | 2014-06-01 | 2014-06-01
2012-AG2 | AFS9 |  | FDNS |  | FDNS |  | 5 | 5 | 2012AG2AFS91T1745514WP | FROM->TO | EDWARDSVILLE (EDWRDV4X) 161/115/12.47KV TRANSFORMER CKT 1 | EXP | WERE | WERE | NEAST | NEAST | 1 | 533238 | EDWARVL3 115.00 | 532912 | EDWRDVL5 161.00 | 532940 | EDWRDVL1 12.470 | 1 | 14WP | 168 | 184.8 | 210 | 103.7 | 103.7219 | 104.0409 | [7 empty] | CATEGORYB | SINGLE | 87th STREET - CRAIG 345KV CKT 1 | 0 | 532775 | 87TH 7 345.00 | 542977 | CRAIG 7 345.00 | 0 |  | 1 |  |  |  | KACP | IATAN - NASHUA 345KV CKT 1 | Tap Nashua 345kV bus in Hawthorn - St. Joseph 345 kV line. Build new 345 kV line from Iatan to Nashua,Add Nashua 345/161 kV | [53 empty] | 2014-06-01 | 2015-06-01
2005-AG2 | [10 empty] | EXPLORER GLENPOOL - EXPLORER GLENPOOL TAP 138KV CKT 1 | U | OKGE | OKGE |  |  | 0 | 515248 | EXPLGLN4 138 | 515473 | EXPGLNT4 | 0 |  | 1 | [15 empty] | BASECASE | BASE CASE | [8 empty] | Credit Flowgate |  |  | OKGE | EXPLORER GLENPOOL - EXPLORER GLENPOOL TAP 138KV CKT 1 | Reconductor .92miles of line with Drake ACCC/TW. | [53 empty] | 2009-06-01 | 2009-06-01
2005-AG2 | [10 empty] | EXPLORER GLENPOOL - EXPLORER GLENPOOL TAP 138KV CKT 1 AEPW | U | AEPW | OKGE |  |  | 0 | 515473 | EXPGLNT4 | 515248 | EXPLGLN4 138 | 0 |  | 1 | [15 empty] | BASECASE | BASE CASE | [8 empty] | Credit Flowgate |  |  | AEPW | EXPLORER GLENPOOL - EXPLORER GLENPOOL TAP 138KV CKT 1 AEPW | Reconductor 1.82 miles with ACCC. Replace wave trap jumpers at Riverside. | [53 empty] | 2009-06-01 | 2009-06-01
2005-AG2 | [10 empty] | EXPLORER GLENPOOL - EXPLORER GLENPOOL TAP 138KV CKT 1 OKGE | U | AEPW | OKGE |  |  | 0 | 515473 | EXPGLNT4 | 515248 | EXPLGLN4 138 | 0 |  | 1 | [15 empty] | BASECASE | BASE CASE | [8 empty] | Credit Flowgate |  |  | OKGE | EXPLORER GLENPOOL - EXPLORER GLENPOOL TAP 138KV CKT 1 OKGE | Reconductor 1.82 miles line with Drake ACCC/TW. | [53 empty] | 2009-06-01 | 2009-06-01
2005-AG2 | [10 empty] | EXPLORER GLENPOOL TAP - RIVERSIDE STATION 138KV CKT 1 AEPW | U | AEPW | OKGE |  |  | 0 | 509783 | R.S.S.-4 138 | 515473 | EXPGLNT4 | 0 |  | 1 | [15 empty] | BASECASE | BASE CASE | [8 empty] | Credit Flowgate |  |  | AEPW | EXPLORER GLENPOOL TAP - RIVERSIDE STATION 138KV CKT 1 AEPW | Reconductor 1.82 miles with ACCC. Replace wave trap jumpers at Riverside. | [53 empty] | 2009-06-01 | 2009-06-01
2005-AG2 | [10 empty] | EXPLORER GLENPOOL TAP - RIVERSIDE STATION 138KV CKT 1 OKGE | U | AEPW | OKGE |  |  | 0 | 509783 | R.S.S.-4 138 | 515473 | EXPGLNT4 | 0 |  | 1 | [15 empty] | BASECASE | BASE CASE | [8 empty] | Credit Flowgate |  |  | OKGE | EXPLORER GLENPOOL TAP - RIVERSIDE STATION 138KV CKT 1 OKGE | Reconductor 1.82 miles line with Drake ACCC/TW. | [53 empty] | 2009-06-01 | 2009-06-01
2007-AG3 | AFS7 | [9 empty] | FLATRDG3 138.00 - MEDICINE LODGE 138KV CKT 1 | U | MKEC | MKEC |  |  | 0 | 539638 | FLATRDG3 138.00 | 539674 | MED-LDG4 138.00 | 0 |  | 1 | [15 empty] | BASECASE | BASE CASE | [8 empty] | Credit Flowgate |  |  | MKEC | FLATRDG3 138.00 - MEDICINE LODGE 138KV CKT 1 | Rebuild 8.05 mile line | [53 empty] | 2009-12-01 | 2013-06-01
2007-AG3 | AFS7 | [9 empty] | FLATRDG3 138.00 - HARPER 138KV CKT 1 | U | MKEC | MKEC |  |  | 0 | 539638 | FLATRDG3 138.00 | 539668 | HARPER 4 138.00 | 0 |  | 1 | [15 empty] | BASECASE | BASE CASE | [8 empty] | Credit Flowgate |  |  | MKEC | FLATRDG3 138.00 - HARPER 138KV CKT 1 | Rebuild 24.15 mile line | 286 | 286 |  |  | 24.15 | 24 | 24 | [46 empty] | 2009-12-01 | 2013-06-01
2006-AG1 | 2006-AG1 | [9 empty] | FT SUPPLY 138/69KV TRANSFORMER CKT 1 | U | WFEC | WFEC |  |  | 1 | 520920 | FTSUPLY4 138 | 520919 | FTSUPLY269.0 | 521182 |  | 2 | [15 empty] | BASECASE | BASE CASE | [8 empty] | Credit Flowgate |  |  | WFEC | FT SUPPLY 138/69KV TRANSFORMER CKT 1 | Install 2nd 70 MVA auto at Ft Supply | [53 empty] | 2006-12-01 | 2008-06-01
GEN | [10 empty] | GRACMNT4 138.00 - WASHITA 138KV CKT 2 OKGE | U | WFEC | OKGE | AEP-CS | ARDMORE | 0 | 521089 | WASHITA4 138.00 | 515802 | GRACMNT4 138.00 | 0 |  | 2 | [15 empty] | BASECASE | BASE CASE | [8 empty] | Credit Flowgate |  |  | OKGE | GRACMNT4 138.00 - WASHITA 138KV CKT 2 OKGE | Build 138kV Terminal. | [53 empty] | 2012-01-01 | 2012-01-01
GEN | [10 empty] | GRACMNT4 138.00 - WASHITA 138KV CKT 2 WFEC | U | WFEC | OKGE | AEP-CS | ARDMORE | 0 | 521089 | WASHITA4 138.00 | 515802 | GRACMNT4 138.00 | 0 |  | 2 | [15 empty] | BASECASE | BASE CASE | [8 empty] | Credit Flowgate |  |  | WFEC | GRACMNT4 138.00 - WASHITA 138KV CKT 2 WFEC | Build approximately 6 miles of 138kV. | [53 empty] | 2012-01-01 | 2012-01-01
2008-AGP1 | AFS6 | [9 empty] | GREENLEAF - KNOB HILL 115KV CKT 1 | U | SUNC | WERE |  | NCENTRAL | 0 | 539665 | GRNLEAF3 115.00 | 533332 | KNOB HL3 115.00 | 0 |  | 1 | [15 empty] | BASECASE | BASE CASE | [8 empty] | Credit Flowgate |  |  | MKEC | GREENLEAF - KNOB HILL 115KV CKT 1 MKEC | Rebuild 43.5% Ownership of 20.9 miles | [53 empty] | 2013-06-01 | 2013-06-01
2012-AG2 | AFS9 |  | FDNS |  | FDNS |  | 5 | 5 | 2012AG2AFS91T2505523WP | TO->FROM | GREENSBURG - SSTARTP3 115.00 115KV CKT 1 | CP | SUNC | SUNC | GREAT PL | GREAT PL | 0 | 539763 | SSTARTP3 115.00 | 539664 | GRNBURG3 115.00 | 0 |  | 1 | 23WP | 120.7 | 129.5 | 0 | 98.8 | 98.7805 | 101.4008 | [7 empty] | CATEGORYB | SINGLE | NORTH JUDSON LARGE SUB - SPEARVILLE 115KV CKT 1 | 0 | 539694 | SPEARVL3 115.00 | 539771 | NFTDODG3 115.00 | 0 |  | 1 |  |  |  | MKEC | Lancer 345/115/13.8kV Transformer CKT 1 | Build new Lancer Substation with 345/115 kV transformer | [53 empty] | 2014-06-01 | 2016-06-01
2012-AG2 | AFS9 |  | FDNS |  | FDNS |  | 5 | 5 | 2012AG2AFS91T2505523WP | TO->FROM | GREENSBURG - SSTARTP3 115.00 115KV CKT 1 | CP | SUNC | SUNC | GREAT PL | GREAT PL | 0 | 539763 | SSTARTP3 115.00 | 539664 | GRNBURG3 115.00 | 0 |  | 1 | 23WP | 120.7 | 129.5 | 0 | 98.8 | 98.7805 | 101.4008 | [7 empty] | CATEGORYB | SINGLE | NORTH JUDSON LARGE SUB - SPEARVILLE 115KV CKT 1 | 0 | 539694 | SPEARVL3 115.00 | 539771 | NFTDODG3 115.00 | 0 |  | 1 |  |  |  | MKEC | Lancer - North Judson Large 115KV CKT 1 | Build appoximately 20 mile 115 kV line | [53 empty] | 2014-06-01 | 2016-06-01
2012-AG2 | AFS9 |  | FDNS |  | FDNS |  | 5 | 5 | 2012AG2AFS91T2505523WP | TO->FROM | GREENSBURG - SSTARTP3 115.00 115KV CKT 1 | CP | SUNC | SUNC | GREAT PL | GREAT PL | 0 | 539763 | SSTARTP3 115.00 | 539664 | GRNBURG3 115.00 | 0 |  | 1 | 23WP | 120.7 | 129.5 | 0 | 98.8 | 98.7805 | 101.4008 | [7 empty] | CATEGORYB | SINGLE | NORTH JUDSON LARGE SUB - SPEARVILLE 115KV CKT 1 | 0 | 539694 | SPEARVL3 115.00 | 539771 | NFTDODG3 115.00 | 0 |  | 1 |  |  |  | MKEC | Lancer - Spearville 345KV CKT 1 | Build appoximately 0.5 mile 345 kV line | [53 empty] | 2014-06-01 | 2016-06-01
2012-AG2 | AFS9 |  | FDNS |  | FDNS |  | 5 | 5 | 2012AG2AFS91T7865523WP | TO->FROM | GREENSBURG - SSTARTP3 115.00 115KV CKT 1 | CP | SUNC | SUNC | GREAT PL | GREAT PL | 0 | 539763 | SSTARTP3 115.00 | 539664 | GRNBURG3 115.00 | 0 |  | 1 | 23WP | 120.7 | 129.5 | 0 | 97.5 | 97.5018 | 100.0713 | [7 empty] | CATEGORYB | SINGLE | SPEARVILLE (SPEARVL6) 230/115/13.8KV TRANSFORMER CKT 1 | 1 | 539694 | SPEARVL3 115.00 | 539695 | SPEARVL6 230.00 | 539935 | SPERVLTT 13.800 | 1 |  |  |  | MKEC | Lancer 345/115/13.8kV Transformer CKT 1 | Build new Lancer Substation with 345/115 kV transformer | [53 empty] | 2014-06-01 | 2016-06-01
2012-AG2 | AFS9 |  | FDNS |  | FDNS |  | 5 | 5 | 2012AG2AFS91T7865523WP | TO->FROM | GREENSBURG - SSTARTP3 115.00 115KV CKT 1 | CP | SUNC | SUNC | GREAT PL | GREAT PL | 0 | 539763 | SSTARTP3 115.00 | 539664 | GRNBURG3 115.00 | 0 |  | 1 | 23WP | 120.7 | 129.5 | 0 | 97.5 | 97.5018 | 100.0713 | [7 empty] | CATEGORYB | SINGLE | SPEARVILLE (SPEARVL6) 230/115/13.8KV TRANSFORMER CKT 1 | 1 | 539694 | SPEARVL3 115.00 | 539695 | SPEARVL6 230.00 | 539935 | SPERVLTT 13.800 | 1 |  |  |  | MKEC | Lancer - North Judson Large 115KV CKT 1 | Build appoximately 20 mile 115 kV line | [53 empty] | 2014-06-01 | 2016-06-01
2012-AG2 | AFS9 |  | FDNS |  | FDNS |  | 5 | 5 | 2012AG2AFS91T7865523WP | TO->FROM | GREENSBURG - SSTARTP3 115.00 115KV CKT 1 | CP | SUNC | SUNC | GREAT PL | GREAT PL | 0 | 539763 | SSTARTP3 115.00 | 539664 | GRNBURG3 115.00 | 0 |  | 1 | 23WP | 120.7 | 129.5 | 0 | 97.5 | 97.5018 | 100.0713 | [7 empty] | CATEGORYB | SINGLE | SPEARVILLE (SPEARVL6) 230/115/13.8KV TRANSFORMER CKT 1 | 1 | 539694 | SPEARVL3 115.00 | 539695 | SPEARVL6 230.00 | 539935 | SPERVLTT 13.800 | 1 |  |  |  | MKEC | Lancer - Spearville 345KV CKT 1 | Build appoximately 0.5 mile 345 kV line | [53 empty] | 2014-06-01 | 2016-06-01
2012-AG2 | AFS9 |  | FDNS |  | FDNSLock |  | 5 | 5 | 2012AG2AFS92T95523SP | TO->FROM | GREENSBURG - SSTARTP3 115.00 115KV CKT 1 | CP | SUNC | SUNC | GREAT PL | GREAT PL | 0 | 539763 | SSTARTP3 115.00 | 539664 | GRNBURG3 115.00 | 0 |  | 1 | 23SP | 120.7 | 129.5 | 0 | 108.1 | 108.3892 | 113.5741 | [7 empty] | CATEGORYB | SINGLE | NORTH JUDSON LARGE SUB - SPEARVILLE 115KV CKT 1 | 0 | 539694 | SPEARVL3 115.00 | 539771 | NFTDODG3 115.00 | 0 |  | 1 |  |  |  | MKEC | Lancer 345/115/13.8kV Transformer CKT 1 | Build new Lancer Substation with 345/115 kV transformer | [53 empty] | 2014-06-01 | 2016-06-01
2012-AG2 | AFS9 |  | FDNS |  | FDNSLock |  | 5 | 5 | 2012AG2AFS92T95523SP | TO->FROM | GREENSBURG - SSTARTP3 115.00 115KV CKT 1 | CP | SUNC | SUNC | GREAT PL | GREAT PL | 0 | 539763 | SSTARTP3 115.00 | 539664 | GRNBURG3 115.00 | 0 |  | 1 | 23SP | 120.7 | 129.5 | 0 | 108.1 | 108.3892 | 113.5741 | [7 empty] | CATEGORYB | SINGLE | NORTH JUDSON LARGE SUB - SPEARVILLE 115KV CKT 1 | 0 | 539694 | SPEARVL3 115.00 | 539771 | NFTDODG3 115.00 | 0 |  | 1 |  |  |  | MKEC | Lancer - North Judson Large 115KV CKT 1 | Build appoximately 20 mile 115 kV line | [53 empty] | 2014-06-01 | 2016-06-01
2012-AG2 | AFS9 |  | FDNS |  | FDNSLock |  | 5 | 5 | 2012AG2AFS92T95523SP | TO->FROM | GREENSBURG - SSTARTP3 115.00 115KV CKT 1 | CP | SUNC | SUNC | GREAT PL | GREAT PL | 0 | 539763 | SSTARTP3 115.00 | 539664 | GRNBURG3 115.00 | 0 |  | 1 | 23SP | 120.7 | 129.5 | 0 | 108.1 | 108.3892 | 113.5741 | [7 empty] | CATEGORYB | SINGLE | NORTH JUDSON LARGE SUB - SPEARVILLE 115KV CKT 1 | 0 | 539694 | SPEARVL3 115.00 | 539771 | NFTDODG3 115.00 | 0 |  | 1 |  |  |  | MKEC | Lancer - Spearville 345KV CKT 1 | Build appoximately 0.5 mile 345 kV line | [53 empty] | 2014-06-01 | 2016-06-01
2012-AG2 | AFS9 |  | FDNS |  | FDNS |  | 5 | 5 | 2012AG2AFS91T15825523SP | TO->FROM | GREENSBURG - SSTARTP3 115.00 115KV CKT 1 | CP | SUNC | SUNC | GREAT PL | GREAT PL | 0 | 539763 | SSTARTP3 115.00 | 539664 | GRNBURG3 115.00 | 0 |  | 1 | 23SP | 120.7 | 129.5 | 0 | 106.1 | 106.073 | 111.5367 | [7 empty] | CATEGORYB | SINGLE | SPEARVILLE (SPEARVL6) 230/115/13.8KV TRANSFORMER CKT 1 | 1 | 539694 | SPEARVL3 115.00 | 539695 | SPEARVL6 230.00 | 539935 | SPERVLTT 13.800 | 1 |  |  |  | MKEC | Lancer 345/115/13.8kV Transformer CKT 1 | Build new Lancer Substation with 345/115 kV transformer | [53 empty] | 2014-06-01 | 2016-06-01
2012-AG2 | AFS9 |  | FDNS |  | FDNS |  | 5 | 5 | 2012AG2AFS91T15825523SP | TO->FROM | GREENSBURG - SSTARTP3 115.00 115KV CKT 1 | CP | SUNC | SUNC | GREAT PL | GREAT PL | 0 | 539763 | SSTARTP3 115.00 | 539664 | GRNBURG3 115.00 | 0 |  | 1 | 23SP | 120.7 | 129.5 | 0 | 106.1 | 106.073 | 111.5367 | [7 empty] | CATEGORYB | SINGLE | SPEARVILLE (SPEARVL6) 230/115/13.8KV TRANSFORMER CKT 1 | 1 | 539694 | SPEARVL3 115.00 | 539695 | SPEARVL6 230.00 | 539935 | SPERVLTT 13.800 | 1 |  |  |  | MKEC | Lancer - North Judson Large 115KV CKT 1 | Build appoximately 20 mile 115 kV line | [53 empty] | 2014-06-01 | 2016-06-01
2012-AG2 | AFS9 |  | FDNS |  | FDNS |  | 5 | 5 | 2012AG2AFS91T15825523SP | TO->FROM | GREENSBURG - SSTARTP3 115.00 115KV CKT 1 | CP | SUNC | SUNC | GREAT PL | GREAT PL | 0 | 539763 | SSTARTP3 115.00 | 539664 | GRNBURG3 115.00 | 0 |  | 1 | 23SP | 120.7 | 129.5 | 0 | 106.1 | 106.073 | 111.5367 | [7 empty] | CATEGORYB | SINGLE | SPEARVILLE (SPEARVL6) 230/115/13.8KV TRANSFORMER CKT 1 | 1 | 539694 | SPEARVL3 115.00 | 539695 | SPEARVL6 230.00 | 539935 | SPERVLTT 13.800 | 1 |  |  |  | MKEC | Lancer - Spearville 345KV CKT 1 | Build appoximately 0.5 mile 345 kV line | [53 empty] | 2014-06-01 | 2016-06-01
2012-AG2 | AFS9 |  | FDNS |  | FDNS |  | 5 | 5 | 2012AG2AFS91T1885518WP | TO->FROM | GREENSBURG - SSTARTP3 115.00 115KV CKT 1 | CP | SUNC | SUNC | GREAT PL | GREAT PL | 0 | 539763 | SSTARTP3 115.00 | 539664 | GRNBURG3 115.00 | 0 |  | 1 | 18WP | 120.7 | 129.5 | 0 | 98.9 | 98.9127 | 103.3012 | [7 empty] | CATEGORYB | SINGLE | NORTH JUDSON LARGE SUB - SPEARVILLE 115KV CKT 1 | 0 | 539694 | SPEARVL3 115.00 | 539771 | NFTDODG3 115.00 | 0 |  | 1 |  |  |  | MKEC | Lancer 345/115/13.8kV Transformer CKT 1 | Build new Lancer Substation with 345/115 kV transformer | [53 empty] | 2014-06-01 | 2016-06-01
2012-AG2 | AFS9 |  | FDNS |  | FDNS |  | 5 | 5 | 2012AG2AFS91T1885518WP | TO->FROM | GREENSBURG - SSTARTP3 115.00 115KV CKT 1 | CP | SUNC | SUNC | GREAT PL | GREAT PL | 0 | 539763 | SSTARTP3 115.00 | 539664 | GRNBURG3 115.00 | 0 |  | 1 | 18WP | 120.7 | 129.5 | 0 | 98.9 | 98.9127 | 103.3012 | [7 empty] | CATEGORYB | SINGLE | NORTH JUDSON LARGE SUB - SPEARVILLE 115KV CKT 1 | 0 | 539694 | SPEARVL3 115.00 | 539771 | NFTDODG3 115.00 | 0 |  | 1 |  |  |  | MKEC | Lancer - North Judson Large 115KV CKT 1 | Build appoximately 20 mile 115 kV line | [53 empty] | 2014-06-01 | 2016-06-01
2012-AG2 | AFS9 |  | FDNS |  | FDNS |  | 5 | 5 | 2012AG2AFS91T1885518WP | TO->FROM | GREENSBURG - SSTARTP3 115.00 115KV CKT 1 | CP | SUNC | SUNC | GREAT PL | GREAT PL | 0 | 539763 | SSTARTP3 115.00 | 539664 | GRNBURG3 115.00 | 0 |  | 1 | 18WP | 120.7 | 129.5 | 0 | 98.9 | 98.9127 | 103.3012 | [7 empty] | CATEGORYB | SINGLE | NORTH JUDSON LARGE SUB - SPEARVILLE 115KV CKT 1 | 0 | 539694 | SPEARVL3 115.00 | 539771 | NFTDODG3 115.00 | 0 |  | 1 |  |  |  | MKEC | Lancer - Spearville 345KV CKT 1 | Build appoximately 0.5 mile 345 kV line | [53 empty] | 2014-06-01 | 2016-06-01
2012-AG2 | AFS9 |  | FDNS |  | FDNS |  | 5 | 5 | 2012AG2AFS91T5565518WP | TO->FROM | GREENSBURG - SSTARTP3 115.00 115KV CKT 1 | CP | SUNC | SUNC | GREAT PL | GREAT PL | 0 | 539763 | SSTARTP3 115.00 | 539664 | GRNBURG3 115.00 | 0 |  | 1 | 18WP | 120.7 | 129.5 | 0 | 97.7 | 97.6967 | 101.9793 | [7 empty] | CATEGORYB | SINGLE | SPEARVILLE (SPEARVL6) 230/115/13.8KV TRANSFORMER CKT 1 | 1 | 539694 | SPEARVL3 115.00 | 539695 | SPEARVL6 230.00 | 539935 | SPERVLTT 13.800 | 1 |  |  |  | MKEC | Lancer - North Judson Large 115KV CKT 1 | Build appoximately 20 mile 115 kV line | [53 empty] | 2014-06-01 | 2016-06-01
2012-AG2 | AFS9 |  | FDNS |  | FDNS |  | 5 | 5 | 2012AG2AFS91T5565518WP | TO->FROM | GREENSBURG - SSTARTP3 115.00 115KV CKT 1 | CP | SUNC | SUNC | GREAT PL | GREAT PL | 0 | 539763 | SSTARTP3 115.00 | 539664 | GRNBURG3 115.00 | 0 |  | 1 | 18WP | 120.7 | 129.5 | 0 | 97.7 | 97.6967 | 101.9793 | [7 empty] | CATEGORYB | SINGLE | SPEARVILLE (SPEARVL6) 230/115/13.8KV TRANSFORMER CKT 1 | 1 | 539694 | SPEARVL3 115.00 | 539695 | SPEARVL6 230.00 | 539935 | SPERVLTT 13.800 | 1 |  |  |  | MKEC | Lancer 345/115/13.8kV Transformer CKT 1 | Build new Lancer Substation with 345/115 kV transformer | [53 empty] | 2014-06-01 | 2016-06-01
2012-AG2 | AFS9 |  | FDNS |  | FDNS |  | 5 | 5 | 2012AG2AFS91T5565518WP | TO->FROM | GREENSBURG - SSTARTP3 115.00 115KV CKT 1 | CP | SUNC | SUNC | GREAT PL | GREAT PL | 0 | 539763 | SSTARTP3 115.00 | 539664 | GRNBURG3 115.00 | 0 |  | 1 | 18WP | 120.7 | 129.5 | 0 | 97.7 | 97.6967 | 101.9793 | [7 empty] | CATEGORYB | SINGLE | SPEARVILLE (SPEARVL6) 230/115/13.8KV TRANSFORMER CKT 1 | 1 | 539694 | SPEARVL3 115.00 | 539695 | SPEARVL6 230.00 | 539935 | SPERVLTT 13.800 | 1 |  |  |  | MKEC | Lancer - Spearville 345KV CKT 1 | Build appoximately 0.5 mile 345 kV line | [53 empty] | 2014-06-01 | 2016-06-01
2012-AG2 | AFS9 |  | FDNS |  | FDNS |  | 5 | 5 | 2012AG2AFS91T4065518SP | TO->FROM | GREENSBURG - SSTARTP3 115.00 115KV CKT 1 | CP | SUNC | SUNC | GREAT PL | GREAT PL | 0 | 539763 | SSTARTP3 115.00 | 539664 | GRNBURG3 115.00 | 0 |  | 1 | 18SP | 120.7 | 129.5 | 0 | 110.6 | 110.6215 | 117.6721 | [7 empty] | CATEGORYB | SINGLE | NORTH JUDSON LARGE SUB - SPEARVILLE 115KV CKT 1 | 0 | 539694 | SPEARVL3 115.00 | 539771 | NFTDODG3 115.00 | 0 |  | 1 |  |  |  | MKEC | Lancer - North Judson Large 115KV CKT 1 | Build appoximately 20 mile 115 kV line | [53 empty] | 2014-06-01 | 2016-06-01
2012-AG2 | AFS9 |  | FDNS |  | FDNS |  | 5 | 5 | 2012AG2AFS91T4065518SP | TO->FROM | GREENSBURG - SSTARTP3 115.00 115KV CKT 1 | CP | SUNC | SUNC | GREAT PL | GREAT PL | 0 | 539763 | SSTARTP3 115.00 | 539664 | GRNBURG3 115.00 | 0 |  | 1 | 18SP | 120.7 | 129.5 | 0 | 110.6 | 110.6215 | 117.6721 | [7 empty] | CATEGORYB | SINGLE | NORTH JUDSON LARGE SUB - SPEARVILLE 115KV CKT 1 | 0 | 539694 | SPEARVL3 115.00 | 539771 | NFTDODG3 115.00 | 0 |  | 1 |  |  |  | MKEC | Lancer 345/115/13.8kV Transformer CKT 1 | Build new Lancer Substation with 345/115 kV transformer | [53 empty] | 2014-06-01 | 2016-06-01
2012-AG2 | AFS9 |  | FDNS |  | FDNS |  | 5 | 5 | 2012AG2AFS91T4065518SP | TO->FROM | GREENSBURG - SSTARTP3 115.00 115KV CKT 1 | CP | SUNC | SUNC | GREAT PL | GREAT PL | 0 | 539763 | SSTARTP3 115.00 | 539664 | GRNBURG3 115.00 | 0 |  | 1 | 18SP | 120.7 | 129.5 | 0 | 110.6 | 110.6215 | 117.6721 | [7 empty] | CATEGORYB | SINGLE | NORTH JUDSON LARGE SUB - SPEARVILLE 115KV CKT 1 | 0 | 539694 | SPEARVL3 115.00 | 539771 | NFTDODG3 115.00 | 0 |  | 1 |  |  |  | MKEC | Lancer - Spearville 345KV CKT 1 | Build appoximately 0.5 mile 345 kV line | [53 empty] | 2014-06-01 | 2016-06-01
2012-AG2 | AFS9 |  | FDNS |  | FDNS |  | 5 | 5 | 2012AG2AFS91T12265518SP | TO->FROM | GREENSBURG - SSTARTP3 115.00 115KV CKT 1 | CP | SUNC | SUNC | GREAT PL | GREAT PL | 0 | 539763 | SSTARTP3 115.00 | 539664 | GRNBURG3 115.00 | 0 |  | 1 | 18SP | 120.7 | 129.5 | 0 | 108.7 | 108.656 | 115.733 | [7 empty] | CATEGORYB | SINGLE | SPEARVILLE (SPEARVL6) 230/115/13.8KV TRANSFORMER CKT 1 | 1 | 539694 | SPEARVL3 115.00 | 539695 | SPEARVL6 230.00 | 539935 | SPERVLTT 13.800 | 1 |  |  |  | MKEC | Lancer 345/115/13.8kV Transformer CKT 1 | Build new Lancer Substation with 345/115 kV transformer | [53 empty] | 2014-06-01 | 2016-06-01
2012-AG2 | AFS9 |  | FDNS |  | FDNS |  | 5 | 5 | 2012AG2AFS91T12265518SP | TO->FROM | GREENSBURG - SSTARTP3 115.00 115KV CKT 1 | CP | SUNC | SUNC | GREAT PL | GREAT PL | 0 | 539763 | SSTARTP3 115.00 | 539664 | GRNBURG3 115.00 | 0 |  | 1 | 18SP | 120.7 | 129.5 | 0 | 108.7 | 108.656 | 115.733 | [7 empty] | CATEGORYB | SINGLE | SPEARVILLE (SPEARVL6) 230/115/13.8KV TRANSFORMER CKT 1 | 1 | 539694 | SPEARVL3 115.00 | 539695 | SPEARVL6 230.00 | 539935 | SPERVLTT 13.800 | 1 |  |  |  | MKEC | Lancer - North Judson Large 115KV CKT 1 | Build appoximately 20 mile 115 kV line | [53 empty] | 2014-06-01 | 2016-06-01
2012-AG2 | AFS9 |  | FDNS |  | FDNS |  | 5 | 5 | 2012AG2AFS91T12265518SP | TO->FROM | GREENSBURG - SSTARTP3 115.00 115KV CKT 1 | CP | SUNC | SUNC | GREAT PL | GREAT PL | 0 | 539763 | SSTARTP3 115.00 | 539664 | GRNBURG3 115.00 | 0 |  | 1 | 18SP | 120.7 | 129.5 | 0 | 108.7 | 108.656 | 115.733 | [7 empty] | CATEGORYB | SINGLE | SPEARVILLE (SPEARVL6) 230/115/13.8KV TRANSFORMER CKT 1 | 1 | 539694 | SPEARVL3 115.00 | 539695 | SPEARVL6 230.00 | 539935 | SPERVLTT 13.800 | 1 |  |  |  | MKEC | Lancer - Spearville 345KV CKT 1 | Build appoximately 0.5 mile 345 kV line | [53 empty] | 2014-06-01 | 2016-06-01
2012-AG2 | AFS9 |  | FDNS |  | FDNS |  | 5 | 5 | 2012AG2AFS91T2085514WP | TO->FROM | GREENSBURG - SSTARTP3 115.00 115KV CKT 1 | CP | SUNC | SUNC | GREAT PL | GREAT PL | 0 | 539763 | SSTARTP3 115.00 | 539664 | GRNBURG3 115.00 | 0 |  | 1 | 14WP | 120.7 | 129.5 | 0 | 100.6 | 100.6298 | 105.2266 | [7 empty] | CATEGORYB | SINGLE | NORTH JUDSON LARGE SUB - SPEARVILLE 115KV CKT 1 | 0 | 539694 | SPEARVL3 115.00 | 539771 | NFTDODG3 115.00 | 0 |  | 1 |  |  |  | MKEC | Lancer 345/115/13.8kV Transformer CKT 1 | Build new Lancer Substation with 345/115 kV transformer | [53 empty] | 2014-06-01 | 2016-06-01
2012-AG2 | AFS9 |  | FDNS |  | FDNS |  | 5 | 5 | 2012AG2AFS91T2085514WP | TO->FROM | GREENSBURG - SSTARTP3 115.00 115KV CKT 1 | CP | SUNC | SUNC | GREAT PL | GREAT PL | 0 | 539763 | SSTARTP3 115.00 | 539664 | GRNBURG3 115.00 | 0 |  | 1 | 14WP | 120.7 | 129.5 | 0 | 100.6 | 100.6298 | 105.2266 | [7 empty] | CATEGORYB | SINGLE | NORTH JUDSON LARGE SUB - SPEARVILLE 115KV CKT 1 | 0 | 539694 | SPEARVL3 115.00 | 539771 | NFTDODG3 115.00 | 0 |  | 1 |  |  |  | MKEC | Lancer - North Judson Large 115KV CKT 1 | Build appoximately 20 mile 115 kV line | [53 empty] | 2014-06-01 | 2016-06-01
2012-AG2 | AFS9 |  | FDNS |  | FDNS |  | 5 | 5 | 2012AG2AFS91T2085514WP | TO->FROM | GREENSBURG - SSTARTP3 115.00 115KV CKT 1 | CP | SUNC | SUNC | GREAT PL | GREAT PL | 0 | 539763 | SSTARTP3 115.00 | 539664 | GRNBURG3 115.00 | 0 |  | 1 | 14WP | 120.7 | 129.5 | 0 | 100.6 | 100.6298 | 105.2266 | [7 empty] | CATEGORYB | SINGLE | NORTH JUDSON LARGE SUB - SPEARVILLE 115KV CKT 1 | 0 | 539694 | SPEARVL3 115.00 | 539771 | NFTDODG3 115.00 | 0 |  | 1 |  |  |  | MKEC | Lancer - Spearville 345KV CKT 1 | Build appoximately 0.5 mile 345 kV line | [53 empty] | 2014-06-01 | 2016-06-01
2012-AG2 | AFS9 |  | FDNS |  | FDNS |  | 5 | 5 | 2012AG2AFS91T5655514WP | TO->FROM | GREENSBURG - SSTARTP3 115.00 115KV CKT 1 | CP | SUNC | SUNC | GREAT PL | GREAT PL | 0 | 539763 | SSTARTP3 115.00 | 539664 | GRNBURG3 115.00 | 0 |  | 1 | 14WP | 120.7 | 129.5 | 0 | 99.5 | 99.4968 | 104.0457 | [7 empty] | CATEGORYB | SINGLE | SPEARVILLE (SPEARVL6) 230/115/13.8KV TRANSFORMER CKT 1 | 1 | 539694 | SPEARVL3 115.00 | 539695 | SPEARVL6 230.00 | 539935 | SPERVLTT 13.800 | 1 |  |  |  | MKEC | Lancer 345/115/13.8kV Transformer CKT 1 | Build new Lancer Substation with 345/115 kV transformer | [53 empty] | 2014-06-01 | 2016-06-01
2012-AG2 | AFS9 |  | FDNS |  | FDNS |  | 5 | 5 | 2012AG2AFS91T5655514WP | TO->FROM | GREENSBURG - SSTARTP3 115.00 115KV CKT 1 | CP | SUNC | SUNC | GREAT PL | GREAT PL | 0 | 539763 | SSTARTP3 115.00 | 539664 | GRNBURG3 115.00 | 0 |  | 1 | 14WP | 120.7 | 129.5 | 0 | 99.5 | 99.4968 | 104.0457 | [7 empty] | CATEGORYB | SINGLE | SPEARVILLE (SPEARVL6) 230/115/13.8KV TRANSFORMER CKT 1 | 1 | 539694 | SPEARVL3 115.00 | 539695 | SPEARVL6 230.00 | 539935 | SPERVLTT 13.800 | 1 |  |  |  | MKEC | Lancer - North Judson Large 115KV CKT 1 | Build appoximately 20 mile 115 kV line | [53 empty] | 2014-06-01 | 2016-06-01
2012-AG2 | AFS9 |  | FDNS |  | FDNS |  | 5 | 5 | 2012AG2AFS91T5655514WP | TO->FROM | GREENSBURG - SSTARTP3 115.00 115KV CKT 1 | CP | SUNC | SUNC | GREAT PL | GREAT PL | 0 | 539763 | SSTARTP3 115.00 | 539664 | GRNBURG3 115.00 | 0 |  | 1 | 14WP | 120.7 | 129.5 | 0 | 99.5 | 99.4968 | 104.0457 | [7 empty] | CATEGORYB | SINGLE | SPEARVILLE (SPEARVL6) 230/115/13.8KV TRANSFORMER CKT 1 | 1 | 539694 | SPEARVL3 115.00 | 539695 | SPEARVL6 230.00 | 539935 | SPERVLTT 13.800 | 1 |  |  |  | MKEC | Lancer - Spearville 345KV CKT 1 | Build appoximately 0.5 mile 345 kV line | [53 empty] | 2014-06-01 | 2016-06-01
2012-AG2 | AFS9 |  | FDNS |  | FDNSLock |  | 5 | 5 | 2012AG2AFS92T275514SP | TO->FROM | GREENSBURG - SSTARTP3 115.00 115KV CKT 1 | CP | SUNC | SUNC | GREAT PL | GREAT PL | 0 | 539763 | SSTARTP3 115.00 | 539664 | GRNBURG3 115.00 | 0 |  | 1 | 14SP | 120.7 | 129.5 | 0 | 111.8 | 111.249 | 118.8806 | [7 empty] | CATEGORYB | SINGLE | NORTH JUDSON LARGE SUB - SPEARVILLE 115KV CKT 1 | 0 | 539694 | SPEARVL3 115.00 | 539771 | NFTDODG3 115.00 | 0 |  | 1 |  |  |  | MKEC | Lancer 345/115/13.8kV Transformer CKT 1 | Build new Lancer Substation with 345/115 kV transformer | [53 empty] | 2014-06-01 | 2016-06-01
2012-AG2 | AFS9 |  | FDNS |  | FDNSLock |  | 5 | 5 | 2012AG2AFS92T275514SP | TO->FROM | GREENSBURG - SSTARTP3 115.00 115KV CKT 1 | CP | SUNC | SUNC | GREAT PL | GREAT PL | 0 | 539763 | SSTARTP3 115.00 | 539664 | GRNBURG3 115.00 | 0 |  | 1 | 14SP | 120.7 | 129.5 | 0 | 111.8 | 111.249 | 118.8806 | [7 empty] | CATEGORYB | SINGLE | NORTH JUDSON LARGE SUB - SPEARVILLE 115KV CKT 1 | 0 | 539694 | SPEARVL3 115.00 | 539771 | NFTDODG3 115.00 | 0 |  | 1 |  |  |  | MKEC | Lancer - North Judson Large 115KV CKT 1 | Build appoximately 20 mile 115 kV line | [53 empty] | 2014-06-01 | 2016-06-01
2012-AG2 | AFS9 |  | FDNS |  | FDNSLock |  | 5 | 5 | 2012AG2AFS92T275514SP | TO->FROM | GREENSBURG - SSTARTP3 115.00 115KV CKT 1 | CP | SUNC | SUNC | GREAT PL | GREAT PL | 0 | 539763 | SSTARTP3 115.00 | 539664 | GRNBURG3 115.00 | 0 |  | 1 | 14SP | 120.7 | 129.5 | 0 | 111.8 | 111.249 | 118.8806 | [7 empty] | CATEGORYB | SINGLE | NORTH JUDSON LARGE SUB - SPEARVILLE 115KV CKT 1 | 0 | 539694 | SPEARVL3 115.00 | 539771 | NFTDODG3 115.00 | 0 |  | 1 |  |  |  | MKEC | Lancer - Spearville 345KV CKT 1 | Build appoximately 0.5 mile 345 kV line | [53 empty] | 2014-06-01 | 2016-06-01
2012-AG2 | AFS9 |  | FDNS |  | FDNS |  | 5 | 5 | 2012AG2AFS91T12185514SP | TO->FROM | GREENSBURG - SSTARTP3 115.00 115KV CKT 1 | CP | SUNC | SUNC | GREAT PL | GREAT PL | 0 | 539763 | SSTARTP3 115.00 | 539664 | GRNBURG3 115.00 | 0 |  | 1 | 14SP | 120.7 | 129.5 | 0 | 110 | 109.9697 | 116.2435 | [7 empty] | CATEGORYB | SINGLE | SPEARVILLE (SPEARVL6) 230/115/13.8KV TRANSFORMER CKT 1 | 1 | 539694 | SPEARVL3 115.00 | 539695 | SPEARVL6 230.00 | 539935 | SPERVLTT 13.800 | 1 |  |  |  | MKEC | Lancer 345/115/13.8kV Transformer CKT 1 | Build new Lancer Substation with 345/115 kV transformer | [53 empty] | 2014-06-01 | 2016-06-01
2012-AG2 | AFS9 |  | FDNS |  | FDNS |  | 5 | 5 | 2012AG2AFS91T12185514SP | TO->FROM | GREENSBURG - SSTARTP3 115.00 115KV CKT 1 | CP | SUNC | SUNC | GREAT PL | GREAT PL | 0 | 539763 | SSTARTP3 115.00 | 539664 | GRNBURG3 115.00 | 0 |  | 1 | 14SP | 120.7 | 129.5 | 0 | 110 | 109.9697 | 116.2435 | [7 empty] | CATEGORYB | SINGLE | SPEARVILLE (SPEARVL6) 230/115/13.8KV TRANSFORMER CKT 1 | 1 | 539694 | SPEARVL3 115.00 | 539695 | SPEARVL6 230.00 | 539935 | SPERVLTT 13.800 | 1 |  |  |  | MKEC | Lancer - North Judson Large 115KV CKT 1 | Build appoximately 20 mile 115 kV line | [53 empty] | 2014-06-01 | 2016-06-01
2012-AG2 | AFS9 |  | FDNS |  | FDNS |  | 5 | 5 | 2012AG2AFS91T12185514SP | TO->FROM | GREENSBURG - SSTARTP3 115.00 115KV CKT 1 | CP | SUNC | SUNC | GREAT PL | GREAT PL | 0 | 539763 | SSTARTP3 115.00 | 539664 | GRNBURG3 115.00 | 0 |  | 1 | 14SP | 120.7 | 129.5 | 0 | 110 | 109.9697 | 116.2435 | [7 empty] | CATEGORYB | SINGLE | SPEARVILLE (SPEARVL6) 230/115/13.8KV TRANSFORMER CKT 1 | 1 | 539694 | SPEARVL3 115.00 | 539695 | SPEARVL6 230.00 | 539935 | SPERVLTT 13.800 | 1 |  |  |  | MKEC | Lancer - Spearville 345KV CKT 1 | Build appoximately 0.5 mile 345 kV line | [53 empty] | 2014-06-01 | 2016-06-01
2012-AG2 | AFS9 |  | FDNS |  | FDNSLock |  | 5 | 5 | 2012AG2AFS92T85523SP | FROM->TO | GREENSBURG - SUN CITY 115KV CKT 1 | CP | SUNC | SUNC | GREAT PL | GREAT PL | 0 | 539664 | GRNBURG3 115.00 | 539697 | SUNCITY3 115.00 | 0 |  | 1 | 23SP | 120.7 | 129.5 | 0 | 101.3 | 101.6388 | 106.8005 | [7 empty] | CATEGORYB | SINGLE | NORTH JUDSON LARGE SUB - SPEARVILLE 115KV CKT 1 | 0 | 539694 | SPEARVL3 115.00 | 539771 | NFTDODG3 115.00 | 0 |  | 1 |  |  |  | MKEC | Lancer 345/115/13.8kV Transformer CKT 1 | Build new Lancer Substation with 345/115 kV transformer | [53 empty] | 2014-06-01 | 2016-06-01
2012-AG2 | AFS9 |  | FDNS |  | FDNSLock |  | 5 | 5 | 2012AG2AFS92T85523SP | FROM->TO | GREENSBURG - SUN CITY 115KV CKT 1 | CP | SUNC | SUNC | GREAT PL | GREAT PL | 0 | 539664 | GRNBURG3 115.00 | 539697 | SUNCITY3 115.00 | 0 |  | 1 | 23SP | 120.7 | 129.5 | 0 | 101.3 | 101.6388 | 106.8005 | [7 empty] | CATEGORYB | SINGLE | NORTH JUDSON LARGE SUB - SPEARVILLE 115KV CKT 1 | 0 | 539694 | SPEARVL3 115.00 | 539771 | NFTDODG3 115.00 | 0 |  | 1 |  |  |  | MKEC | Lancer - North Judson Large 115KV CKT 1 | Build appoximately 20 mile 115 kV line | [53 empty] | 2014-06-01 | 2016-06-01
2012-AG2 | AFS9 |  | FDNS |  | FDNSLock |  | 5 | 5 | 2012AG2AFS92T85523SP | FROM->TO | GREENSBURG - SUN CITY 115KV CKT 1 | CP | SUNC | SUNC | GREAT PL | GREAT PL | 0 | 539664 | GRNBURG3 115.00 | 539697 | SUNCITY3 115.00 | 0 |  | 1 | 23SP | 120.7 | 129.5 | 0 | 101.3 | 101.6388 | 106.8005 | [7 empty] | CATEGORYB | SINGLE | NORTH JUDSON LARGE SUB - SPEARVILLE 115KV CKT 1 | 0 | 539694 | SPEARVL3 115.00 | 539771 | NFTDODG3 115.00 | 0 |  | 1 |  |  |  | MKEC | Lancer - Spearville 345KV CKT 1 | Build appoximately 0.5 mile 345 kV line | [53 empty] | 2014-06-01 | 2016-06-01
2012-AG2 | AFS9 |  | FDNS |  | FDNS |  | 5 | 5 | 2012AG2AFS91T15815523SP | FROM->TO | GREENSBURG - SUN CITY 115KV CKT 1 | CP | SUNC | SUNC | GREAT PL | GREAT PL | 0 | 539664 | GRNBURG3 115.00 | 539697 | SUNCITY3 115.00 | 0 |  | 1 | 23SP | 120.7 | 129.5 | 0 | 99.3 | 99.3181 | 104.7663 | [7 empty] | CATEGORYB | SINGLE | SPEARVILLE (SPEARVL6) 230/115/13.8KV TRANSFORMER CKT 1 | 1 | 539694 | SPEARVL3 115.00 | 539695 | SPEARVL6 230.00 | 539935 | SPERVLTT 13.800 | 1 |  |  |  | MKEC | Lancer 345/115/13.8kV Transformer CKT 1 | Build new Lancer Substation with 345/115 kV transformer | [53 empty] | 2014-06-01 | 2016-06-01
2012-AG2 | AFS9 |  | FDNS |  | FDNS |  | 5 | 5 | 2012AG2AFS91T15815523SP | FROM->TO | GREENSBURG - SUN CITY 115KV CKT 1 | CP | SUNC | SUNC | GREAT PL | GREAT PL | 0 | 539664 | GRNBURG3 115.00 | 539697 | SUNCITY3 115.00 | 0 |  | 1 | 23SP | 120.7 | 129.5 | 0 | 99.3 | 99.3181 | 104.7663 | [7 empty] | CATEGORYB | SINGLE | SPEARVILLE (SPEARVL6) 230/115/13.8KV TRANSFORMER CKT 1 | 1 | 539694 | SPEARVL3 115.00 | 539695 | SPEARVL6 230.00 | 539935 | SPERVLTT 13.800 | 1 |  |  |  | MKEC | Lancer - North Judson Large 115KV CKT 1 | Build appoximately 20 mile 115 kV line | [53 empty] | 2014-06-01 | 2016-06-01
2012-AG2 | AFS9 |  | FDNS |  | FDNS |  | 5 | 5 | 2012AG2AFS91T15815523SP | FROM->TO | GREENSBURG - SUN CITY 115KV CKT 1 | CP | SUNC | SUNC | GREAT PL | GREAT PL | 0 | 539664 | GRNBURG3 115.00 | 539697 | SUNCITY3 115.00 | 0 |  | 1 | 23SP | 120.7 | 129.5 | 0 | 99.3 | 99.3181 | 104.7663 | [7 empty] | CATEGORYB | SINGLE | SPEARVILLE (SPEARVL6) 230/115/13.8KV TRANSFORMER CKT 1 | 1 | 539694 | SPEARVL3 115.00 | 539695 | SPEARVL6 230.00 | 539935 | SPERVLTT 13.800 | 1 |  |  |  | MKEC | Lancer - Spearville 345KV CKT 1 | Build appoximately 0.5 mile 345 kV line | [53 empty] | 2014-06-01 | 2016-06-01
2012-AG2 | AFS9 |  | FDNS |  | FDNS |  | 5 | 5 | 2012AG2AFS91T1875518WP | FROM->TO | GREENSBURG - SUN CITY 115KV CKT 1 | CP | SUNC | SUNC | GREAT PL | GREAT PL | 0 | 539664 | GRNBURG3 115.00 | 539697 | SUNCITY3 115.00 | 0 |  | 1 | 18WP | 120.7 | 129.5 | 0 | 97.7 | 97.6542 | 102.0199 | [7 empty] | CATEGORYB | SINGLE | NORTH JUDSON LARGE SUB - SPEARVILLE 115KV CKT 1 | 0 | 539694 | SPEARVL3 115.00 | 539771 | NFTDODG3 115.00 | 0 |  | 1 |  |  |  | MKEC | Lancer 345/115/13.8kV Transformer CKT 1 | Build new Lancer Substation with 345/115 kV transformer | [53 empty] | 2014-06-01 | 2016-06-01
2012-AG2 | AFS9 |  | FDNS |  | FDNS |  | 5 | 5 | 2012AG2AFS91T1875518WP | FROM->TO | GREENSBURG - SUN CITY 115KV CKT 1 | CP | SUNC | SUNC | GREAT PL | GREAT PL | 0 | 539664 | GRNBURG3 115.00 | 539697 | SUNCITY3 115.00 | 0 |  | 1 | 18WP | 120.7 | 129.5 | 0 | 97.7 | 97.6542 | 102.0199 | [7 empty] | CATEGORYB | SINGLE | NORTH JUDSON LARGE SUB - SPEARVILLE 115KV CKT 1 | 0 | 539694 | SPEARVL3 115.00 | 539771 | NFTDODG3 115.00 | 0 |  | 1 |  |  |  | MKEC | Lancer - North Judson Large 115KV CKT 1 | Build appoximately 20 mile 115 kV line | [53 empty] | 2014-06-01 | 2016-06-01
2012-AG2 | AFS9 |  | FDNS |  | FDNS |  | 5 | 5 | 2012AG2AFS91T1875518WP | FROM->TO | GREENSBURG - SUN CITY 115KV CKT 1 | CP | SUNC | SUNC | GREAT PL | GREAT PL | 0 | 539664 | GRNBURG3 115.00 | 539697 | SUNCITY3 115.00 | 0 |  | 1 | 18WP | 120.7 | 129.5 | 0 | 97.7 | 97.6542 | 102.0199 | [7 empty] | CATEGORYB | SINGLE | NORTH JUDSON LARGE SUB - SPEARVILLE 115KV CKT 1 | 0 | 539694 | SPEARVL3 115.00 | 539771 | NFTDODG3 115.00 | 0 |  | 1 |  |  |  | MKEC | Lancer - Spearville 345KV CKT 1 | Build appoximately 0.5 mile 345 kV line | [53 empty] | 2014-06-01 | 2016-06-01
2012-AG2 | AFS9 |  | FDNS |  | FDNS |  | 5 | 5 | 2012AG2AFS91T5555518WP | FROM->TO | GREENSBURG - SUN CITY 115KV CKT 1 | CP | SUNC | SUNC | GREAT PL | GREAT PL | 0 | 539664 | GRNBURG3 115.00 | 539697 | SUNCITY3 115.00 | 0 |  | 1 | 18WP | 120.7 | 129.5 | 0 | 96.4 | 96.4216 | 100.6953 | [7 empty] | CATEGORYB | SINGLE | SPEARVILLE (SPEARVL6) 230/115/13.8KV TRANSFORMER CKT 1 | 1 | 539694 | SPEARVL3 115.00 | 539695 | SPEARVL6 230.00 | 539935 | SPERVLTT 13.800 | 1 |  |  |  | MKEC | Lancer 345/115/13.8kV Transformer CKT 1 | Build new Lancer Substation with 345/115 kV transformer | [53 empty] | 2014-06-01 | 2016-06-01
2012-AG2 | AFS9 |  | FDNS |  | FDNS |  | 5 | 5 | 2012AG2AFS91T5555518WP | FROM->TO | GREENSBURG - SUN CITY 115KV CKT 1 | CP | SUNC | SUNC | GREAT PL | GREAT PL | 0 | 539664 | GRNBURG3 115.00 | 539697 | SUNCITY3 115.00 | 0 |  | 1 | 18WP | 120.7 | 129.5 | 0 | 96.4 | 96.4216 | 100.6953 | [7 empty] | CATEGORYB | SINGLE | SPEARVILLE (SPEARVL6) 230/115/13.8KV TRANSFORMER CKT 1 | 1 | 539694 | SPEARVL3 115.00 | 539695 | SPEARVL6 230.00 | 539935 | SPERVLTT 13.800 | 1 |  |  |  | MKEC | Lancer - North Judson Large 115KV CKT 1 | Build appoximately 20 mile 115 kV line | [53 empty] | 2014-06-01 | 2016-06-01
2012-AG2 | AFS9 |  | FDNS |  | FDNS |  | 5 | 5 | 2012AG2AFS91T5555518WP | FROM->TO | GREENSBURG - SUN CITY 115KV CKT 1 | CP | SUNC | SUNC | GREAT PL | GREAT PL | 0 | 539664 | GRNBURG3 115.00 | 539697 | SUNCITY3 115.00 | 0 |  | 1 | 18WP | 120.7 | 129.5 | 0 | 96.4 | 96.4216 | 100.6953 | [7 empty] | CATEGORYB | SINGLE | SPEARVILLE (SPEARVL6) 230/115/13.8KV TRANSFORMER CKT 1 | 1 | 539694 | SPEARVL3 115.00 | 539695 | SPEARVL6 230.00 | 539935 | SPERVLTT 13.800 | 1 |  |  |  | MKEC | Lancer - Spearville 345KV CKT 1 | Build appoximately 0.5 mile 345 kV line | [53 empty] | 2014-06-01 | 2016-06-01
2012-AG2 | AFS9 |  | FDNS |  | FDNS |  | 5 | 5 | 2012AG2AFS91T4055518SP | FROM->TO | GREENSBURG - SUN CITY 115KV CKT 1 | CP | SUNC | SUNC | GREAT PL | GREAT PL | 0 | 539664 | GRNBURG3 115.00 | 539697 | SUNCITY3 115.00 | 0 |  | 1 | 18SP | 120.7 | 129.5 | 0 | 105.5 | 105.4743 | 112.5212 | [7 empty] | CATEGORYB | SINGLE | NORTH JUDSON LARGE SUB - SPEARVILLE 115KV CKT 1 | 0 | 539694 | SPEARVL3 115.00 | 539771 | NFTDODG3 115.00 | 0 |  | 1 |  |  |  | MKEC | Lancer - North Judson Large 115KV CKT 1 | Build appoximately 20 mile 115 kV line | [53 empty] | 2014-06-01 | 2016-06-01
2012-AG2 | AFS9 |  | FDNS |  | FDNS |  | 5 | 5 | 2012AG2AFS91T4055518SP | FROM->TO | GREENSBURG - SUN CITY 115KV CKT 1 | CP | SUNC | SUNC | GREAT PL | GREAT PL | 0 | 539664 | GRNBURG3 115.00 | 539697 | SUNCITY3 115.00 | 0 |  | 1 | 18SP | 120.7 | 129.5 | 0 | 105.5 | 105.4743 | 112.5212 | [7 empty] | CATEGORYB | SINGLE | NORTH JUDSON LARGE SUB - SPEARVILLE 115KV CKT 1 | 0 | 539694 | SPEARVL3 115.00 | 539771 | NFTDODG3 115.00 | 0 |  | 1 |  |  |  | MKEC | Lancer 345/115/13.8kV Transformer CKT 1 | Build new Lancer Substation with 345/115 kV transformer | [53 empty] | 2014-06-01 | 2016-06-01
2012-AG2 | AFS9 |  | FDNS |  | FDNS |  | 5 | 5 | 2012AG2AFS91T4055518SP | FROM->TO | GREENSBURG - SUN CITY 115KV CKT 1 | CP | SUNC | SUNC | GREAT PL | GREAT PL | 0 | 539664 | GRNBURG3 115.00 | 539697 | SUNCITY3 115.00 | 0 |  | 1 | 18SP | 120.7 | 129.5 | 0 | 105.5 | 105.4743 | 112.5212 | [7 empty] | CATEGORYB | SINGLE | NORTH JUDSON LARGE SUB - SPEARVILLE 115KV CKT 1 | 0 | 539694 | SPEARVL3 115.00 | 539771 | NFTDODG3 115.00 | 0 |  | 1 |  |  |  | MKEC | Lancer - Spearville 345KV CKT 1 | Build appoximately 0.5 mile 345 kV line | [53 empty] | 2014-06-01 | 2016-06-01
2012-AG2 | AFS9 |  | FDNS |  | FDNS |  | 5 | 5 | 2012AG2AFS91T12255518SP | FROM->TO | GREENSBURG - SUN CITY 115KV CKT 1 | CP | SUNC | SUNC | GREAT PL | GREAT PL | 0 | 539664 | GRNBURG3 115.00 | 539697 | SUNCITY3 115.00 | 0 |  | 1 | 18SP | 120.7 | 129.5 | 0 | 103.5 | 103.5221 | 110.5749 | [7 empty] | CATEGORYB | SINGLE | SPEARVILLE (SPEARVL6) 230/115/13.8KV TRANSFORMER CKT 1 | 1 | 539694 | SPEARVL3 115.00 | 539695 | SPEARVL6 230.00 | 539935 | SPERVLTT 13.800 | 1 |  |  |  | MKEC | Lancer - North Judson Large 115KV CKT 1 | Build appoximately 20 mile 115 kV line | [53 empty] | 2014-06-01 | 2016-06-01
2012-AG2 | AFS9 |  | FDNS |  | FDNS |  | 5 | 5 | 2012AG2AFS91T12255518SP | FROM->TO | GREENSBURG - SUN CITY 115KV CKT 1 | CP | SUNC | SUNC | GREAT PL | GREAT PL | 0 | 539664 | GRNBURG3 115.00 | 539697 | SUNCITY3 115.00 | 0 |  | 1 | 18SP | 120.7 | 129.5 | 0 | 103.5 | 103.5221 | 110.5749 | [7 empty] | CATEGORYB | SINGLE | SPEARVILLE (SPEARVL6) 230/115/13.8KV TRANSFORMER CKT 1 | 1 | 539694 | SPEARVL3 115.00 | 539695 | SPEARVL6 230.00 | 539935 | SPERVLTT 13.800 | 1 |  |  |  | MKEC | Lancer 345/115/13.8kV Transformer CKT 1 | Build new Lancer Substation with 345/115 kV transformer | [53 empty] | 2014-06-01 | 2016-06-01
2012-AG2 | AFS9 |  | FDNS |  | FDNS |  | 5 | 5 | 2012AG2AFS91T12255518SP | FROM->TO | GREENSBURG - SUN CITY 115KV CKT 1 | CP | SUNC | SUNC | GREAT PL | GREAT PL | 0 | 539664 | GRNBURG3 115.00 | 539697 | SUNCITY3 115.00 | 0 |  | 1 | 18SP | 120.7 | 129.5 | 0 | 103.5 | 103.5221 | 110.5749 | [7 empty] | CATEGORYB | SINGLE | SPEARVILLE (SPEARVL6) 230/115/13.8KV TRANSFORMER CKT 1 | 1 | 539694 | SPEARVL3 115.00 | 539695 | SPEARVL6 230.00 | 539935 | SPERVLTT 13.800 | 1 |  |  |  | MKEC | Lancer - Spearville 345KV CKT 1 | Build appoximately 0.5 mile 345 kV line | [53 empty] | 2014-06-01 | 2016-06-01
2012-AG2 | AFS9 |  | FDNS |  | FDNS |  | 5 | 5 | 2012AG2AFS91T2075514WP | FROM->TO | GREENSBURG - SUN CITY 115KV CKT 1 | CP | SUNC | SUNC | GREAT PL | GREAT PL | 0 | 539664 | GRNBURG3 115.00 | 539697 | SUNCITY3 115.00 | 0 |  | 1 | 14WP | 120.7 | 129.5 | 0 | 100.6 | 100.6349 | 105.2443 | [7 empty] | CATEGORYB | SINGLE | NORTH JUDSON LARGE SUB - SPEARVILLE 115KV CKT 1 | 0 | 539694 | SPEARVL3 115.00 | 539771 | NFTDODG3 115.00 | 0 |  | 1 |  |  |  | MKEC | Lancer 345/115/13.8kV Transformer CKT 1 | Build new Lancer Substation with 345/115 kV transformer | [53 empty] | 2014-06-01 | 2016-06-01
2012-AG2 | AFS9 |  | FDNS |  | FDNS |  | 5 | 5 | 2012AG2AFS91T2075514WP | FROM->TO | GREENSBURG - SUN CITY 115KV CKT 1 | CP | SUNC | SUNC | GREAT PL | GREAT PL | 0 | 539664 | GRNBURG3 115.00 | 539697 | SUNCITY3 115.00 | 0 |  | 1 | 14WP | 120.7 | 129.5 | 0 | 100.6 | 100.6349 | 105.2443 | [7 empty] | CATEGORYB | SINGLE | NORTH JUDSON LARGE SUB - SPEARVILLE 115KV CKT 1 | 0 | 539694 | SPEARVL3 115.00 | 539771 | NFTDODG3 115.00 | 0 |  | 1 |  |  |  | MKEC | Lancer - North Judson Large 115KV CKT 1 | Build appoximately 20 mile 115 kV line | [53 empty] | 2014-06-01 | 2016-06-01
2012-AG2 | AFS9 |  | FDNS |  | FDNS |  | 5 | 5 | 2012AG2AFS91T2075514WP | FROM->TO | GREENSBURG - SUN CITY 115KV CKT 1 | CP | SUNC | SUNC | GREAT PL | GREAT PL | 0 | 539664 | GRNBURG3 115.00 | 539697 | SUNCITY3 115.00 | 0 |  | 1 | 14WP | 120.7 | 129.5 | 0 | 100.6 | 100.6349 | 105.2443 | [7 empty] | CATEGORYB | SINGLE | NORTH JUDSON LARGE SUB - SPEARVILLE 115KV CKT 1 | 0 | 539694 | SPEARVL3 115.00 | 539771 | NFTDODG3 115.00 | 0 |  | 1 |  |  |  | MKEC | Lancer - Spearville 345KV CKT 1 | Build appoximately 0.5 mile 345 kV line | [53 empty] | 2014-06-01 | 2016-06-01
2012-AG2 | AFS9 |  | FDNS |  | FDNS |  | 5 | 5 | 2012AG2AFS91T5645514WP | FROM->TO | GREENSBURG - SUN CITY 115KV CKT 1 | CP | SUNC | SUNC | GREAT PL | GREAT PL | 0 | 539664 | GRNBURG3 115.00 | 539697 | SUNCITY3 115.00 | 0 |  | 1 | 14WP | 120.7 | 129.5 | 0 | 99.5 | 99.4942 | 104.0662 | [7 empty] | CATEGORYB | SINGLE | SPEARVILLE (SPEARVL6) 230/115/13.8KV TRANSFORMER CKT 1 | 1 | 539694 | SPEARVL3 115.00 | 539695 | SPEARVL6 230.00 | 539935 | SPERVLTT 13.800 | 1 |  |  |  | MKEC | Lancer 345/115/13.8kV Transformer CKT 1 | Build new Lancer Substation with 345/115 kV transformer | [53 empty] | 2014-06-01 | 2016-06-01
2012-AG2 | AFS9 |  | FDNS |  | FDNS |  | 5 | 5 | 2012AG2AFS91T5645514WP | FROM->TO | GREENSBURG - SUN CITY 115KV CKT 1 | CP | SUNC | SUNC | GREAT PL | GREAT PL | 0 | 539664 | GRNBURG3 115.00 | 539697 | SUNCITY3 115.00 | 0 |  | 1 | 14WP | 120.7 | 129.5 | 0 | 99.5 | 99.4942 | 104.0662 | [7 empty] | CATEGORYB | SINGLE | SPEARVILLE (SPEARVL6) 230/115/13.8KV TRANSFORMER CKT 1 | 1 | 539694 | SPEARVL3 115.00 | 539695 | SPEARVL6 230.00 | 539935 | SPERVLTT 13.800 | 1 |  |  |  | MKEC | Lancer - North Judson Large 115KV CKT 1 | Build appoximately 20 mile 115 kV line | [53 empty] | 2014-06-01 | 2016-06-01
2012-AG2 | AFS9 |  | FDNS |  | FDNS |  | 5 | 5 | 2012AG2AFS91T5645514WP | FROM->TO | GREENSBURG - SUN CITY 115KV CKT 1 | CP | SUNC | SUNC | GREAT PL | GREAT PL | 0 | 539664 | GRNBURG3 115.00 | 539697 | SUNCITY3 115.00 | 0 |  | 1 | 14WP | 120.7 | 129.5 | 0 | 99.5 | 99.4942 | 104.0662 | [7 empty] | CATEGORYB | SINGLE | SPEARVILLE (SPEARVL6) 230/115/13.8KV TRANSFORMER CKT 1 | 1 | 539694 | SPEARVL3 115.00 | 539695 | SPEARVL6 230.00 | 539935 | SPERVLTT 13.800 | 1 |  |  |  | MKEC | Lancer - Spearville 345KV CKT 1 | Build appoximately 0.5 mile 345 kV line | [53 empty] | 2014-06-01 | 2016-06-01
2012-AG2 | AFS9 |  | FDNS |  | FDNSLock |  | 5 | 5 | 2012AG2AFS92T265514SP | FROM->TO | GREENSBURG - SUN CITY 115KV CKT 1 | CP | SUNC | SUNC | GREAT PL | GREAT PL | 0 | 539664 | GRNBURG3 115.00 | 539697 | SUNCITY3 115.00 | 0 |  | 1 | 14SP | 120.7 | 129.5 | 0 | 108.6 | 107.9528 | 115.6719 | [7 empty] | CATEGORYB | SINGLE | NORTH JUDSON LARGE SUB - SPEARVILLE 115KV CKT 1 | 0 | 539694 | SPEARVL3 115.00 | 539771 | NFTDODG3 115.00 | 0 |  | 1 |  |  |  | MKEC | Lancer 345/115/13.8kV Transformer CKT 1 | Build new Lancer Substation with 345/115 kV transformer | [53 empty] | 2014-06-01 | 2016-06-01
2012-AG2 | AFS9 |  | FDNS |  | FDNSLock |  | 5 | 5 | 2012AG2AFS92T265514SP | FROM->TO | GREENSBURG - SUN CITY 115KV CKT 1 | CP | SUNC | SUNC | GREAT PL | GREAT PL | 0 | 539664 | GRNBURG3 115.00 | 539697 | SUNCITY3 115.00 | 0 |  | 1 | 14SP | 120.7 | 129.5 | 0 | 108.6 | 107.9528 | 115.6719 | [7 empty] | CATEGORYB | SINGLE | NORTH JUDSON LARGE SUB - SPEARVILLE 115KV CKT 1 | 0 | 539694 | SPEARVL3 115.00 | 539771 | NFTDODG3 115.00 | 0 |  | 1 |  |  |  | MKEC | Lancer - North Judson Large 115KV CKT 1 | Build appoximately 20 mile 115 kV line | [53 empty] | 2014-06-01 | 2016-06-01
2012-AG2 | AFS9 |  | FDNS |  | FDNSLock |  | 5 | 5 | 2012AG2AFS92T265514SP | FROM->TO | GREENSBURG - SUN CITY 115KV CKT 1 | CP | SUNC | SUNC | GREAT PL | GREAT PL | 0 | 539664 | GRNBURG3 115.00 | 539697 | SUNCITY3 115.00 | 0 |  | 1 | 14SP | 120.7 | 129.5 | 0 | 108.6 | 107.9528 | 115.6719 | [7 empty] | CATEGORYB | SINGLE | NORTH JUDSON LARGE SUB - SPEARVILLE 115KV CKT 1 | 0 | 539694 | SPEARVL3 115.00 | 539771 | NFTDODG3 115.00 | 0 |  | 1 |  |  |  | MKEC | Lancer - Spearville 345KV CKT 1 | Build appoximately 0.5 mile 345 kV line | [53 empty] | 2014-06-01 | 2016-06-01
2012-AG2 | AFS9 |  | FDNS |  | FDNS |  | 5 | 5 | 2012AG2AFS91T12175514SP | FROM->TO | GREENSBURG - SUN CITY 115KV CKT 1 | CP | SUNC | SUNC | GREAT PL | GREAT PL | 0 | 539664 | GRNBURG3 115.00 | 539697 | SUNCITY3 115.00 | 0 |  | 1 | 14SP | 120.7 | 129.5 | 0 | 106.8 | 106.7662 | 113.0471 | [7 empty] | CATEGORYB | SINGLE | SPEARVILLE (SPEARVL6) 230/115/13.8KV TRANSFORMER CKT 1 | 1 | 539694 | SPEARVL3 115.00 | 539695 | SPEARVL6 230.00 | 539935 | SPERVLTT 13.800 | 1 |  |  |  | MKEC | Lancer 345/115/13.8kV Transformer CKT 1 | Build new Lancer Substation with 345/115 kV transformer | [53 empty] | 2014-06-01 | 2016-06-01
2012-AG2 | AFS9 |  | FDNS |  | FDNS |  | 5 | 5 | 2012AG2AFS91T12175514SP | FROM->TO | GREENSBURG - SUN CITY 115KV CKT 1 | CP | SUNC | SUNC | GREAT PL | GREAT PL | 0 | 539664 | GRNBURG3 115.00 | 539697 | SUNCITY3 115.00 | 0 |  | 1 | 14SP | 120.7 | 129.5 | 0 | 106.8 | 106.7662 | 113.0471 | [7 empty] | CATEGORYB | SINGLE | SPEARVILLE (SPEARVL6) 230/115/13.8KV TRANSFORMER CKT 1 | 1 | 539694 | SPEARVL3 115.00 | 539695 | SPEARVL6 230.00 | 539935 | SPERVLTT 13.800 | 1 |  |  |  | MKEC | Lancer - North Judson Large 115KV CKT 1 | Build appoximately 20 mile 115 kV line | [53 empty] | 2014-06-01 | 2016-06-01
2012-AG2 | AFS9 |  | FDNS |  | FDNS |  | 5 | 5 | 2012AG2AFS91T12175514SP | FROM->TO | GREENSBURG - SUN CITY 115KV CKT 1 | CP | SUNC | SUNC | GREAT PL | GREAT PL | 0 | 539664 | GRNBURG3 115.00 | 539697 | SUNCITY3 115.00 | 0 |  | 1 | 14SP | 120.7 | 129.5 | 0 | 106.8 | 106.7662 | 113.0471 | [7 empty] | CATEGORYB | SINGLE | SPEARVILLE (SPEARVL6) 230/115/13.8KV TRANSFORMER CKT 1 | 1 | 539694 | SPEARVL3 115.00 | 539695 | SPEARVL6 230.00 | 539935 | SPERVLTT 13.800 | 1 |  |  |  | MKEC | Lancer - Spearville 345KV CKT 1 | Build appoximately 0.5 mile 345 kV line | [53 empty] | 2014-06-01 | 2016-06-01
2012-AG2 | AFS9 |  | FDNS |  | FDNS |  | 5 | 5 | 2012AG2AFS91T11355514SP | TO->FROM | HAYS PLANT - SOUTH HAYS 115KV CKT 1 | REL | MIDW | MIDW | REG E-IL | REG E-IL | 0 | 530553 | S HAYS 3 115.00 | 530562 | HAYS 3 115.00 | 0 |  | 1 | 14SP | 83 | 99 | 0 | 124.2 | 124.1764 | 123.5596 | [7 empty] | CATEGORYB | SINGLE | KNOLL 230 (KNOLL T1) 230/115/11.49KV TRANSFORMER CKT 1 | 1 | 530558 | KNOLL 6 230.00 | 530561 | KNOLL 3 115.00 | 530629 | KNLL1 1 11.490 | 1 |  |  |  | MIDW | HAYS PLANT - VINE STREET 115KV CKT 1 #1 | Replace Wavetrap |  | 99 |  |  |  | 12 | 12 | [5 empty] | 35000 | 2009-01-01 | [39 empty] | 2014-06-01 | 2015-06-01
2012-AG2 | AFS9 |  | FDNS |  | FDNS |  | 5 | 5 | 2012AG2AFS91T11355514SP | TO->FROM | HAYS PLANT - SOUTH HAYS 115KV CKT 1 | EXP | MIDW | MIDW | REG E-IL | REG E-IL | 0 | 530553 | S HAYS 3 115.00 | 530562 | HAYS 3 115.00 | 0 |  | 1 | 14SP | 83 | 99 | 0 | 124.2 | 124.1764 | 123.5596 | [7 empty] | CATEGORYB | SINGLE | KNOLL 230 (KNOLL T1) 230/115/11.49KV TRANSFORMER CKT 1 | 1 | 530558 | KNOLL 6 230.00 | 530561 | KNOLL 3 115.00 | 530629 | KNLL1 1 11.490 | 1 |  |  |  | MIDW | HAYS PLANT - SOUTH HAYS 115KV CKT 1 #2 | Tear down and rebuild of exisiting South Hays - Hays Plant 115 kV line. Tentative plans include rebuilding on existing right-of-way with the possibility of re-routing a portion of the line to new right-of-way as necessary. | 159 | 159 | 159 | 159 |  | 24 | 24 | [46 empty] | 2014-06-01 | 2015-06-01
2012-AG2 | AFS9 |  | FDNS |  | FDNS |  | 5 | 5 | 2012AG2AFS91T11365514SP | FROM->TO | HAYS PLANT - VINE STREET 115KV CKT 1 | REL | MIDW | MIDW | REG E-IL | REG E-IL | 0 | 530562 | HAYS 3 115.00 | 530591 | VINE 3 115.00 | 0 |  | 1 | 14SP | 80 | 88 | 0 | 103.8 | 103.8407 | 103.0538 | [7 empty] | CATEGORYB | SINGLE | KNOLL 230 (KNOLL T1) 230/115/11.49KV TRANSFORMER CKT 1 | 1 | 530558 | KNOLL 6 230.00 | 530561 | KNOLL 3 115.00 | 530629 | KNLL1 1 11.490 | 1 |  |  |  | MIDW | HAYS PLANT - VINE STREET 115KV CKT 1 #1 | Replace Wavetrap |  | 99 |  |  |  | 12 | 12 | [5 empty] | 35000 | 2009-01-01 | [39 empty] | 2014-06-01 | 2015-06-01
2012-AG2 | AFS9 |  | FDNS |  | FDNS |  | 5 | 5 | 2012AG2AFS91T11365514SP | FROM->TO | HAYS PLANT - VINE STREET 115KV CKT 1 | EXP | MIDW | MIDW | REG E-IL | REG E-IL | 0 | 530562 | HAYS 3 115.00 | 530591 | VINE 3 115.00 | 0 |  | 1 | 14SP | 80 | 88 | 0 | 103.8 | 103.8407 | 103.0538 | [7 empty] | CATEGORYB | SINGLE | KNOLL 230 (KNOLL T1) 230/115/11.49KV TRANSFORMER CKT 1 | 1 | 530558 | KNOLL 6 230.00 | 530561 | KNOLL 3 115.00 | 530629 | KNLL1 1 11.490 | 1 |  |  |  | MIDW | HAYS PLANT - SOUTH HAYS 115KV CKT 1 #2 | Tear down and rebuild of exisiting South Hays - Hays Plant 115 kV line. Tentative plans include rebuilding on existing right-of-way with the possibility of re-routing a portion of the line to new right-of-way as necessary. | 159 | 159 | 159 | 159 |  | 24 | 24 | [46 empty] | 2014-06-01 | 2015-06-01
2012-AG2 | AFS9 |  | FDNS |  | FDNS |  | 5 | 0 | 2012AG2AFS91T13275023SP | FROM->TO | HITCHLAND INTERCHANGE (H TP80148301) 230/115/13.2KV TRANSFORMER CKT 1 | REL | SPS | SPS | SPS-OKLA | SPS-OKLA | 1 | 523095 | HITCHLAND 6230.00 | 523093 | HITCHLAND 3115.00 | 523092 | HITCHLD_TR1113.200 | 1 | 23SP | 250 | 250 | 0 | 129.4 | 129.4368 | 128.7916 | [7 empty] | CATEGORYB | SINGLE | OCHILTREE (H TP80219401) 230/115/13.2KV TRANSFORMER CKT 1 | 1 | 523154 | OCHILTREE 3115.00 | 523155 | OCHILTREE 6230.00 | 523151 | OCHLTRE_TR1113.200 | 1 |  |  |  | SPS | Hitchland 230/115/13.2 kV Transformer Ckt 2 | Build a second 230/115/13.2 kV transformer at Hitchland. | [12 empty] | 4220694 | 2011-09-12 | [39 empty] | 2019-06-01 | 2019-06-01
2012-AG2 | AFS9 |  | FDNS |  | FDNS |  | 5 | 0 | 2012AG2AFS91T3155023SP | FROM->TO | HITCHLAND INTERCHANGE (H TP80148301) 230/115/13.2KV TRANSFORMER CKT 1 | REL | SPS | SPS | SPS-OKLA | SPS-OKLA | 1 | 523095 | HITCHLAND 6230.00 | 523093 | HITCHLAND 3115.00 | 523092 | HITCHLD_TR1113.200 | 1 | 23SP | 250 | 250 | 0 | 129 | 128.9904 | 128.4652 | [7 empty] | CATEGORYB | SINGLE | HITCHLAND INTERCHANGE - OCHILTREE 230KV CKT 1 | 0 | 523095 | HITCHLAND 6230.00 | 523155 | OCHILTREE 6230.00 | 0 |  | 1 |  |  |  | SPS | Hitchland 230/115/13.2 kV Transformer Ckt 2 | Build a second 230/115/13.2 kV transformer at Hitchland. | [12 empty] | 4220694 | 2011-09-12 | [39 empty] | 2019-06-01 | 2019-06-01
2012-AG2 | AFS9 |  | FDNS |  | FDNS |  | 5 | 0 | 2012AG2AFS91T3235023SP | FROM->TO | HITCHLAND INTERCHANGE (H TP80148301) 230/115/13.2KV TRANSFORMER CKT 1 | REL | SPS | SPS | SPS-OKLA | SPS-OKLA | 1 | 523095 | HITCHLAND 6230.00 | 523093 | HITCHLAND 3115.00 | 523092 | HITCHLD_TR1113.200 | 1 | 23SP | 250 | 250 | 0 | 119.5 | 119.5321 | 118.9715 | [7 empty] | CATEGORYB | SINGLE | OCHILTREE - TRI COUNTY REC-COLE 115KV CKT 1 | 0 | 523120 | COLE 3115.00 | 523154 | OCHILTREE 3115.00 | 0 |  | 1 |  |  |  | SPS | Hitchland 230/115/13.2 kV Transformer Ckt 2 | Build a second 230/115/13.2 kV transformer at Hitchland. | [12 empty] | 4220694 | 2011-09-12 | [39 empty] | 2019-06-01 | 2019-06-01
2012-AG2 | AFS9 |  | FDNS |  | FDNS |  | 5 | 0 | 2012AG2AFS91T20045023SP | FROM->TO | HITCHLAND INTERCHANGE (H TP80148301) 230/115/13.2KV TRANSFORMER CKT 1 | REL | SPS | SPS | SPS-OKLA | SPS-OKLA | 1 | 523095 | HITCHLAND 6230.00 | 523093 | HITCHLAND 3115.00 | 523092 | HITCHLD_TR1113.200 | 1 | 23SP | 250 | 250 | 0 | 118.9 | 118.9111 | 118.2543 | [7 empty] | CATEGORYB | NONSINGLE | SPP-SWPS-K31 | 0 | 0 |  | 0 |  | 0 | [5 empty] | SPS | Hitchland 230/115/13.2 kV Transformer Ckt 2 | Build a second 230/115/13.2 kV transformer at Hitchland. | [12 empty] | 4220694 | 2011-09-12 | [39 empty] | 2019-06-01 | 2019-06-01
2005-AG2 | 2005-AG2 | [9 empty] | HUGO POWER PLANT - VALLIANT 138KV CKT 1 | U | WFEC | AEPW |  |  | 0 | 521157 | HUGO PP4 138 | 510911 | VALIANT4 138 | 0 |  | 1 | [15 empty] | BASECASE | BASE CASE | [8 empty] | Credit Flowgate |  |  | AEPW | HUGO POWER PLANT - VALLIANT 345 KV AEPW | Vallient 345 KV line terminal | [53 empty] | 2012-07-01 | 2012-07-01
2005-AG2 | 2005-AG2 | [9 empty] | HUGO POWER PLANT - VALLIANT 345KV CKT 1 AEPW | U | WFEC | AEPW |  |  | 0 | 521157 | HUGO PP4 138 | 510911 | VALIANT4 138 | 0 |  | 1 | [15 empty] | BASECASE | BASE CASE | [8 empty] | Credit Flowgate |  |  | AEPW | HUGO POWER PLANT - VALLIANT 345KV CKT 1 AEPW | Vallient 345 KV line terminal | [53 empty] | 2012-07-01 | 2012-07-01
2005-AG2 | 2005-AG2 | [9 empty] | HUGO POWER PLANT - VALLIANT 345KV CKT 1 WFEC | U | WFEC | AEPW |  |  | 0 | 521157 | HUGO PP4 138 | 510911 | VALIANT4 138 | 0 |  | 1 | [15 empty] | BASECASE | BASE CASE | [8 empty] | Credit Flowgate |  |  | WFEC | HUGO POWER PLANT - VALLIANT 345KV CKT 1 WFEC | New 19 miles 345 KV | [53 empty] | 2012-07-01 | 2012-07-01
2005-AG2 | 2005-AG2 | [9 empty] | HUGO POWER PLANT 345/138KV TRANSFORMER CKT 1 | U | WFEC | AEPW |  |  | 1 | 521157 | HUGO PP4 138 | 520948 | HUGO PP4 138.00 | 521189 |  | 1 | [15 empty] | BASECASE | BASE CASE | [8 empty] | Credit Flowgate |  |  | WFEC | HUGO POWER PLANT 345/138KV TRANSFORMER CKT 1 | New 345/138 kv Auto | [53 empty] | 2012-07-01 | 2012-07-01
2006-AG1 | 2006-AG1 | [9 empty] | KNOBHILL (KNOBHIL4) 138/69/13.2KV TRANSFORMER CKT 1 | U | OKGE |  |  |  | 1 | 514795 | KNOBHIL4 138 | 514794 | KNOBHIL269.0 | 515732 | KNOBHIL113.2 | 1 | [15 empty] | BASECASE | BASE CASE | [8 empty] | Credit Flowgate |  |  | OKGE | KNOBHILL (KNOBHIL4) 138/69/13.2KV TRANSFORMER CKT 1 | Replace bus tie with 100MVA transformer | [53 empty] | 2006-06-01 | 2008-06-01
NA | [10 empty] | LACYGNE - WEST GARDNER 345KV CKT 1 | U | KACP | KACP |  |  | 0 | 542981 | LACYGNE7 | 542965 | W.GRDNR7 | 0 |  | 1 | [15 empty] | BASECASE | BASE CASE | [8 empty] | Credit Flowgate |  |  | KACP | LACYGNE - WEST GARDNER 345KV CKT 1 | KCPL Sponsored Project to Reconductor Line to be In-Service by 6/1/2006 | [53 empty] | 2006-06-01 | 2006-06-01
2011-AG3 | [10 empty] | Lancer - North Judson Large 115KV CKT 1 | U | MKEC | MKEC |  |  | 0 | 563500 |  | 539771 |  |  |  | 2 | [15 empty] | BASECASE | BASE CASE | [8 empty] | Credit Flowgate |  |  | MKEC | Lancer - North Judson Large 115KV CKT 1 | Build appoximately 20 mile 115 kV line | [53 empty] | 2013-10-01 | 2016-06-01
2011-AG3 | [10 empty] | Lancer - Spearville 345KV CKT 1 | U | MKEC | MKEC |  |  | 1 | 531469 |  | 563500 |  | 560007 |  | 1 | [15 empty] | BASECASE | BASE CASE | [8 empty] | Credit Flowgate |  |  | MKEC | Lancer - Spearville 345KV CKT 1 | Build appoximately 0.5 mile 345 kV line | [53 empty] | 2013-10-01 | 2016-06-01
2011-AG3 | [10 empty] | Lancer 345/115/13.8kV Transformer CKT 1 | U | MKEC | MKEC |  |  | 1 | 531469 |  | 563500 |  | 560007 |  | 1 | [15 empty] | BASECASE | BASE CASE | [8 empty] | Credit Flowgate |  |  | MKEC | Lancer 345/115/13.8kV Transformer CKT 1 | Build new Lancer Substation with 345/115 kV transformer | [53 empty] | 2013-10-01 | 2016-06-01
2011-AG3 | [10 empty] | Lancer 345/115/13.8kV Transformer CKT 1 | CP | MKEC | MKEC |  |  | 1 | 531469 |  | 563500 |  | 560007 |  | 1 | [15 empty] | BASECASE | BASE CASE | [11 empty] | MKEC | Lancer - North Judson Large 115KV CKT 1 | Build appoximately 20 mile 115 kV line | [53 empty] | 2014-06-01 | 2016-06-01
2011-AG3 | [10 empty] | Lancer 345/115/13.8kV Transformer CKT 1 | CP | MKEC | MKEC |  |  | 1 | 531469 |  | 563500 |  | 560007 |  | 1 | [15 empty] | BASECASE | BASE CASE | [11 empty] | MKEC | Lancer - Spearville 345KV CKT 1 | Build appoximately 0.5 mile 345 kV line | [53 empty] | 2014-06-01 | 2016-06-01
GI | [10 empty] | LYONS - RICE_CO 115KV CKT 1 | U | MIDW | WERE |  |  | 0 | 530623 | RICE 3 115.00 | 530620 | LYONS 3 115.00 | 0 |  | 1 | [15 empty] | BASECASE | BASE CASE | [8 empty] | Credit Flowgate |  |  | MIDW | LYONS - RICE_CO 115KV CKT 1 | Rebuild 11.7 mile line | [53 empty] | 2012-10-01 | 2013-04-01
GI | [10 empty] | LYONS - WHEATLAND 115KV CKT 1 #1 | U | WERE | WERE |  |  | 0 | 530620 | LYONS 3 115.00 | 533439 | WHEATLD3 115.00 | 0 |  | 1 | [15 empty] | BASECASE | BASE CASE | [8 empty] | Credit Flowgate |  |  | WERE | LYONS - WHEATLAND 115KV CKT 1 #1 | Replace CTs | [53 empty] | 2012-10-01 | 2013-07-15
GI | [10 empty] | LYONS - WHEATLAND 115KV CKT 1 #2 | U | WERE | WERE |  |  | 0 | 530620 | LYONS 3 115.00 | 533439 | WHEATLD3 115.00 | 0 |  | 1 | [15 empty] | BASECASE | BASE CASE | [8 empty] | Credit Flowgate |  |  | WERE | LYONS - WHEATLAND 115KV CKT 1 #2 | Rerate circuit to 1000 amps | [53 empty] | 2012-10-01 | 2013-07-15
GEN-2006-010 | Turk | [9 empty] | MANDEVILTP4 - SE TEXARKANA 138KV CKT 1 | U | AEPW | AEPW | SARK | TEXARK | 0 | 508105 | MANDEVILTP4 | 508078 | SETEXAR4 138.00 | 0 |  | 1 | [15 empty] | BASECASE | BASE CASE | [8 empty] | Credit Flowgate |  |  | AEPW | MANDEVILTP4 - SE TEXARKANA 138KV CKT 1 | Build new Turk-SE Texarkana 138 kV line and add SE Texarkana 138 kV terminal. | [53 empty] | 2012-07-01 | 2012-07-01
GEN-2006-010 | Turk | [9 empty] | MANDEVILTP4 - TURK 138KV CKT 1 | U | AEPW | AEPW | SARK | TEXARK | 0 | 507454 | TURK 4 138.00 | 508105 | MANDEVILTP4 | 0 |  | 1 | [15 empty] | BASECASE | BASE CASE | [8 empty] | Credit Flowgate |  |  | AEPW | MANDEVILTP4 - TURK 138KV CKT 1 | Build new Turk-SE Texarkana 138 kV line and add SE Texarkana 138 kV terminal. | [53 empty] | 2012-07-01 | 2012-07-01
GEN-2006-010 | Turk | [9 empty] | MCNAB REC - TURK 115KV CKT 1 | U | AEPW | AEPW | SARK | SARKAECC | 0 | 504122 | MCNAB 3 115.00 | 507456 | HEMPSTD3 115.00 | 0 |  | 1 | [15 empty] | BASECASE | BASE CASE | [8 empty] | Credit Flowgate |  |  | AEPW | MCNAB REC - TURK 115KV CKT 1 | Build a new two mile, 138 kV, 1590 ACSR line section (operated at 115 kV) from Turk Substation to the existing Okay- Hope 115 kV line to form a Turk - Hope 115 kV line. | [53 empty] | 2012-07-01 | 2012-07-01
2012-AG2 | AFS9 |  | FDNS |  | FDNSLock |  | 5 | 5 | 2012AG2AFS92T105523SP | TO->FROM | MEDICINE LODGE - SUN CITY 115KV CKT 1 | CP | SUNC | SUNC | GREAT PL | GREAT PL | 0 | 539697 | SUNCITY3 115.00 | 539673 | MED-LDG3 115.00 | 0 |  | 1 | 23SP | 120.7 | 129.5 | 0 | 96.8 | 97.0927 | 102.2569 | [7 empty] | CATEGORYB | SINGLE | NORTH JUDSON LARGE SUB - SPEARVILLE 115KV CKT 1 | 0 | 539694 | SPEARVL3 115.00 | 539771 | NFTDODG3 115.00 | 0 |  | 1 |  |  |  | MKEC | Lancer 345/115/13.8kV Transformer CKT 1 | Build new Lancer Substation with 345/115 kV transformer | [53 empty] | 2014-06-01 | 2016-06-01
2012-AG2 | AFS9 |  | FDNS |  | FDNSLock |  | 5 | 5 | 2012AG2AFS92T105523SP | TO->FROM | MEDICINE LODGE - SUN CITY 115KV CKT 1 | CP | SUNC | SUNC | GREAT PL | GREAT PL | 0 | 539697 | SUNCITY3 115.00 | 539673 | MED-LDG3 115.00 | 0 |  | 1 | 23SP | 120.7 | 129.5 | 0 | 96.8 | 97.0927 | 102.2569 | [7 empty] | CATEGORYB | SINGLE | NORTH JUDSON LARGE SUB - SPEARVILLE 115KV CKT 1 | 0 | 539694 | SPEARVL3 115.00 | 539771 | NFTDODG3 115.00 | 0 |  | 1 |  |  |  | MKEC | Lancer - North Judson Large 115KV CKT 1 | Build appoximately 20 mile 115 kV line | [53 empty] | 2014-06-01 | 2016-06-01
2012-AG2 | AFS9 |  | FDNS |  | FDNSLock |  | 5 | 5 | 2012AG2AFS92T105523SP | TO->FROM | MEDICINE LODGE - SUN CITY 115KV CKT 1 | CP | SUNC | SUNC | GREAT PL | GREAT PL | 0 | 539697 | SUNCITY3 115.00 | 539673 | MED-LDG3 115.00 | 0 |  | 1 | 23SP | 120.7 | 129.5 | 0 | 96.8 | 97.0927 | 102.2569 | [7 empty] | CATEGORYB | SINGLE | NORTH JUDSON LARGE SUB - SPEARVILLE 115KV CKT 1 | 0 | 539694 | SPEARVL3 115.00 | 539771 | NFTDODG3 115.00 | 0 |  | 1 |  |  |  | MKEC | Lancer - Spearville 345KV CKT 1 | Build appoximately 0.5 mile 345 kV line | [53 empty] | 2014-06-01 | 2016-06-01
2012-AG2 | AFS9 |  |  |  | FDNS |  | 5 | 5 | 2012AG2AFS91T15835523SP | TO->FROM | MEDICINE LODGE - SUN CITY 115KV CKT 1 | CP | SUNC | SUNC | GREAT PL | GREAT PL | 0 | 539697 | SUNCITY3 115.00 | 539673 | MED-LDG3 115.00 | 0 |  | 1 | 23SP | 120.7 | 129.5 | 0 |  | 94.7698 | 100.2167 | [7 empty] | CATEGORYB | SINGLE | SPEARVILLE (SPEARVL6) 230/115/13.8KV TRANSFORMER CKT 1 | 1 | 539694 | SPEARVL3 115.00 | 539695 | SPEARVL6 230.00 | 539935 | SPERVLTT 13.800 | 1 |  |  |  | MKEC | Lancer 345/115/13.8kV Transformer CKT 1 | Build new Lancer Substation with 345/115 kV transformer | [53 empty] | 2014-06-01 | 2016-06-01
2012-AG2 | AFS9 |  |  |  | FDNS |  | 5 | 5 | 2012AG2AFS91T15835523SP | TO->FROM | MEDICINE LODGE - SUN CITY 115KV CKT 1 | CP | SUNC | SUNC | GREAT PL | GREAT PL | 0 | 539697 | SUNCITY3 115.00 | 539673 | MED-LDG3 115.00 | 0 |  | 1 | 23SP | 120.7 | 129.5 | 0 |  | 94.7698 | 100.2167 | [7 empty] | CATEGORYB | SINGLE | SPEARVILLE (SPEARVL6) 230/115/13.8KV TRANSFORMER CKT 1 | 1 | 539694 | SPEARVL3 115.00 | 539695 | SPEARVL6 230.00 | 539935 | SPERVLTT 13.800 | 1 |  |  |  | MKEC | Lancer - North Judson Large 115KV CKT 1 | Build appoximately 20 mile 115 kV line | [53 empty] | 2014-06-01 | 2016-06-01
2012-AG2 | AFS9 |  |  |  | FDNS |  | 5 | 5 | 2012AG2AFS91T15835523SP | TO->FROM | MEDICINE LODGE - SUN CITY 115KV CKT 1 | CP | SUNC | SUNC | GREAT PL | GREAT PL | 0 | 539697 | SUNCITY3 115.00 | 539673 | MED-LDG3 115.00 | 0 |  | 1 | 23SP | 120.7 | 129.5 | 0 |  | 94.7698 | 100.2167 | [7 empty] | CATEGORYB | SINGLE | SPEARVILLE (SPEARVL6) 230/115/13.8KV TRANSFORMER CKT 1 | 1 | 539694 | SPEARVL3 115.00 | 539695 | SPEARVL6 230.00 | 539935 | SPERVLTT 13.800 | 1 |  |  |  | MKEC | Lancer - Spearville 345KV CKT 1 | Build appoximately 0.5 mile 345 kV line | [53 empty] | 2014-06-01 | 2016-06-01
2012-AG2 | AFS9 |  | FDNS |  | FDNS |  | 5 | 5 | 2012AG2AFS91T4075518SP | TO->FROM | MEDICINE LODGE - SUN CITY 115KV CKT 1 | CP | SUNC | SUNC | GREAT PL | GREAT PL | 0 | 539697 | SUNCITY3 115.00 | 539673 | MED-LDG3 115.00 | 0 |  | 1 | 18SP | 120.7 | 129.5 | 0 | 101 | 100.9967 | 108.0369 | [7 empty] | CATEGORYB | SINGLE | NORTH JUDSON LARGE SUB - SPEARVILLE 115KV CKT 1 | 0 | 539694 | SPEARVL3 115.00 | 539771 | NFTDODG3 115.00 | 0 |  | 1 |  |  |  | MKEC | Lancer - North Judson Large 115KV CKT 1 | Build appoximately 20 mile 115 kV line | [53 empty] | 2014-06-01 | 2016-06-01
2012-AG2 | AFS9 |  | FDNS |  | FDNS |  | 5 | 5 | 2012AG2AFS91T4075518SP | TO->FROM | MEDICINE LODGE - SUN CITY 115KV CKT 1 | CP | SUNC | SUNC | GREAT PL | GREAT PL | 0 | 539697 | SUNCITY3 115.00 | 539673 | MED-LDG3 115.00 | 0 |  | 1 | 18SP | 120.7 | 129.5 | 0 | 101 | 100.9967 | 108.0369 | [7 empty] | CATEGORYB | SINGLE | NORTH JUDSON LARGE SUB - SPEARVILLE 115KV CKT 1 | 0 | 539694 | SPEARVL3 115.00 | 539771 | NFTDODG3 115.00 | 0 |  | 1 |  |  |  | MKEC | Lancer 345/115/13.8kV Transformer CKT 1 | Build new Lancer Substation with 345/115 kV transformer | [53 empty] | 2014-06-01 | 2016-06-01
2012-AG2 | AFS9 |  | FDNS |  | FDNS |  | 5 | 5 | 2012AG2AFS91T4075518SP | TO->FROM | MEDICINE LODGE - SUN CITY 115KV CKT 1 | CP | SUNC | SUNC | GREAT PL | GREAT PL | 0 | 539697 | SUNCITY3 115.00 | 539673 | MED-LDG3 115.00 | 0 |  | 1 | 18SP | 120.7 | 129.5 | 0 | 101 | 100.9967 | 108.0369 | [7 empty] | CATEGORYB | SINGLE | NORTH JUDSON LARGE SUB - SPEARVILLE 115KV CKT 1 | 0 | 539694 | SPEARVL3 115.00 | 539771 | NFTDODG3 115.00 | 0 |  | 1 |  |  |  | MKEC | Lancer - Spearville 345KV CKT 1 | Build appoximately 0.5 mile 345 kV line | [53 empty] | 2014-06-01 | 2016-06-01
2012-AG2 | AFS9 |  | FDNS |  | FDNS |  | 5 | 5 | 2012AG2AFS91T12275518SP | TO->FROM | MEDICINE LODGE - SUN CITY 115KV CKT 1 | CP | SUNC | SUNC | GREAT PL | GREAT PL | 0 | 539697 | SUNCITY3 115.00 | 539673 | MED-LDG3 115.00 | 0 |  | 1 | 18SP | 120.7 | 129.5 | 0 | 99 | 99.0454 | 106.0967 | [7 empty] | CATEGORYB | SINGLE | SPEARVILLE (SPEARVL6) 230/115/13.8KV TRANSFORMER CKT 1 | 1 | 539694 | SPEARVL3 115.00 | 539695 | SPEARVL6 230.00 | 539935 | SPERVLTT 13.800 | 1 |  |  |  | MKEC | Lancer - North Judson Large 115KV CKT 1 | Build appoximately 20 mile 115 kV line | [53 empty] | 2014-06-01 | 2016-06-01
2012-AG2 | AFS9 |  | FDNS |  | FDNS |  | 5 | 5 | 2012AG2AFS91T12275518SP | TO->FROM | MEDICINE LODGE - SUN CITY 115KV CKT 1 | CP | SUNC | SUNC | GREAT PL | GREAT PL | 0 | 539697 | SUNCITY3 115.00 | 539673 | MED-LDG3 115.00 | 0 |  | 1 | 18SP | 120.7 | 129.5 | 0 | 99 | 99.0454 | 106.0967 | [7 empty] | CATEGORYB | SINGLE | SPEARVILLE (SPEARVL6) 230/115/13.8KV TRANSFORMER CKT 1 | 1 | 539694 | SPEARVL3 115.00 | 539695 | SPEARVL6 230.00 | 539935 | SPERVLTT 13.800 | 1 |  |  |  | MKEC | Lancer 345/115/13.8kV Transformer CKT 1 | Build new Lancer Substation with 345/115 kV transformer | [53 empty] | 2014-06-01 | 2016-06-01
2012-AG2 | AFS9 |  | FDNS |  | FDNS |  | 5 | 5 | 2012AG2AFS91T12275518SP | TO->FROM | MEDICINE LODGE - SUN CITY 115KV CKT 1 | CP | SUNC | SUNC | GREAT PL | GREAT PL | 0 | 539697 | SUNCITY3 115.00 | 539673 | MED-LDG3 115.00 | 0 |  | 1 | 18SP | 120.7 | 129.5 | 0 | 99 | 99.0454 | 106.0967 | [7 empty] | CATEGORYB | SINGLE | SPEARVILLE (SPEARVL6) 230/115/13.8KV TRANSFORMER CKT 1 | 1 | 539694 | SPEARVL3 115.00 | 539695 | SPEARVL6 230.00 | 539935 | SPERVLTT 13.800 | 1 |  |  |  | MKEC | Lancer - Spearville 345KV CKT 1 | Build appoximately 0.5 mile 345 kV line | [53 empty] | 2014-06-01 | 2016-06-01
2012-AG2 | AFS9 |  | FDNS |  | FDNS |  | 5 | 5 | 2012AG2AFS91T2095514WP | TO->FROM | MEDICINE LODGE - SUN CITY 115KV CKT 1 | CP | SUNC | SUNC | GREAT PL | GREAT PL | 0 | 539697 | SUNCITY3 115.00 | 539673 | MED-LDG3 115.00 | 0 |  | 1 | 14WP | 120.7 | 129.5 | 0 | 97.9 | 97.8515 | 102.4585 | [7 empty] | CATEGORYB | SINGLE | NORTH JUDSON LARGE SUB - SPEARVILLE 115KV CKT 1 | 0 | 539694 | SPEARVL3 115.00 | 539771 | NFTDODG3 115.00 | 0 |  | 1 |  |  |  | MKEC | Lancer 345/115/13.8kV Transformer CKT 1 | Build new Lancer Substation with 345/115 kV transformer | [53 empty] | 2014-06-01 | 2016-06-01
2012-AG2 | AFS9 |  | FDNS |  | FDNS |  | 5 | 5 | 2012AG2AFS91T2095514WP | TO->FROM | MEDICINE LODGE - SUN CITY 115KV CKT 1 | CP | SUNC | SUNC | GREAT PL | GREAT PL | 0 | 539697 | SUNCITY3 115.00 | 539673 | MED-LDG3 115.00 | 0 |  | 1 | 14WP | 120.7 | 129.5 | 0 | 97.9 | 97.8515 | 102.4585 | [7 empty] | CATEGORYB | SINGLE | NORTH JUDSON LARGE SUB - SPEARVILLE 115KV CKT 1 | 0 | 539694 | SPEARVL3 115.00 | 539771 | NFTDODG3 115.00 | 0 |  | 1 |  |  |  | MKEC | Lancer - North Judson Large 115KV CKT 1 | Build appoximately 20 mile 115 kV line | [53 empty] | 2014-06-01 | 2016-06-01
2012-AG2 | AFS9 |  | FDNS |  | FDNS |  | 5 | 5 | 2012AG2AFS91T2095514WP | TO->FROM | MEDICINE LODGE - SUN CITY 115KV CKT 1 | CP | SUNC | SUNC | GREAT PL | GREAT PL | 0 | 539697 | SUNCITY3 115.00 | 539673 | MED-LDG3 115.00 | 0 |  | 1 | 14WP | 120.7 | 129.5 | 0 | 97.9 | 97.8515 | 102.4585 | [7 empty] | CATEGORYB | SINGLE | NORTH JUDSON LARGE SUB - SPEARVILLE 115KV CKT 1 | 0 | 539694 | SPEARVL3 115.00 | 539771 | NFTDODG3 115.00 | 0 |  | 1 |  |  |  | MKEC | Lancer - Spearville 345KV CKT 1 | Build appoximately 0.5 mile 345 kV line | [53 empty] | 2014-06-01 | 2016-06-01
2012-AG2 | AFS9 |  | FDNS |  | FDNS |  | 5 | 5 | 2012AG2AFS91T5665514WP | TO->FROM | MEDICINE LODGE - SUN CITY 115KV CKT 1 | CP | SUNC | SUNC | GREAT PL | GREAT PL | 0 | 539697 | SUNCITY3 115.00 | 539673 | MED-LDG3 115.00 | 0 |  | 1 | 14WP | 120.7 | 129.5 | 0 | 96.7 | 96.7133 | 101.28 | [7 empty] | CATEGORYB | SINGLE | SPEARVILLE (SPEARVL6) 230/115/13.8KV TRANSFORMER CKT 1 | 1 | 539694 | SPEARVL3 115.00 | 539695 | SPEARVL6 230.00 | 539935 | SPERVLTT 13.800 | 1 |  |  |  | MKEC | Lancer - North Judson Large 115KV CKT 1 | Build appoximately 20 mile 115 kV line | [53 empty] | 2014-06-01 | 2016-06-01
2012-AG2 | AFS9 |  | FDNS |  | FDNS |  | 5 | 5 | 2012AG2AFS91T5665514WP | TO->FROM | MEDICINE LODGE - SUN CITY 115KV CKT 1 | CP | SUNC | SUNC | GREAT PL | GREAT PL | 0 | 539697 | SUNCITY3 115.00 | 539673 | MED-LDG3 115.00 | 0 |  | 1 | 14WP | 120.7 | 129.5 | 0 | 96.7 | 96.7133 | 101.28 | [7 empty] | CATEGORYB | SINGLE | SPEARVILLE (SPEARVL6) 230/115/13.8KV TRANSFORMER CKT 1 | 1 | 539694 | SPEARVL3 115.00 | 539695 | SPEARVL6 230.00 | 539935 | SPERVLTT 13.800 | 1 |  |  |  | MKEC | Lancer 345/115/13.8kV Transformer CKT 1 | Build new Lancer Substation with 345/115 kV transformer | [53 empty] | 2014-06-01 | 2016-06-01
2012-AG2 | AFS9 |  | FDNS |  | FDNS |  | 5 | 5 | 2012AG2AFS91T5665514WP | TO->FROM | MEDICINE LODGE - SUN CITY 115KV CKT 1 | CP | SUNC | SUNC | GREAT PL | GREAT PL | 0 | 539697 | SUNCITY3 115.00 | 539673 | MED-LDG3 115.00 | 0 |  | 1 | 14WP | 120.7 | 129.5 | 0 | 96.7 | 96.7133 | 101.28 | [7 empty] | CATEGORYB | SINGLE | SPEARVILLE (SPEARVL6) 230/115/13.8KV TRANSFORMER CKT 1 | 1 | 539694 | SPEARVL3 115.00 | 539695 | SPEARVL6 230.00 | 539935 | SPERVLTT 13.800 | 1 |  |  |  | MKEC | Lancer - Spearville 345KV CKT 1 | Build appoximately 0.5 mile 345 kV line | [53 empty] | 2014-06-01 | 2016-06-01
2012-AG2 | AFS9 |  | FDNS |  | FDNSLock |  | 5 | 5 | 2012AG2AFS92T295514SP | TO->FROM | MEDICINE LODGE - SUN CITY 115KV CKT 1 | CP | SUNC | SUNC | GREAT PL | GREAT PL | 0 | 539697 | SUNCITY3 115.00 | 539673 | MED-LDG3 115.00 | 0 |  | 1 | 14SP | 120.7 | 129.5 | 0 | 103.3 | 102.7208 | 110.4025 | [7 empty] | CATEGORYB | SINGLE | NORTH JUDSON LARGE SUB - SPEARVILLE 115KV CKT 1 | 0 | 539694 | SPEARVL3 115.00 | 539771 | NFTDODG3 115.00 | 0 |  | 1 |  |  |  | MKEC | Lancer 345/115/13.8kV Transformer CKT 1 | Build new Lancer Substation with 345/115 kV transformer | [53 empty] | 2014-06-01 | 2016-06-01
2012-AG2 | AFS9 |  | FDNS |  | FDNSLock |  | 5 | 5 | 2012AG2AFS92T295514SP | TO->FROM | MEDICINE LODGE - SUN CITY 115KV CKT 1 | CP | SUNC | SUNC | GREAT PL | GREAT PL | 0 | 539697 | SUNCITY3 115.00 | 539673 | MED-LDG3 115.00 | 0 |  | 1 | 14SP | 120.7 | 129.5 | 0 | 103.3 | 102.7208 | 110.4025 | [7 empty] | CATEGORYB | SINGLE | NORTH JUDSON LARGE SUB - SPEARVILLE 115KV CKT 1 | 0 | 539694 | SPEARVL3 115.00 | 539771 | NFTDODG3 115.00 | 0 |  | 1 |  |  |  | MKEC | Lancer - North Judson Large 115KV CKT 1 | Build appoximately 20 mile 115 kV line | [53 empty] | 2014-06-01 | 2016-06-01
2012-AG2 | AFS9 |  | FDNS |  | FDNSLock |  | 5 | 5 | 2012AG2AFS92T295514SP | TO->FROM | MEDICINE LODGE - SUN CITY 115KV CKT 1 | CP | SUNC | SUNC | GREAT PL | GREAT PL | 0 | 539697 | SUNCITY3 115.00 | 539673 | MED-LDG3 115.00 | 0 |  | 1 | 14SP | 120.7 | 129.5 | 0 | 103.3 | 102.7208 | 110.4025 | [7 empty] | CATEGORYB | SINGLE | NORTH JUDSON LARGE SUB - SPEARVILLE 115KV CKT 1 | 0 | 539694 | SPEARVL3 115.00 | 539771 | NFTDODG3 115.00 | 0 |  | 1 |  |  |  | MKEC | Lancer - Spearville 345KV CKT 1 | Build appoximately 0.5 mile 345 kV line | [53 empty] | 2014-06-01 | 2016-06-01
2012-AG2 | AFS9 |  | FDNS |  | FDNS |  | 5 | 5 | 2012AG2AFS91T12205514SP | TO->FROM | MEDICINE LODGE - SUN CITY 115KV CKT 1 | CP | SUNC | SUNC | GREAT PL | GREAT PL | 0 | 539697 | SUNCITY3 115.00 | 539673 | MED-LDG3 115.00 | 0 |  | 1 | 14SP | 120.7 | 129.5 | 0 | 101.5 | 101.505 | 107.745 | [7 empty] | CATEGORYB | SINGLE | SPEARVILLE (SPEARVL6) 230/115/13.8KV TRANSFORMER CKT 1 | 1 | 539694 | SPEARVL3 115.00 | 539695 | SPEARVL6 230.00 | 539935 | SPERVLTT 13.800 | 1 |  |  |  | MKEC | Lancer 345/115/13.8kV Transformer CKT 1 | Build new Lancer Substation with 345/115 kV transformer | [53 empty] | 2014-06-01 | 2016-06-01
2012-AG2 | AFS9 |  | FDNS |  | FDNS |  | 5 | 5 | 2012AG2AFS91T12205514SP | TO->FROM | MEDICINE LODGE - SUN CITY 115KV CKT 1 | CP | SUNC | SUNC | GREAT PL | GREAT PL | 0 | 539697 | SUNCITY3 115.00 | 539673 | MED-LDG3 115.00 | 0 |  | 1 | 14SP | 120.7 | 129.5 | 0 | 101.5 | 101.505 | 107.745 | [7 empty] | CATEGORYB | SINGLE | SPEARVILLE (SPEARVL6) 230/115/13.8KV TRANSFORMER CKT 1 | 1 | 539694 | SPEARVL3 115.00 | 539695 | SPEARVL6 230.00 | 539935 | SPERVLTT 13.800 | 1 |  |  |  | MKEC | Lancer - North Judson Large 115KV CKT 1 | Build appoximately 20 mile 115 kV line | [53 empty] | 2014-06-01 | 2016-06-01
2012-AG2 | AFS9 |  | FDNS |  | FDNS |  | 5 | 5 | 2012AG2AFS91T12205514SP | TO->FROM | MEDICINE LODGE - SUN CITY 115KV CKT 1 | CP | SUNC | SUNC | GREAT PL | GREAT PL | 0 | 539697 | SUNCITY3 115.00 | 539673 | MED-LDG3 115.00 | 0 |  | 1 | 14SP | 120.7 | 129.5 | 0 | 101.5 | 101.505 | 107.745 | [7 empty] | CATEGORYB | SINGLE | SPEARVILLE (SPEARVL6) 230/115/13.8KV TRANSFORMER CKT 1 | 1 | 539694 | SPEARVL3 115.00 | 539695 | SPEARVL6 230.00 | 539935 | SPERVLTT 13.800 | 1 |  |  |  | MKEC | Lancer - Spearville 345KV CKT 1 | Build appoximately 0.5 mile 345 kV line | [53 empty] | 2014-06-01 | 2016-06-01
2012-AG2 | AFS9 |  | FDNS |  | FDNS |  | 5 | 5 | 2012AG2AFS91T1735514WP | TO->FROM | MUND - PENTAGON 115KV CKT 1 | EXP | WERE | WERE | NEAST | NEAST | 0 | 533261 | PENTAGN3 115.00 | 533282 | MUND 3 115.00 | 0 |  | 1 | 14WP | 173 | 206 | 0 | 103.8 | 103.7586 | 104.252 | [7 empty] | CATEGORYB | SINGLE | 87th STREET - CRAIG 345KV CKT 1 | 0 | 532775 | 87TH 7 345.00 | 542977 | CRAIG 7 345.00 | 0 |  | 1 |  |  |  | KACP | IATAN - NASHUA 345KV CKT 1 | Tap Nashua 345kV bus in Hawthorn - St. Joseph 345 kV line. Build new 345 kV line from Iatan to Nashua,Add Nashua 345/161 kV | [53 empty] | 2014-06-01 | 2015-06-01
GEN | [10 empty] | NELIGH - PETERSBURG 115KV CKT 1 | U | NPPD | NPPD | NPPD_686 | NPPD_686 | 0 | 640444 |  | 640293 | NELIGH 7 115.00 | 0 |  | 1 | [15 empty] | BASECASE | BASE CASE | [8 empty] | Credit Flowgate |  |  | NPPD | NELIGH - PETERSBURG 115KV CKT 1 | Replace Breaker 1106, jumpers, and 115 kV Switch 1106-D2 at Neligh. Replace main bus at Petersburg. Upgrade and replace transmission structures on 115 kV lineto facilitate 100 degrees Centigrade line operation. | [53 empty] | 2013-01-01 | 2013-01-01
NA | [10 empty] | NORTHWEST - TATONGA 345KV CKT 1 | U | OKGE | OKGE | ENID | ENID | 0 | 515407 |  | 514880 |  |  |  | 1 | [15 empty] | BASECASE | BASE CASE | [8 empty] | Credit Flowgate |  |  | OKGE | NORTHWEST - TATONGA 345KV CKT 1 | Build 345 kV line | [53 empty] | 2010-01-01 | 2010-01-01
2012-AG2 | AFS9 |  | FDNS |  | FDNS |  | 5 | 0 | 2012AG2AFS91T13255023SP | FROM->TO | OCHILTREE (H TP80219401) 230/115/13.2KV TRANSFORMER CKT 1 | REL | SPS | SPS | SPS-OKLA | SPS-OKLA | 1 | 523155 | OCHILTREE 6230.00 | 523154 | OCHILTREE 3115.00 | 523151 | OCHLTRE_TR1113.200 | 1 | 23SP | 168 | 185 | 0 | 110.3 | 110.3298 | 109.9367 | [7 empty] | CATEGORYB | SINGLE | HITCHLAND INTERCHANGE (H TP80148301) 230/115/13.2KV TRANSFORMER CKT 1 | 1 | 523093 | HITCHLAND 3115.00 | 523095 | HITCHLAND 6230.00 | 523092 | HITCHLD_TR1113.200 | 1 |  |  |  | SPS | Hitchland 230/115/13.2 kV Transformer Ckt 2 | Build a second 230/115/13.2 kV transformer at Hitchland. | [12 empty] | 4220694 | 2011-09-12 | [39 empty] | 2019-06-01 | 2019-06-01
GEN-2006-010 | Turk | [9 empty] | OKAY - TURK 138KV CKT 1 | U | AEPW | AEPW | SARK | SARK | 0 | 507454 | HEMPSTD4 138.00 | 507428 | OKAY 4 138.00 | 0 |  | 1 | [15 empty] | BASECASE | BASE CASE | [8 empty] | Credit Flowgate |  |  | AEPW | OKAY - TURK 138KV CKT 1 | Build two mile, 138 kV, 1590ACSR line section from Turk Sub to existing Okay-Hope 115 kV line and rebuild twelve miles of 115 kV line to Okay Sub to 138 kV, 1590 ACSR , to form a Turk-Okay 138 kV line | [53 empty] | 2012-07-01 | 2012-07-01
2012-AG2 | AFS9 |  | FDNS |  | FDNS |  | 5 | 0 | 2012AG2AFS91T12705023SP | FROM->TO | OKAY - UNARCO 69KV CKT 1 | REL | GRDA | GRDA | GRDA | GRDA-MUN | 0 | 512646 | OKAYGR 2 69.000 | 512828 | UNARCO 2 69.000 | 0 |  | 1 | 23SP | 87 | 87 | 0 | 115.2 | 115.2358 | 115.2392 | [7 empty] | CATEGORYB | SINGLE | WAGONER (WAGAUTO1) 161/69/13.8KV TRANSFORMER CKT 1 | 1 | 512697 | WAGNOR 2 69.000 | 512700 | WAGNOR 5 161.00 | 512818 | WAGNOR 13.800 | 1 |  |  |  | GRDA | OKAY - UNARCO 69KV CKT 1 | Remove the line clearance violations to increase the rating to 223MVA for Summer/Winter, Normal/Emergency | [53 empty] | 2018-06-01 | 2018-06-01
2012-AG2 | AFS9 |  | FDNS |  | FDNS |  | 5 | 0 | 2012AG2AFS91T8825018SP | FROM->TO | OKAY - UNARCO 69KV CKT 1 | REL | GRDA | GRDA | GRDA | GRDA-MUN | 0 | 512646 | OKAYGR 2 69.000 | 512828 | UNARCO 2 69.000 | 0 |  | 1 | 18SP | 87 | 87 | 0 | 101.8 | 101.8231 | 101.8304 | [7 empty] | CATEGORYB | SINGLE | WAGONER (WAGAUTO1) 161/69/13.8KV TRANSFORMER CKT 1 | 1 | 512697 | WAGNOR 2 69.000 | 512700 | WAGNOR 5 161.00 | 512818 | WAGNOR 13.800 | 1 |  |  |  | GRDA | OKAY - UNARCO 69KV CKT 1 | Remove the line clearance violations to increase the rating to 223MVA for Summer/Winter, Normal/Emergency | [53 empty] | 2018-06-01 | 2018-06-01
GEN-2006-010 | Turk | [9 empty] | OKAY 138/69KV TRANSFORMER CKT 1 | U | AEPW | AEPW | SARK | SARK | 1 | 507428 | OKAY 4 138.00 | 507427 | OKAY 2 69.000 | 507442 |  | 1 | [15 empty] | BASECASE | BASE CASE | [8 empty] | Credit Flowgate |  |  | AEPW | OKAY 138/69KV TRANSFORMER CKT 1 | Replace three single-phase 115-69 kV autotransformers with one 90 MVA, three-phase 138-69 kV autotransformer and convert high side of station to 138 kV | [53 empty] | 2012-07-01 | 2012-07-01
2012-AG2 | AFS9 |  | FDNS |  | FDNS |  | 5 | 5 | 2012AG2AFS91T4925514SP | TO->FROM | REDEL - STILWELL 161KV CKT 1 | EXP | KCPL | KCPL | JOCO | JOCO | 0 | 542969 | STILWEL5 161.00 | 543053 | REDEL 5 161.00 | 0 |  | 1 | 14SP | 293 | 334 | 0 | 95.3 | 95.3271 | 103.2284 | [7 empty] | CATEGORYB | SINGLE | PECULIAR - STILWELL 345KV CKT 1 | 0 | 541198 | PECULR 7 345.00 | 542968 | STILWEL7 345.00 | 0 |  | 1 |  |  |  | KACP | IATAN - NASHUA 345KV CKT 1 | Tap Nashua 345kV bus in Hawthorn - St. Joseph 345 kV line. Build new 345 kV line from Iatan to Nashua,Add Nashua 345/161 kV | [53 empty] | 2014-06-01 | 2015-06-01
GI | [10 empty] | RICE_CO 230/115KV TRANSFORMER CKT 1 | U | MIDW | MIDW |  |  | 1 | 530686 | RICECO 230.00 | 530623 | RICE 3 115.00 | 530687 |  | 1 | [15 empty] | BASECASE | BASE CASE | [8 empty] | Credit Flowgate |  |  | MIDW | RICE_CO 230/115KV TRANSFORMER CKT 1 | Add 230/115kV Transformer | [53 empty] | 2012-10-01 | 2012-11-15
2012-AG2 | AFS9 |  | FDNS |  | FDNS |  | 5 | 5 | 2012AG2AFS91T3985518SP | FROM->TO | SPEARVILLE (SPEARVL) 345/230/13.8KV TRANSFORMER CKT 1 | CP | SUNC | SUNC | SEPC | GREAT PL | 2 | 539695 | SPEARVL6 230.00 | 531469 | SPERVIL7 345.00 | 531468 | SPERTER1 13.800 | 1 | 18SP | 336 | 336 | 336 | 97.8 | 97.7553 | 100.2813 | [7 empty] | CATEGORYB | SINGLE | MULLERGREN - SPEARVILLE 230KV CKT 1 | 0 | 539679 | GRTBEND6 230.00 | 539695 | SPEARVL6 230.00 | 0 |  | 1 |  |  |  | MKEC | Lancer - North Judson Large 115KV CKT 1 | Build appoximately 20 mile 115 kV line | [53 empty] | 2014-06-01 | 2016-06-01
2012-AG2 | AFS9 |  | FDNS |  | FDNS |  | 5 | 5 | 2012AG2AFS91T3985518SP | FROM->TO | SPEARVILLE (SPEARVL) 345/230/13.8KV TRANSFORMER CKT 1 | CP | SUNC | SUNC | SEPC | GREAT PL | 2 | 539695 | SPEARVL6 230.00 | 531469 | SPERVIL7 345.00 | 531468 | SPERTER1 13.800 | 1 | 18SP | 336 | 336 | 336 | 97.8 | 97.7553 | 100.2813 | [7 empty] | CATEGORYB | SINGLE | MULLERGREN - SPEARVILLE 230KV CKT 1 | 0 | 539679 | GRTBEND6 230.00 | 539695 | SPEARVL6 230.00 | 0 |  | 1 |  |  |  | MKEC | Lancer 345/115/13.8kV Transformer CKT 1 | Build new Lancer Substation with 345/115 kV transformer | [53 empty] | 2014-06-01 | 2016-06-01
2012-AG2 | AFS9 |  | FDNS |  | FDNS |  | 5 | 5 | 2012AG2AFS91T3985518SP | FROM->TO | SPEARVILLE (SPEARVL) 345/230/13.8KV TRANSFORMER CKT 1 | CP | SUNC | SUNC | SEPC | GREAT PL | 2 | 539695 | SPEARVL6 230.00 | 531469 | SPERVIL7 345.00 | 531468 | SPERTER1 13.800 | 1 | 18SP | 336 | 336 | 336 | 97.8 | 97.7553 | 100.2813 | [7 empty] | CATEGORYB | SINGLE | MULLERGREN - SPEARVILLE 230KV CKT 1 | 0 | 539679 | GRTBEND6 230.00 | 539695 | SPEARVL6 230.00 | 0 |  | 1 |  |  |  | MKEC | Lancer - Spearville 345KV CKT 1 | Build appoximately 0.5 mile 345 kV line | [53 empty] | 2014-06-01 | 2016-06-01
2005-AG2 | 2005-AG2 | [9 empty] | SUB 110 - ORONOGO JCT. - SUB 167 - RIVERTON 161KV CKT 1 | U | EMDE | EMDE |  |  | 0 | 547469 | RIV167 5 161 | 547467 | ORO110 5 161 | 0 |  | 1 | [15 empty] | BASECASE | BASE CASE | [8 empty] | Credit Flowgate |  |  | EMDE | SUB 110 - ORONOGO JCT. - SUB 167 - RIVERTON 161KV CKT 1 | Reconductor Oronogo 59467 to Riverton 59469 with Bundled 556 ACSR | [53 empty] | 2011-06-01 | 2011-06-01
GEN-2006-010 | Turk | [9 empty] | SUGAR HILL - TURK 138KV CKT 1 | U | AEPW | AEPW | SARK | TEXARK | 0 | 507454 | HEMPSTD4 138.00 | 508080 | SUGARHL4 138.00 | 0 |  | 1 | [15 empty] | BASECASE | BASE CASE | [8 empty] | Credit Flowgate |  |  | AEPW | SUGAR HILL - TURK 138KV CKT 1 | Build new Turk-Sugar Hill 138 kV line and add Sugar Hill 138 kV terminal. | [53 empty] | 2012-07-01 | 2012-07-01
2009-AGP2 | AFS5 | [9 empty] | TALOGA (TALOGA) 138/69/13.8KV TRANSFORMER CKT 1 | U | WFEC | WFEC | AEP-OP | AEP-OP | 2 | 521065 | TALOGA 4 138.00 | 521064 | TALOGA 2 69.000 | 521178 | TLGTERT 13.800 | 1 | [15 empty] | BASECASE | BASE CASE | [8 empty] | Credit Flowgate |  |  | WFEC | TALOGA (TALOGA) 138/69/13.8KV TRANSFORMER CKT 1 | Auto XFMR 56 to 112MVA | 112 | 112 | 112 | 112 |  | 24 | 24 | [46 empty] | 2010-10-01 | 2013-06-01
NA | [10 empty] | TATONGA - WOODWARD 345KV CKT 1 | U | OKGE | OKGE | ENID | ENID | 0 | 515407 |  | 515375 |  |  |  | 1 | [15 empty] | BASECASE | BASE CASE | [8 empty] | Credit Flowgate |  |  | OKGE | TATONGA - WOODWARD 345KV CKT 1 | Build 345 kV line | [53 empty] | 2010-01-01 | 2010-01-01
GEN-2006-010 | Turk | [9 empty] | TURK (HEMP 1) 138/115/13.8KV TRANSFORMER CKT 1 | U | AEPW |  | SARK |  | 1 | 507454 | HEMPSTD4 138.00 | 507456 | HEMPSTD3 115.00 | 507458 | HEMP1 1 13.800 | 1 | [15 empty] | BASECASE | BASE CASE | [8 empty] | Credit Flowgate |  |  | AEPW | TURK (HEMP 1) 138/115/13.8KV TRANSFORMER CKT 1 | Build Turk 138-115 kV station and relocate autotransformer (and spare) from Patterson to this new Turk station | [53 empty] | 2012-07-01 | 2012-07-01
NA | [10 empty] | WOODWARD - IODINE 138KV CKT 1 | U | OKGE | OKGE | ENID | ENID | 0 | 515376 |  | 514796 |  |  |  | 1 | [15 empty] | BASECASE | BASE CASE | [8 empty] | Credit Flowgate |  |  | OKGE | WOODWARD - IODINE 138KV CKT 1 | Tap Iodine to Woodward 138 kV line | [53 empty] | 2010-01-01 | 2010-01-01
NA | [10 empty] | WOODWARD - WOODWARD EHV 138KV CKT 1 | U | OKGE | OKGE | ENID | ENID | 0 | 515376 |  | 514785 |  |  |  | 1 | [15 empty] | BASECASE | BASE CASE | [8 empty] | Credit Flowgate |  |  | OKGE | WOODWARD - WOODWARD EHV 138KV CKT 1 | Build .5 miles of 138 kV and install terminal equipment | [53 empty] | 2010-01-01 | 2010-01-01
NA | [10 empty] | WOODWARD - WOODWARD EHV 138KV CKT 2 | U | OKGE | OKGE | ENID | ENID | 0 | 515376 |  | 514785 |  |  |  | 2 | [15 empty] | BASECASE | BASE CASE | [8 empty] | Credit Flowgate |  |  | OKGE | WOODWARD - WOODWARD EHV 138KV CKT 2 | Build .5 miles of 138 kV and install terminal equipment | [53 empty] | 2010-01-01 | 2010-01-01
NA | [10 empty] | WOODWARD 345/138KV TRANSFORMER CKT 1 | U | OKGE | OKGE | ENID | ENID | 1 | 515375 |  | 515376 |  | 515795 |  | 1 | [15 empty] | BASECASE | BASE CASE | [8 empty] | Credit Flowgate |  |  | OKGE | WOODWARD 345/138KV TRANSFORMER CKT 1 | Install 345/138 kV XF | [53 empty] | 2010-01-01 | 2010-01-01
2012-AG2 | AFS9 |  | FDNS |  | FDNS |  | 5 | 5 | 2012AG2AFS91T15005523SP | FROM->TO | YOAKUM COUNTY INTERCHANGE (GE M100899) 230/115/13.2KV TRANSFORMER CKT 1 | CP | SPS | SPS | SPS-YOGS | SPS-YOGS | 1 | 526935 | YOAKUM 6230.00 | 526934 | YOAKUM 3115.00 | 526931 | YOAKUM_TR1 113.200 | 1 | 23SP | 150 | 150 | 0 | 101.8 | 101.8077 | 102.8024 | [7 empty] | CATEGORYB | SINGLE | YOAKUM COUNTY INTERCHANGE (PENN C010585) 230/115/13.2KV TRANSFORMER CKT 2 | 1 | 526934 | YOAKUM 3115.00 | 526935 | YOAKUM 6230.00 | 526932 | YOAKUM_TR2 113.200 | 2 |  |  |  | SPS | YOAKUM COUNTY INTERCHANGE () 230/115/13.2KV TRANSFORMER CKT 1 | Upgrade transformer to 250 MVA. | 250 | 250 |  |  |  | 24 | 24 | [5 empty] | 3757257 | 2013-04-05 | [39 empty] | 2019-06-01 | 2019-06-01
2012-AG2 | AFS9 |  | FDNS |  | FDNS |  | 5 | 5 | 2012AG2AFS91T14985523SP | FROM->TO | YOAKUM COUNTY INTERCHANGE (PENN C010585) 230/115/13.2KV TRANSFORMER CKT 2 | REL | SPS | SPS | SPS-YOGS | SPS-YOGS | 1 | 526935 | YOAKUM 6230.00 | 526934 | YOAKUM 3115.00 | 526932 | YOAKUM_TR2 113.200 | 2 | 23SP | 150 | 150 | 0 | 104.4 | 104.4197 | 106.5976 | [7 empty] | CATEGORYB | SINGLE | YOAKUM COUNTY INTERCHANGE (GE M100899) 230/115/13.2KV TRANSFORMER CKT 1 | 1 | 526934 | YOAKUM 3115.00 | 526935 | YOAKUM 6230.00 | 526931 | YOAKUM_TR1 113.200 | 1 |  |  |  | SPS | YOAKUM COUNTY INTERCHANGE () 230/115/13.2KV TRANSFORMER CKT 2 | Upgrade transformer to 250 MVA. | 250 | 250 |  |  |  | 24 | 24 | [5 empty] | 3757257 | 2013-04-05 | [39 empty] | 2019-06-01 | 2019-06-01

## tblAllFacilityLog < 100%
STUDYDES | STUDYDES2 | EVENTTYPE | AssessmentSOLUTIONTYPE | AssessmenFDNS-TERMINATION | SOLUTIONTYPE | FDNS-TERMINATION | GROUP | SCENARIO | FGName | DIRECTION | FacilityName | FacilityUpgradeCode | ModelArea1 | ModelArea2 | FZONENAME | TZONENAME | MONTFLAG | MONTFB | MONTFNAME | MONTTB1 | MONTTNAME1 | MONTTB2 | MONTTNAME2 | MONTCKT | Case | RATEA | RATEB | RATEC | Assessment Loading | BaseCaseLoading | TransferCaseLoading | NameOfBusWithMonitoredVoltage | Assessment Voltage | BaseCaseVoltage | TransferCaseVoltage | VINIT | VMIN | VMAX | CATEGORY | CONTTYPE | CONTNAME | CONTXFMRFLAG | CONTFB | CONTFNAME | CONTTB1 | CONTTNAME1 | CONTTB2 | CONTTNAME2 | CONTCKT | TransmissionProviderCommentsNotes | RequiredRateB | TransmissionOwnerComments | OwnerDesignation | UpgradeName | UpgradeComponentWithinFacility | NewSummerA | NewSummerB | NewOtherA | NewOtherB | DistToConstruct | TotalLead | ConstructionLeadOnly | NewOrConstructWhileEnergized | NewR | NewX | NewB | CommentsRegardingUpgradeRequirements | NewCost | EffDate | NetPlantDate | ReusableEx_GrossValue | ReusableEx_NetValue | Reusable_EndofDepr | SalvageValue | NewCostWhileExpediting | EffDateExpedited | StartDeprExpedited | EndDeprExpedited | NetPlantDateExpedited | ReusableEx_GrossExpedited | ReusableEx_NetExpedited | Reusable_EndofDeprExpedited | SalvageValueExpedited | Generation 1 Owner & Unit (Name) | Generation 1 Redispatch Cost ($) | Generation 1 Redispatch Date (M/D/Y) | Generation 2 Owner & Unit (Name) | Generation 2 Redispatch Cost ($) | Generation 2 Redispatch Date (M/D/Y) | Generation 3 Owner & Unit (Name) | Generation 3 Redispatch Cost ($) | Generation 3 Redispatch Date (M/D/Y) | ActualCompletion | ActualNewCost | ActualNetPlantDate | ActualReusableEx_GrossValue | ActualReusableEx_NetValue | ActualReusable_EndofDepr | ActualSalvageValue | Actual_NewCostWhileExpediting | Actual_StartDeprExp | Actual_EndDeprExp | Actual_NetPlantDateExpedited | ActualReusableEx_GrossExpedited | ActualReusableEx_NetExpedited | ActualReusable_EndofDeprExpedited | Actual_SalvageValueExpedited | SPPReliabilityDate | DUN | EOC | EarliestDate
2012-AG2 | AFS9 | INVALID | FDNS |  | FDNS |  | 5 | 0 | 2012AG2AFS91T1005018SP | FROM->TO | 36TH & LEWIS - 52ND & DELAWARE TAP 138KV CKT 1 | E | AEPW | AEPW | PSO_TULSA | PSO_TULSA | 0 | 509800 | 36LEWIS4 138.00 | 509776 | 52DELTP4 138.00 | 0 |  | 1 | 18SP | 278 | 278 | 0 | 98.6 | 98.6309 | 99.2258 | [7 empty] | CATEGORYB | SINGLE | ORU EAST TAP - RIVERSIDE STATION 138KV CKT 1 | 0 | 509783 | R.S.S.-4 138.00 | 509849 | ORU ETP4 138.00 | 0 |  | 1 | Transfer Loading < 100% | [58 empty] | 2015-06-01
2012-AG2 | AFS9 |  | FDNS |  | FDNS |  | 5 | 0 | 2012AG2AFS91T19835023SP | FROM->TO | 36TH & LEWIS - 52ND & DELAWARE TAP 138KV CKT 1 | E | AEPW | AEPW | PSO_TULSA | PSO_TULSA | 0 | 509800 | 36LEWIS4 138.00 | 509776 | 52DELTP4 138.00 | 0 |  | 1 | 23SP | 278 | 278 | 0 | 97.5 | 97.4598 | 98.1 | [7 empty] | CATEGORYB | NONSINGLE | SPP-AEPW-18 | 0 | 0 |  | 0 |  | 0 |  |  | Transfer Loading < 100% | [58 empty] | 2015-06-01
2012-AG2 | AFS9 |  | FDNS |  | FDNS |  | 5 | 0 | 2012AG2AFS91T1695023SP | FROM->TO | 36TH & LEWIS - 52ND & DELAWARE TAP 138KV CKT 1 | E | AEPW | AEPW | PSO_TULSA | PSO_TULSA | 0 | 509800 | 36LEWIS4 138.00 | 509776 | 52DELTP4 138.00 | 0 |  | 1 | 23SP | 278 | 278 | 0 | 97.2 | 97.2015 | 97.9 | [7 empty] | CATEGORYB | SINGLE | ORU WEST TAP - SOUTHERN HILLS EAST TAP 138KV CKT 1 | 0 | 509813 | SHILETP4 138.00 | 509853 | ORU-WTP4 138.00 | 0 |  | 1 | Transfer Loading < 100% | [58 empty] | 2015-06-01
2012-AG2 | AFS9 |  |  |  | FDNS |  | 5 | 0 | 2012AG2AFS91T12535023WP | TO->FROM | 4VATCAN - SCOTT 138KV CKT 1 | E | EES | LAGN | ISONE_MA_NGR |  | 0 | 335379 | 4SCOTT_1! 138.00 | 303133 | 4VATICAN 138.00 | 0 |  | 1 | 23WP | 225 | 225 | 0 |  | 96.364 | 96.4 | [7 empty] | CATEGORYB | NONSINGLE | SPPMGN 8 | 0 | 0 |  | 0 |  | 0 |  |  | Transfer Loading < 100%
2012-AG2 | AFS9 |  |  |  | FDNS |  | 5 | 0 | 2012AG2AFS91T12525023WP | TO->FROM | 4VATCAN - SCOTT 138KV CKT 1 | E | EES | LAGN | ISONE_MA_NGR |  | 0 | 335379 | 4SCOTT_1! 138.00 | 303133 | 4VATICAN 138.00 | 0 |  | 1 | 23WP | 225 | 225 | 0 |  | 96.262 | 96.3 | [7 empty] | CATEGORYB | NONSINGLE | SPPMGN 7 | 0 | 0 |  | 0 |  | 0 |  |  | Transfer Loading < 100%
2012-AG2 | AFS9 |  |  |  | FDNS |  | 5 | 5 | 2012AG2AFS91T12515523WP | TO->FROM | 4VATCAN - SCOTT 138KV CKT 1 | E | EES | LAGN | ISONE_MA_NGR |  | 0 | 335379 | 4SCOTT_1! 138.00 | 303133 | 4VATICAN 138.00 | 0 |  | 1 | 23WP | 225 | 225 | 0 |  | 96.0778 | 96.1 | [7 empty] | CATEGORYB | NONSINGLE | SPPMGN 8 | 0 | 0 |  | 0 |  | 0 |  |  | Transfer Loading < 100%
2012-AG2 | AFS9 |  |  |  | FDNS |  | 5 | 0 | 2012AG2AFS91T12545023WP | TO->FROM | 4VATCAN - SCOTT 138KV CKT 1 | E | EES | LAGN | ISONE_MA_NGR |  | 0 | 335379 | 4SCOTT_1! 138.00 | 303133 | 4VATICAN 138.00 | 0 |  | 1 | 23WP | 225 | 225 | 0 |  | 96.0384 | 96 | [7 empty] | CATEGORYB | NONSINGLE | SPPMGN 9 | 0 | 0 |  | 0 |  | 0 |  |  | Transfer Loading < 100%
2012-AG2 | AFS9 |  |  |  | FDNS |  | 5 | 0 | 2012AG2AFS91T12555023WP | TO->FROM | 4VATCAN - SCOTT 138KV CKT 1 | E | EES | LAGN | ISONE_MA_NGR |  | 0 | 335379 | 4SCOTT_1! 138.00 | 303133 | 4VATICAN 138.00 | 0 |  | 1 | 23WP | 225 | 225 | 0 |  | 96.0384 | 96 | [7 empty] | CATEGORYB | NONSINGLE | SPPMGN 10 | 0 | 0 |  | 0 |  | 0 |  |  | Transfer Loading < 100%
2012-AG2 | AFS9 |  |  |  | FDNS |  | 5 | 5 | 2012AG2AFS91T12505523WP | TO->FROM | 4VATCAN - SCOTT 138KV CKT 1 | E | EES | LAGN | ISONE_MA_NGR |  | 0 | 335379 | 4SCOTT_1! 138.00 | 303133 | 4VATICAN 138.00 | 0 |  | 1 | 23WP | 225 | 225 | 0 |  | 95.9755 | 96 | [7 empty] | CATEGORYB | NONSINGLE | SPPMGN 7 | 0 | 0 |  | 0 |  | 0 |  |  | Transfer Loading < 100%
2012-AG2 | AFS9 |  |  |  | FDNS |  | 5 | 5 | 2012AG2AFS91T12525523WP | TO->FROM | 4VATCAN - SCOTT 138KV CKT 1 | E | EES | LAGN | ISONE_MA_NGR |  | 0 | 335379 | 4SCOTT_1! 138.00 | 303133 | 4VATICAN 138.00 | 0 |  | 1 | 23WP | 225 | 225 | 0 |  | 95.7421 | 95.7 | [7 empty] | CATEGORYB | NONSINGLE | SPPMGN 9 | 0 | 0 |  | 0 |  | 0 |  |  | Transfer Loading < 100%
2012-AG2 | AFS9 |  |  |  | FDNS |  | 5 | 5 | 2012AG2AFS91T12535523WP | TO->FROM | 4VATCAN - SCOTT 138KV CKT 1 | E | EES | LAGN | ISONE_MA_NGR |  | 0 | 335379 | 4SCOTT_1! 138.00 | 303133 | 4VATICAN 138.00 | 0 |  | 1 | 23WP | 225 | 225 | 0 |  | 95.7421 | 95.7 | [7 empty] | CATEGORYB | NONSINGLE | SPPMGN 10 | 0 | 0 |  | 0 |  | 0 |  |  | Transfer Loading < 100%
2012-AG2 | AFS9 | INVALID |  |  | FDNS |  | 5 | 5 | 2012AG2AFS91T3785514SP | TO->FROM | 5 HICKOCK - RUBART 115.00 115KV CKT 1 | E | SUNC | SUNC | PIONEER | PIONEER | 0 | 562116 | RUBART 115.00 | 531378 | HICKOCK3 115.00 | 0 |  | 1 | 14SP | 105 | 105 | 0 |  | 75.5421 | 99.8262 | [7 empty] | CATEGORYB | SINGLE | CTU SUBLETTE - PIONEER TAP 115KV CKT 1 | 0 | 531392 | PIONTAP3 115.00 | 531442 | SATMKEC3 115.00 | 0 |  | 1 | Transfer Loading < 100% | [58 empty] | 2012-06-01
2012-AG2 | AFS9 |  |  |  | FDNS |  | 5 | 5 | 2012AG2AFS91T17185514SP | TO->FROM | 5 HICKOCK - RUBART 115.00 115KV CKT 1 | E | SUNC | SUNC | PIONEER | PIONEER | 0 | 562116 | RUBART 115.00 | 531378 | HICKOCK3 115.00 | 0 |  | 1 | 14SP | 105 | 105 | 0 |  | 74.2941 | 98.5 | [7 empty] | CATEGORYB | NONSINGLE | SPP-SUNC-07 | 0 | 0 |  | 0 |  | 0 |  |  | Transfer Loading < 100% | [58 empty] | 2012-06-01
2012-AG2 | AFS9 |  |  |  | FDNS |  | 5 | 5 | 2012AG2AFS91T3695514SP | TO->FROM | 5 HICKOCK - RUBART 115.00 115KV CKT 1 | E | SUNC | SUNC | PIONEER | PIONEER | 0 | 562116 | RUBART 115.00 | 531378 | HICKOCK3 115.00 | 0 |  | 1 | 14SP | 105 | 105 | 0 |  | 72.1068 | 96.4 | [7 empty] | CATEGORYB | SINGLE | CTU SUBLETTE - HASKELL 115KV CKT 1 | 0 | 531374 | HASKELL3 115.00 | 531442 | SATMKEC3 115.00 | 0 |  | 1 | Transfer Loading < 100% | [58 empty] | 2012-06-01
2012-AG2 | AFS9 |  |  |  | FDNS |  | 5 | 5 | 2012AG2AFS91T1555514WP | TO->FROM | 5 HICKOCK - RUBART 115.00 115KV CKT 1 | E | SUNC | SUNC | PIONEER | PIONEER | 0 | 562116 | RUBART 115.00 | 531378 | HICKOCK3 115.00 | 0 |  | 1 | 14WP | 105 | 105 | 0 |  | 47.384 | 99.3 | [7 empty] | CATEGORYB | SINGLE | PIONEER TAP - SANT T 3 115KV CKT 1 | 0 | 531392 | PIONTAP3 115.00 | 531396 | SATATAP3 115.00 | 0 |  | 1 | Transfer Loading < 100% | [58 empty] | 2012-06-01
2012-AG2 | AFS9 |  |  |  | FDNS |  | 5 | 5 | 2012AG2AFS91T2935518SP | TO->FROM | 5 HICKOCK - RUBART 115.00 115KV CKT 1 | E | SUNC | SUNC | PIONEER | PIONEER | 0 | 562116 | RUBART 115.00 | 531378 | HICKOCK3 115.00 | 0 |  | 1 | 18SP | 105 | 105 | 0 |  | 75.6284 | 99.7 | [7 empty] | CATEGORYB | SINGLE | CTU SUBLETTE - HASKELL 115KV CKT 1 | 0 | 531374 | HASKELL3 115.00 | 531442 | SATMKEC3 115.00 | 0 |  | 1 | Transfer Loading < 100% | [58 empty] | 2012-06-01
2012-AG2 | AFS9 |  |  |  | FDNS |  | 5 | 5 | 2012AG2AFS91T2975518SP | TO->FROM | 5 HICKOCK - RUBART 115.00 115KV CKT 1 | E | SUNC | SUNC | PIONEER | PIONEER | 0 | 562116 | RUBART 115.00 | 531378 | HICKOCK3 115.00 | 0 |  | 1 | 18SP | 105 | 105 | 0 |  | 73.6067 | 97.7 | [7 empty] | CATEGORYB | SINGLE | HASKELL - SEWARD-3 115KV CKT 1 | 0 | 531374 | HASKELL3 115.00 | 531467 | SEWARD-3 115.00 | 0 |  | 1 | Transfer Loading < 100% | [58 empty] | 2012-06-01
2012-AG2 | AFS9 |  |  |  | FDNS |  | 5 | 5 | 2012AG2AFS91T1505518WP | TO->FROM | 5 HICKOCK - RUBART 115.00 115KV CKT 1 | E | SUNC | SUNC | PIONEER | PIONEER | 0 | 562116 | RUBART 115.00 | 531378 | HICKOCK3 115.00 | 0 |  | 1 | 18WP | 105 | 105 | 0 |  | 46.3932 | 98.4 | [7 empty] | CATEGORYB | SINGLE | PIONEER TAP - SANT T 3 115KV CKT 1 | 0 | 531392 | PIONTAP3 115.00 | 531396 | SATATAP3 115.00 | 0 |  | 1 | Transfer Loading < 100% | [58 empty] | 2012-06-01
2012-AG2 | AFS9 |  |  |  | FDNS |  | 5 | 5 | 2012AG2AFS91T4205523SP | TO->FROM | 5 HICKOCK - RUBART 115.00 115KV CKT 1 | E | SUNC | SUNC | PIONEER | PIONEER | 0 | 562116 | RUBART 115.00 | 531378 | HICKOCK3 115.00 | 0 |  | 1 | 23SP | 105 | 105 | 0 |  | 73.6536 | 97.4 | [7 empty] | CATEGORYB | SINGLE | CIMARRON RIVER PLANT - SEWARD-3 115KV CKT 1 | 0 | 531467 | SEWARD-3 115.00 | 539654 | CIM-PLT3 115.00 | 0 |  | 1 | Transfer Loading < 100% | [58 empty] | 2012-06-01
2012-AG2 | AFS9 |  |  |  | FDNS |  | 5 | 5 | 2012AG2AFS91T21315523SP | TO->FROM | 5 HICKOCK - RUBART 115.00 115KV CKT 1 | E | SUNC | SUNC | PIONEER | PIONEER | 0 | 562116 | RUBART 115.00 | 531378 | HICKOCK3 115.00 | 0 |  | 1 | 23SP | 105 | 105 | 0 |  | 79.7638 | 95.4 | [7 empty] | CATEGORYB | NONSINGLE | SPP-SUNC-06 | 0 | 0 |  | 0 |  | 0 |  |  | Transfer Loading < 100% | [58 empty] | 2012-06-01
2012-AG2 | AFS9 |  |  |  | FDNS |  | 5 | 5 | 2012AG2AFS91T2075523WP | TO->FROM | 5 HICKOCK - RUBART 115.00 115KV CKT 1 | E | SUNC | SUNC | PIONEER | PIONEER | 0 | 562116 | RUBART 115.00 | 531378 | HICKOCK3 115.00 | 0 |  | 1 | 23WP | 105 | 105 | 0 |  | 45.0761 | 97.2 | [7 empty] | CATEGORYB | SINGLE | PIONEER TAP - SANT T 3 115KV CKT 1 | 0 | 531392 | PIONTAP3 115.00 | 531396 | SATATAP3 115.00 | 0 |  | 1 | Transfer Loading < 100% | [58 empty] | 2012-06-01
2012-AG2 | AFS9 |  | FDNS |  | FDNS |  | 5 | 5 | 2012AG2AFS91T2185514SP | FROM->TO | 5 TRIBES - HANCOCK 161KV CKT 1 | E | OKGE | OKGE | MUSKOGEE | MUSKOGEE | 0 | 515228 | 5TRIBES5 161.00 | 515250 | HANCOK-5 161.00 | 0 |  | 1 | 14SP | 223 | 223 | 0 | 95.5 | 95.4958 | 97 | [7 empty] | CATEGORYB | SINGLE | EUCLID - MUSKOGEE PORT 161KV CKT 1 | 0 | 515232 | MSKPTAP5 161.00 | 515251 | EUCLID 5 161.00 | 0 |  | 1 | Transfer Loading < 100% | [58 empty] | 2012-06-01
2012-AG2 | AFS9 |  |  |  | FDNS |  | 5 | 5 | 2012AG2AFS91T2155514SP | FROM->TO | 5 TRIBES - HANCOCK 161KV CKT 1 | E | OKGE | OKGE | MUSKOGEE | MUSKOGEE | 0 | 515228 | 5TRIBES5 161.00 | 515250 | HANCOK-5 161.00 | 0 |  | 1 | 14SP | 223 | 223 | 0 |  | 94.154 | 95.7 | [7 empty] | CATEGORYB | SINGLE | MUSKOGEE - MUSKOGEE PORT 161KV CKT 1 | 0 | 515222 | MUSKOGE5 161.00 | 515232 | MSKPTAP5 161.00 | 0 |  | 1 | Transfer Loading < 100% | [58 empty] | 2012-06-01
2012-AG2 | AFS9 |  | FDNS |  | FDNS |  | 5 | 5 | 2012AG2AFS91T2095518SP | FROM->TO | 5 TRIBES - HANCOCK 161KV CKT 1 | E | OKGE | OKGE | MUSKOGEE | MUSKOGEE | 0 | 515228 | 5TRIBES5 161.00 | 515250 | HANCOK-5 161.00 | 0 |  | 1 | 18SP | 223 | 223 | 0 | 97.1 | 97.1291 | 98.7 | [7 empty] | CATEGORYB | SINGLE | EUCLID - MUSKOGEE PORT 161KV CKT 1 | 0 | 515232 | MSKPTAP5 161.00 | 515251 | EUCLID 5 161.00 | 0 |  | 1 | Transfer Loading < 100% | [58 empty] | 2012-06-01
2012-AG2 | AFS9 |  | FDNS |  | FDNS |  | 5 | 5 | 2012AG2AFS91T2065518SP | FROM->TO | 5 TRIBES - HANCOCK 161KV CKT 1 | E | OKGE | OKGE | MUSKOGEE | MUSKOGEE | 0 | 515228 | 5TRIBES5 161.00 | 515250 | HANCOK-5 161.00 | 0 |  | 1 | 18SP | 223 | 223 | 0 | 95.9 | 95.9091 | 97.5 | [7 empty] | CATEGORYB | SINGLE | MUSKOGEE - MUSKOGEE PORT 161KV CKT 1 | 0 | 515222 | MUSKOGE5 161.00 | 515232 | MSKPTAP5 161.00 | 0 |  | 1 | Transfer Loading < 100% | [58 empty] | 2012-06-01
2012-AG2 | AFS9 |  | FDNS |  | FDNS |  | 5 | 5 | 2012AG2AFS91T21055523SP | TO->FROM | 52ND & DELAWARE WEST TAP - RIVERSIDE STATION 138KV CKT 1 | E | AEPW | AEPW | PSO_TULSA | PSO_TULSA | 0 | 509783 | R.S.S.-4 138.00 | 509814 | 52DELWT4 138.00 | 0 |  | 1 | 23SP | 168 | 168 | 0 | 96.6 | 96.5614 | 97.7 | [7 empty] | CATEGORYB | NONSINGLE | SPP-AEPW-38 | 0 | 0 |  | 0 |  | 0 |  |  | Transfer Loading < 100%
2012-AG2 | AFS9 | GSU |  |  | FDNS |  | 5 | 0 | 2012AG2AFS91T15175014SP | FROM->TO | 7LABADIE3 345.00 345/20.0KV TRANSFORMER CKT 1 | E | AMMO | AMMO | AMRNMO | AMRNMO | 0 | 344896 | 1LAB G3 20.000 | 344886 | 7LABADIE3 345.00 | 0 |  | 1 | 14SP | 670 | 670 | 670 |  | 95.2616 | 95.2664 | [7 empty] | CATEGORYB | NONSINGLE | SPPMGN 29 | 0 | 0 |  | 0 |  | 0 |  |  | Transfer Loading < 100%
2012-AG2 | AFS9 | GSU |  |  | FDNS |  | 5 | 0 | 2012AG2AFS91T15185014SP | FROM->TO | 7LABADIE3 345.00 345/20.0KV TRANSFORMER CKT 1 | E | AMMO | AMMO | AMRNMO | AMRNMO | 0 | 344896 | 1LAB G3 20.000 | 344886 | 7LABADIE3 345.00 | 0 |  | 1 | 14SP | 670 | 670 | 670 |  | 95.0628 | 95.0672 | [7 empty] | CATEGORYB | NONSINGLE | SPPMGN 30 | 0 | 0 |  | 0 |  | 0 |  |  | Transfer Loading < 100%
2012-AG2 | AFS9 | GSU |  |  | FDNS |  | 5 | 0 | 2012AG2AFS91T15115018SP | FROM->TO | 7LABADIE3 345.00 345/20.0KV TRANSFORMER CKT 1 | E | AMMO | AMMO | AMRNMO | AMRNMO | 0 | 344896 | 1LAB G3 20.000 | 344886 | 7LABADIE3 345.00 | 0 |  | 1 | 18SP | 670 | 670 | 670 |  | 96.3009 | 96.3021 | [7 empty] | CATEGORYB | NONSINGLE | SPPMGN 26 | 0 | 0 |  | 0 |  | 0 |  |  | Transfer Loading < 100%
2012-AG2 | AFS9 | GSU |  |  | FDNS |  | 5 | 0 | 2012AG2AFS91T15135018SP | FROM->TO | 7LABADIE3 345.00 345/20.0KV TRANSFORMER CKT 1 | E | AMMO | AMMO | AMRNMO | AMRNMO | 0 | 344896 | 1LAB G3 20.000 | 344886 | 7LABADIE3 345.00 | 0 |  | 1 | 18SP | 670 | 670 | 670 |  | 95.9412 | 95.9423 | [7 empty] | CATEGORYB | NONSINGLE | SPPMGN 27 | 0 | 0 |  | 0 |  | 0 |  |  | Transfer Loading < 100%
2012-AG2 | AFS9 | GSU |  |  | FDNS |  | 5 | 0 | 2012AG2AFS91T15075018SP | FROM->TO | 7LABADIE3 345.00 345/20.0KV TRANSFORMER CKT 1 | E | AMMO | AMMO | AMRNMO | AMRNMO | 0 | 344896 | 1LAB G3 20.000 | 344886 | 7LABADIE3 345.00 | 0 |  | 1 | 18SP | 670 | 670 | 670 |  | 95.8027 | 95.8038 | [7 empty] | CATEGORYB | NONSINGLE | SPPMGN 20 | 0 | 0 |  | 0 |  | 0 |  |  | Transfer Loading < 100%
2012-AG2 | AFS9 | GSU |  |  | FDNS |  | 5 | 0 | 2012AG2AFS91T15095018SP | FROM->TO | 7LABADIE3 345.00 345/20.0KV TRANSFORMER CKT 1 | E | AMMO | AMMO | AMRNMO | AMRNMO | 0 | 344896 | 1LAB G3 20.000 | 344886 | 7LABADIE3 345.00 | 0 |  | 1 | 18SP | 670 | 670 | 670 |  | 95.7851 | 95.7863 | [7 empty] | CATEGORYB | NONSINGLE | SPPMGN 21 | 0 | 0 |  | 0 |  | 0 |  |  | Transfer Loading < 100%
2012-AG2 | AFS9 | GSU |  |  | FDNS |  | 5 | 0 | 2012AG2AFS91T15125018SP | FROM->TO | 7LABADIE4 345.00 345/20.0KV TRANSFORMER CKT 1 | E | AMMO | AMMO | AMRNMO | AMRNMO | 0 | 344897 | 1LAB G4 20.000 | 344887 | 7LABADIE4 345.00 | 0 |  | 1 | 18SP | 670 | 670 | 670 |  | 95.9484 | 95.9495 | [7 empty] | CATEGORYB | NONSINGLE | SPPMGN 26 | 0 | 0 |  | 0 |  | 0 |  |  | Transfer Loading < 100%
2012-AG2 | AFS9 | GSU |  |  | FDNS |  | 5 | 0 | 2012AG2AFS91T15145018SP | FROM->TO | 7LABADIE4 345.00 345/20.0KV TRANSFORMER CKT 1 | E | AMMO | AMMO | AMRNMO | AMRNMO | 0 | 344897 | 1LAB G4 20.000 | 344887 | 7LABADIE4 345.00 | 0 |  | 1 | 18SP | 670 | 670 | 670 |  | 95.5897 | 95.5907 | [7 empty] | CATEGORYB | NONSINGLE | SPPMGN 27 | 0 | 0 |  | 0 |  | 0 |  |  | Transfer Loading < 100%
2012-AG2 | AFS9 | GSU |  |  | FDNS |  | 5 | 0 | 2012AG2AFS91T15085018SP | FROM->TO | 7LABADIE4 345.00 345/20.0KV TRANSFORMER CKT 1 | E | AMMO | AMMO | AMRNMO | AMRNMO | 0 | 344897 | 1LAB G4 20.000 | 344887 | 7LABADIE4 345.00 | 0 |  | 1 | 18SP | 670 | 670 | 670 |  | 95.4515 | 95.4526 | [7 empty] | CATEGORYB | NONSINGLE | SPPMGN 20 | 0 | 0 |  | 0 |  | 0 |  |  | Transfer Loading < 100%
2012-AG2 | AFS9 | GSU |  |  | FDNS |  | 5 | 0 | 2012AG2AFS91T15105018SP | FROM->TO | 7LABADIE4 345.00 345/20.0KV TRANSFORMER CKT 1 | E | AMMO | AMMO | AMRNMO | AMRNMO | 0 | 344897 | 1LAB G4 20.000 | 344887 | 7LABADIE4 345.00 | 0 |  | 1 | 18SP | 670 | 670 | 670 |  | 95.434 | 95.4352 | [7 empty] | CATEGORYB | NONSINGLE | SPPMGN 21 | 0 | 0 |  | 0 |  | 0 |  |  | Transfer Loading < 100%
2012-AG2 | AFS9 | SWINGBUS | FDNS |  | FDNS |  | 5 | 5 | 2012AG2AFS91T6555514SP | FROM->TO | 8CAJUN2 500/24.0KV TRANSFORMER CKT 1 | E | LAGN | LAGN | WECC | WECC | 0 | 303007 | 1BCAJUN2_U2%24.000 | 303005 | 8BIG_CAJUN2%500.00 | 0 |  | 1 | 14SP | 615 | 615 | 0 | 95.3 | 95.3167 | 95.3 | [7 empty] | CATEGORYB | SINGLE | COLY - MCKNIGHT 500KV CKT 1 | 0 | 335836 | 8MCKNIGHT% 500.00 | 335837 | 8COLY% 500.00 | 0 |  | 1 | Transfer Loading < 100%
2012-AG2 | AFS9 | SWINGBUS | FDNS |  | FDNS |  | 5 | 5 | 2012AG2AFS91T665514SP | FROM->TO | 8CAJUN2 500/24.0KV TRANSFORMER CKT 1 | E | LAGN | LAGN | WECC | WECC | 0 | 303007 | 1BCAJUN2_U2%24.000 | 303005 | 8BIG_CAJUN2%500.00 | 0 |  | 1 | 14SP | 615 | 615 | 0 | 95 | 95.029 | 95 | [7 empty] | CATEGORYB | SINGLE | COUGHLIN - PLAISANCE 138KV CKT 1 | 0 | 500230 | COUGH 4 138.00 | 500720 | PLAISAN4 138.00 | 0 |  | 1 | Transfer Loading < 100%
2012-AG2 | AFS9 | SWINGBUS | FDNS |  | FDNS |  | 5 | 5 | 2012AG2AFS91T3215514WP | FROM->TO | 8CAJUN2 500/24.0KV TRANSFORMER CKT 1 | E | LAGN | LAGN | WECC | WECC | 0 | 303007 | 1BCAJUN2_U2%24.000 | 303005 | 8BIG_CAJUN2%500.00 | 0 |  | 1 | 14WP | 615 | 615 | 0 | 95.5 | 95.4815 | 95.5 | [7 empty] | CATEGORYB | SINGLE | COLY - MCKNIGHT 500KV CKT 1 | 0 | 335836 | 8MCKNIGHT% 500.00 | 335837 | 8COLY% 500.00 | 0 |  | 1 | Transfer Loading < 100%
2012-AG2 | AFS9 | SWINGBUS | FDNS |  | FDNS |  | 5 | 0 | 2012AG2AFS91T1895014WP | FROM->TO | 8CAJUN2 500/24.0KV TRANSFORMER CKT 1 | E | LAGN | LAGN | WECC | WECC | 0 | 303007 | 1BCAJUN2_U2%24.000 | 303005 | 8BIG_CAJUN2%500.00 | 0 |  | 1 | 14WP | 615 | 615 | 0 | 95.3 | 95.3371 | 95.3 | [7 empty] | CATEGORYB | SINGLE | COLY - MCKNIGHT 500KV CKT 1 | 0 | 335836 | 8MCKNIGHT% 500.00 | 335837 | 8COLY% 500.00 | 0 |  | 1 | Transfer Loading < 100%
2012-AG2 | AFS9 | SWINGBUS | FDNS |  | FDNS |  | 5 | 5 | 2012AG2AFS91T725518SP | FROM->TO | 8CAJUN2 500/24.0KV TRANSFORMER CKT 1 | E | LAGN | LAGN | WECC | WECC | 0 | 303007 | 1BCAJUN2_U2%24.000 | 303005 | 8BIG_CAJUN2%500.00 | 0 |  | 1 | 18SP | 615 | 615 | 0 | 95.3 | 95.2596 | 95.3 | [7 empty] | CATEGORYB | SINGLE | COUGHLIN - PLAISANCE 138KV CKT 1 | 0 | 500230 | COUGH 4 138.00 | 500720 | PLAISAN4 138.00 | 0 |  | 1 | Transfer Loading < 100%
2012-AG2 | AFS9 | SWINGBUS | FDNS |  | FDNS |  | 5 | 5 | 2012AG2AFS91T6235518SP | FROM->TO | 8CAJUN2 500/24.0KV TRANSFORMER CKT 1 | E | LAGN | LAGN | WECC | WECC | 0 | 303007 | 1BCAJUN2_U2%24.000 | 303005 | 8BIG_CAJUN2%500.00 | 0 |  | 1 | 18SP | 615 | 615 | 0 | 95.2 | 95.213 | 95.2 | [7 empty] | CATEGORYB | SINGLE | COLY - MCKNIGHT 500KV CKT 1 | 0 | 335836 | 8MCKNIGHT% 500.00 | 335837 | 8COLY% 500.00 | 0 |  | 1 | Transfer Loading < 100%
2012-AG2 | AFS9 | SWINGBUS | FDNS |  | FDNS |  | 5 | 0 | 2012AG2AFS91T685018SP | FROM->TO | 8CAJUN2 500/24.0KV TRANSFORMER CKT 1 | E | LAGN | LAGN | WECC | WECC | 0 | 303007 | 1BCAJUN2_U2%24.000 | 303005 | 8BIG_CAJUN2%500.00 | 0 |  | 1 | 18SP | 615 | 615 | 0 | 95.1 | 95.085 | 95.1 | [7 empty] | CATEGORYB | SINGLE | COUGHLIN - PLAISANCE 138KV CKT 1 | 0 | 500230 | COUGH 4 138.00 | 500720 | PLAISAN4 138.00 | 0 |  | 1 | Transfer Loading < 100%
2012-AG2 | AFS9 | SWINGBUS | FDNS |  | FDNS |  | 5 | 5 | 2012AG2AFS91T6225518SP | FROM->TO | 8CAJUN2 500/24.0KV TRANSFORMER CKT 1 | E | LAGN | LAGN | WECC | WECC | 0 | 303007 | 1BCAJUN2_U2%24.000 | 303005 | 8BIG_CAJUN2%500.00 | 0 |  | 1 | 18SP | 615 | 615 | 0 | 95 | 95.0011 | 95 | [7 empty] | CATEGORYB | SINGLE | FANCY POINT - MCKNIGHT 500KV CKT 1 | 0 | 335835 | 8FANCY_PT% 500.00 | 335836 | 8MCKNIGHT% 500.00 | 0 |  | 1 | Transfer Loading < 100%
2012-AG2 | AFS9 | SWINGBUS | FDNS |  | FDNS |  | 5 | 5 | 2012AG2AFS91T2315518WP | FROM->TO | 8CAJUN2 500/24.0KV TRANSFORMER CKT 1 | E | LAGN | LAGN | WECC | WECC | 0 | 303007 | 1BCAJUN2_U2%24.000 | 303005 | 8BIG_CAJUN2%500.00 | 0 |  | 1 | 18WP | 615 | 615 | 0 | 95.7 | 95.6628 | 95.7 | [7 empty] | CATEGORYB | SINGLE | 4VATCAN - SCOTT 138KV CKT 1 | 0 | 303133 | 4VATICAN 138.00 | 335379 | 4SCOTT_1! 138.00 | 0 |  | 1 | Transfer Loading < 100%
2012-AG2 | AFS9 | SWINGBUS | FDNS |  | FDNS |  | 5 | 5 | 2012AG2AFS91T3125518WP | FROM->TO | 8CAJUN2 500/24.0KV TRANSFORMER CKT 1 | E | LAGN | LAGN | WECC | WECC | 0 | 303007 | 1BCAJUN2_U2%24.000 | 303005 | 8BIG_CAJUN2%500.00 | 0 |  | 1 | 18WP | 615 | 615 | 0 | 95.6 | 95.5619 | 95.6 | [7 empty] | CATEGORYB | SINGLE | FANCY POINT - MCKNIGHT 500KV CKT 1 | 0 | 335835 | 8FANCY_PT% 500.00 | 335836 | 8MCKNIGHT% 500.00 | 0 |  | 1 | Transfer Loading < 100%
2012-AG2 | AFS9 | SWINGBUS | FDNS |  | FDNS |  | 5 | 0 | 2012AG2AFS91T1415018WP | FROM->TO | 8CAJUN2 500/24.0KV TRANSFORMER CKT 1 | E | LAGN | LAGN | WECC | WECC | 0 | 303007 | 1BCAJUN2_U2%24.000 | 303005 | 8BIG_CAJUN2%500.00 | 0 |  | 1 | 18WP | 615 | 615 | 0 | 95.5 | 95.4518 | 95.5 | [7 empty] | CATEGORYB | SINGLE | 4VATCAN - SCOTT 138KV CKT 1 | 0 | 303133 | 4VATICAN 138.00 | 335379 | 4SCOTT_1! 138.00 | 0 |  | 1 | Transfer Loading < 100%
2012-AG2 | AFS9 | SWINGBUS | FDNS |  | FDNS |  | 5 | 0 | 2012AG2AFS91T2185018WP | FROM->TO | 8CAJUN2 500/24.0KV TRANSFORMER CKT 1 | E | LAGN | LAGN | WECC | WECC | 0 | 303007 | 1BCAJUN2_U2%24.000 | 303005 | 8BIG_CAJUN2%500.00 | 0 |  | 1 | 18WP | 615 | 615 | 0 | 95.4 | 95.4437 | 95.4 | [7 empty] | CATEGORYB | SINGLE | FANCY POINT - MCKNIGHT 500KV CKT 1 | 0 | 335835 | 8FANCY_PT% 500.00 | 335836 | 8MCKNIGHT% 500.00 | 0 |  | 1 | Transfer Loading < 100%
2012-AG2 | AFS9 | SWINGBUS | FDNS |  | FDNS |  | 5 | 5 | 2012AG2AFS91T365518WP | FROM->TO | 8CAJUN2 500/24.0KV TRANSFORMER CKT 1 | E | LAGN | LAGN | WECC | WECC | 0 | 303007 | 1BCAJUN2_U2%24.000 | 303005 | 8BIG_CAJUN2%500.00 | 0 |  | 1 | 18WP | 615 | 615 | 0 | 95.2 | 95.1939 | 95.2 | [7 empty] | CATEGORYB | SINGLE | COUGHLIN - PLAISANCE 138KV CKT 1 | 0 | 500230 | COUGH 4 138.00 | 500720 | PLAISAN4 138.00 | 0 |  | 1 | Transfer Loading < 100%
2012-AG2 | AFS9 | SWINGBUS | FDNS |  | FDNS |  | 5 | 5 | 2012AG2AFS91T3155518WP | FROM->TO | 8CAJUN2 500/24.0KV TRANSFORMER CKT 1 | E | LAGN | LAGN | WECC | WECC | 0 | 303007 | 1BCAJUN2_U2%24.000 | 303005 | 8BIG_CAJUN2%500.00 | 0 |  | 1 | 18WP | 615 | 615 | 0 | 95.2 | 95.2461 | 95.2 | [7 empty] | CATEGORYB | SINGLE | COLY - MCKNIGHT 500KV CKT 1 | 0 | 335836 | 8MCKNIGHT% 500.00 | 335837 | 8COLY% 500.00 | 0 |  | 1 | Transfer Loading < 100%
2012-AG2 | AFS9 | SWINGBUS | FDNS |  | FDNS |  | 5 | 5 | 2012AG2AFS91T2175518WP | FROM->TO | 8CAJUN2 500/24.0KV TRANSFORMER CKT 1 | E | LAGN | LAGN | WECC | WECC | 0 | 303007 | 1BCAJUN2_U2%24.000 | 303005 | 8BIG_CAJUN2%500.00 | 0 |  | 1 | 18WP | 615 | 615 | 0 | 95.1 | 95.0588 | 95.1 | [7 empty] | CATEGORYB | SINGLE | 8CAJUN2 - FANCY POINT 500KV CKT 1 | 0 | 303005 | 8BIG_CAJUN2%500.00 | 335835 | 8FANCY_PT% 500.00 | 0 |  | 1 | Transfer Loading < 100%
2012-AG2 | AFS9 | SWINGBUS | FDNS |  | FDNS |  | 5 | 5 | 2012AG2AFS91T3025518WP | FROM->TO | 8CAJUN2 500/24.0KV TRANSFORMER CKT 1 | E | LAGN | LAGN | WECC | WECC | 0 | 303007 | 1BCAJUN2_U2%24.000 | 303005 | 8BIG_CAJUN2%500.00 | 0 |  | 1 | 18WP | 615 | 615 | 0 | 95 | 95.0384 | 95 | [7 empty] | CATEGORYB | SINGLE | ENJAY - FANCY POINT 230KV CKT 1 | 0 | 335772 | 6ENJAY! 230.00 | 335825 | 6FANCY_PT% 230.00 | 0 |  | 1 | Transfer Loading < 100%
2012-AG2 | AFS9 | SWINGBUS | FDNS |  | FDNS |  | 5 | 0 | 2012AG2AFS91T9105023SP | FROM->TO | 8CAJUN2 500/24.0KV TRANSFORMER CKT 1 | E | LAGN | LAGN | WECC | WECC | 0 | 303007 | 1BCAJUN2_U2%24.000 | 303005 | 8BIG_CAJUN2%500.00 | 0 |  | 1 | 23SP | 615 | 615 | 0 | 95.9 | 95.9069 | 95.9 | [7 empty] | CATEGORYB | SINGLE | ELDORADO EHV - STERLINGTON 500KV CKT 1 | 0 | 337420 | 8STERLING% 500.00 | 337561 | 8EL DORADO% 500.00 | 0 |  | 1 | Transfer Loading < 100%
2012-AG2 | AFS9 | SWINGBUS | FDNS |  | FDNS |  | 5 | 5 | 2012AG2AFS91T8875523SP | FROM->TO | 8CAJUN2 500/24.0KV TRANSFORMER CKT 1 | E | LAGN | LAGN | WECC | WECC | 0 | 303007 | 1BCAJUN2_U2%24.000 | 303005 | 8BIG_CAJUN2%500.00 | 0 |  | 1 | 23SP | 615 | 615 | 0 | 95.6 | 95.5588 | 95.6 | [7 empty] | CATEGORYB | SINGLE | COLY - MCKNIGHT 500KV CKT 1 | 0 | 335836 | 8MCKNIGHT% 500.00 | 335837 | 8COLY% 500.00 | 0 |  | 1 | Transfer Loading < 100%
2012-AG2 | AFS9 | SWINGBUS | FDNS |  | FDNS |  | 5 | 5 | 2012AG2AFS91T955523SP | FROM->TO | 8CAJUN2 500/24.0KV TRANSFORMER CKT 1 | E | LAGN | LAGN | WECC | WECC | 0 | 303007 | 1BCAJUN2_U2%24.000 | 303005 | 8BIG_CAJUN2%500.00 | 0 |  | 1 | 23SP | 615 | 615 | 0 | 95.6 | 95.5953 | 95.6 | [7 empty] | CATEGORYB | SINGLE | COUGHLIN - PLAISANCE 138KV CKT 1 | 0 | 500230 | COUGH 4 138.00 | 500720 | PLAISAN4 138.00 | 0 |  | 1 | Transfer Loading < 100%
2012-AG2 | AFS9 | SWINGBUS | FDNS |  | FDNS |  | 5 | 5 | 2012AG2AFS91T10395523SP | FROM->TO | 8CAJUN2 500/24.0KV TRANSFORMER CKT 1 | E | LAGN | LAGN | WECC | WECC | 0 | 303007 | 1BCAJUN2_U2%24.000 | 303005 | 8BIG_CAJUN2%500.00 | 0 |  | 1 | 23SP | 615 | 615 | 0 | 95.5 | 95.4686 | 95.5 | [7 empty] | CATEGORYB | SINGLE | ELDORADO EHV - STERLINGTON 500KV CKT 1 | 0 | 337420 | 8STERLING% 500.00 | 337561 | 8EL DORADO% 500.00 | 0 |  | 1 | Transfer Loading < 100%
2012-AG2 | AFS9 | SWINGBUS | FDNS |  | FDNS |  | 5 | 5 | 2012AG2AFS91T8855523SP | FROM->TO | 8CAJUN2 500/24.0KV TRANSFORMER CKT 1 | E | LAGN | LAGN | WECC | WECC | 0 | 303007 | 1BCAJUN2_U2%24.000 | 303005 | 8BIG_CAJUN2%500.00 | 0 |  | 1 | 23SP | 615 | 615 | 0 | 95.4 | 95.4225 | 95.4 | [7 empty] | CATEGORYB | SINGLE | FANCY POINT - MCKNIGHT 500KV CKT 1 | 0 | 335835 | 8FANCY_PT% 500.00 | 335836 | 8MCKNIGHT% 500.00 | 0 |  | 1 | Transfer Loading < 100%
2012-AG2 | AFS9 | SWINGBUS | FDNS |  | FDNS |  | 5 | 0 | 2012AG2AFS91T7515023SP | FROM->TO | 8CAJUN2 500/24.0KV TRANSFORMER CKT 1 | E | LAGN | LAGN | WECC | WECC | 0 | 303007 | 1BCAJUN2_U2%24.000 | 303005 | 8BIG_CAJUN2%500.00 | 0 |  | 1 | 23SP | 615 | 615 | 0 | 95.4 | 95.4297 | 95.4 | [7 empty] | CATEGORYB | SINGLE | FANCY POINT - MCKNIGHT 500KV CKT 1 | 0 | 335835 | 8FANCY_PT% 500.00 | 335836 | 8MCKNIGHT% 500.00 | 0 |  | 1 | Transfer Loading < 100%
2012-AG2 | AFS9 | SWINGBUS | FDNS |  | FDNS |  | 5 | 0 | 2012AG2AFS91T975023SP | FROM->TO | 8CAJUN2 500/24.0KV TRANSFORMER CKT 1 | E | LAGN | LAGN | WECC | WECC | 0 | 303007 | 1BCAJUN2_U2%24.000 | 303005 | 8BIG_CAJUN2%500.00 | 0 |  | 1 | 23SP | 615 | 615 | 0 | 95.4 | 95.4205 | 95.4 | [7 empty] | CATEGORYB | SINGLE | COUGHLIN - PLAISANCE 138KV CKT 1 | 0 | 500230 | COUGH 4 138.00 | 500720 | PLAISAN4 138.00 | 0 |  | 1 | Transfer Loading < 100%
2012-AG2 | AFS9 | SWINGBUS | FDNS |  | FDNS |  | 5 | 5 | 2012AG2AFS91T8735523SP | FROM->TO | 8CAJUN2 500/24.0KV TRANSFORMER CKT 1 | E | LAGN | LAGN | WECC | WECC | 0 | 303007 | 1BCAJUN2_U2%24.000 | 303005 | 8BIG_CAJUN2%500.00 | 0 |  | 1 | 23SP | 615 | 615 | 0 | 95.3 | 95.254 | 95.3 | [7 empty] | CATEGORYB | SINGLE | ENJAY - FANCY POINT 230KV CKT 1 | 0 | 335772 | 6ENJAY! 230.00 | 335825 | 6FANCY_PT% 230.00 | 0 |  | 1 | Transfer Loading < 100%
2012-AG2 | AFS9 | SWINGBUS | FDNS |  | FDNS |  | 5 | 0 | 2012AG2AFS91T7525023SP | FROM->TO | 8CAJUN2 500/24.0KV TRANSFORMER CKT 1 | E | LAGN | LAGN | WECC | WECC | 0 | 303007 | 1BCAJUN2_U2%24.000 | 303005 | 8BIG_CAJUN2%500.00 | 0 |  | 1 | 23SP | 615 | 615 | 0 | 95.2 | 95.1607 | 95.2 | [7 empty] | CATEGORYB | SINGLE | COLY - MCKNIGHT 500KV CKT 1 | 0 | 335836 | 8MCKNIGHT% 500.00 | 335837 | 8COLY% 500.00 | 0 |  | 1 | Transfer Loading < 100%
2012-AG2 | AFS9 | SWINGBUS | FDNS |  | FDNS |  | 5 | 5 | 2012AG2AFS91T22005523SP | FROM->TO | 8CAJUN2 500/24.0KV TRANSFORMER CKT 1 | E | LAGN | LAGN | WECC | WECC | 0 | 303007 | 1BCAJUN2_U2%24.000 | 303005 | 8BIG_CAJUN2%500.00 | 0 |  | 1 | 23SP | 615 | 615 | 0 | 95.2 | 95.2316 | 95.2 | [7 empty] | CATEGORYB | GENOUT | GEN335614 1-WILLOW GLENN UNIT#4 | 0 | 0 |  | 0 |  | 0 |  |  | Transfer Loading < 100%
2012-AG2 | AFS9 | SWINGBUS | FDNS |  | FDNS |  | 5 | 5 | 2012AG2AFS91T8365523SP | FROM->TO | 8CAJUN2 500/24.0KV TRANSFORMER CKT 1 | E | LAGN | LAGN | WECC | WECC | 0 | 303007 | 1BCAJUN2_U2%24.000 | 303005 | 8BIG_CAJUN2%500.00 | 0 |  | 1 | 23SP | 615 | 615 | 0 | 95.2 | 95.2274 | 95.2 | [7 empty] | CATEGORYB | SINGLE | DYNEGY - PECAN GROVE 230KV CKT 1 | 0 | 335074 | 6CALCASIEU% 230.00 | 335077 | 6PECAN_GRV! 230.00 | 0 |  | 1 | Transfer Loading < 100%
2012-AG2 | AFS9 | SWINGBUS | FDNS |  | FDNS |  | 5 | 0 | 2012AG2AFS91T7065023SP | FROM->TO | 8CAJUN2 500/24.0KV TRANSFORMER CKT 1 | E | LAGN | LAGN | WECC | WECC | 0 | 303007 | 1BCAJUN2_U2%24.000 | 303005 | 8BIG_CAJUN2%500.00 | 0 |  | 1 | 23SP | 615 | 615 | 0 | 95.2 | 95.2499 | 95.2 | [7 empty] | CATEGORYB | SINGLE | WEBRE - WELLS 500KV CKT 1 | 0 | 335368 | 8WELLS% 500.00 | 335500 | 8WEBRE% 500.00 | 0 |  | 1 | Transfer Loading < 100%
2012-AG2 | AFS9 | SWINGBUS | FDNS |  | FDNS |  | 5 | 5 | 2012AG2AFS91T6155523SP | FROM->TO | 8CAJUN2 500/24.0KV TRANSFORMER CKT 1 | E | LAGN | LAGN | WECC | WECC | 0 | 303007 | 1BCAJUN2_U2%24.000 | 303005 | 8BIG_CAJUN2%500.00 | 0 |  | 1 | 23SP | 615 | 615 | 0 | 95.2 | 95.197 | 95.2 | [7 empty] | CATEGORYB | SINGLE | 8CAJUN2 - WEBRE 500KV CKT 1 | 0 | 303005 | 8BIG_CAJUN2%500.00 | 335500 | 8WEBRE% 500.00 | 0 |  | 1 | Transfer Loading < 100%
2012-AG2 | AFS9 | SWINGBUS | FDNS |  | FDNS |  | 5 | 0 | 2012AG2AFS91T6975023SP | FROM->TO | 8CAJUN2 500/24.0KV TRANSFORMER CKT 1 | E | LAGN | LAGN | WECC | WECC | 0 | 303007 | 1BCAJUN2_U2%24.000 | 303005 | 8BIG_CAJUN2%500.00 | 0 |  | 1 | 23SP | 615 | 615 | 0 | 95.1 | 95.1081 | 95.1 | [7 empty] | CATEGORYB | SINGLE | DYNEGY - PECAN GROVE 230KV CKT 1 | 0 | 335074 | 6CALCASIEU% 230.00 | 335077 | 6PECAN_GRV! 230.00 | 0 |  | 1 | Transfer Loading < 100%
2012-AG2 | AFS9 | SWINGBUS | FDNS |  | FDNS |  | 5 | 5 | 2012AG2AFS91T8425523SP | FROM->TO | 8CAJUN2 500/24.0KV TRANSFORMER CKT 1 | E | LAGN | LAGN | WECC | WECC | 0 | 303007 | 1BCAJUN2_U2%24.000 | 303005 | 8BIG_CAJUN2%500.00 | 0 |  | 1 | 23SP | 615 | 615 | 0 | 95.1 | 95.1349 | 95.1 | [7 empty] | CATEGORYB | SINGLE | WEBRE - WELLS 500KV CKT 1 | 0 | 335368 | 8WELLS% 500.00 | 335500 | 8WEBRE% 500.00 | 0 |  | 1 | Transfer Loading < 100%
2012-AG2 | AFS9 | SWINGBUS | FDNS |  | FDNS |  | 5 | 5 | 2012AG2AFS91T8595523SP | FROM->TO | 8CAJUN2 500/24.0KV TRANSFORMER CKT 1 | E | LAGN | LAGN | WECC | WECC | 0 | 303007 | 1BCAJUN2_U2%24.000 | 303005 | 8BIG_CAJUN2%500.00 | 0 |  | 1 | 23SP | 615 | 615 | 0 | 95.1 | 95.0636 | 95.1 | [7 empty] | CATEGORYB | SINGLE | WATERFORD - WILLOW GLEN 500KV CKT 1 | 0 | 335618 | 8WILLOW_GL% 500.00 | 336150 | 8WATERFO 500.00 | 0 |  | 1 | Transfer Loading < 100%
2012-AG2 | AFS9 | SWINGBUS | FDNS |  | FDNS |  | 5 | 0 | 2012AG2AFS91T7385023SP | FROM->TO | 8CAJUN2 500/24.0KV TRANSFORMER CKT 1 | E | LAGN | LAGN | WECC | WECC | 0 | 303007 | 1BCAJUN2_U2%24.000 | 303005 | 8BIG_CAJUN2%500.00 | 0 |  | 1 | 23SP | 615 | 615 | 0 | 95.1 | 95.0675 | 95.1 | [7 empty] | CATEGORYB | SINGLE | ENJAY - FANCY POINT 230KV CKT 1 | 0 | 335772 | 6ENJAY! 230.00 | 335825 | 6FANCY_PT% 230.00 | 0 |  | 1 | Transfer Loading < 100%
2012-AG2 | AFS9 | SWINGBUS | FDNS |  | FDNS |  | 5 | 5 | 2012AG2AFS91T8675523SP | FROM->TO | 8CAJUN2 500/24.0KV TRANSFORMER CKT 1 | E | LAGN | LAGN | WECC | WECC | 0 | 303007 | 1BCAJUN2_U2%24.000 | 303005 | 8BIG_CAJUN2%500.00 | 0 |  | 1 | 23SP | 615 | 615 | 0 | 95.1 | 95.0895 | 95.1 | [7 empty] | CATEGORYB | SINGLE | ENJAY - JAGUAR 230KV CKT 1 | 0 | 335770 | 6JAGUAR% 230.00 | 335772 | 6ENJAY! 230.00 | 0 |  | 1 | Transfer Loading < 100%
2012-AG2 | AFS9 | SWINGBUS | FDNS |  | FDNS |  | 5 | 5 | 2012AG2AFS91T6355523SP | FROM->TO | 8CAJUN2 500/24.0KV TRANSFORMER CKT 1 | E | LAGN | LAGN | WECC | WECC | 0 | 303007 | 1BCAJUN2_U2%24.000 | 303005 | 8BIG_CAJUN2%500.00 | 0 |  | 1 | 23SP | 615 | 615 | 0 | 95.1 | 95.0881 | 95.1 | [7 empty] | CATEGORYB | SINGLE | 3MNDENLG - MINDEN 115KV CKT 1 | 0 | 303302 | 3MINDEN_LG 115.00 | 337361 | 3MINDEN_LA! 115.00 | 0 |  | 1 | Transfer Loading < 100%
2012-AG2 | AFS9 | SWINGBUS | FDNS |  | FDNS |  | 5 | 5 | 2012AG2AFS91T10305523SP | FROM->TO | 8CAJUN2 500/24.0KV TRANSFORMER CKT 1 | E | LAGN | LAGN | WECC | WECC | 0 | 303007 | 1BCAJUN2_U2%24.000 | 303005 | 8BIG_CAJUN2%500.00 | 0 |  | 1 | 23SP | 615 | 615 | 0 | 95 | 95.0301 | 95 | [7 empty] | CATEGORYB | SINGLE | MINDEN - SAREPTA 115KV CKT 1 | 0 | 337361 | 3MINDEN_LA! 115.00 | 337363 | 3SAREPTA! 115.00 | 0 |  | 1 | Transfer Loading < 100%
2012-AG2 | AFS9 | SWINGBUS | FDNS |  | FDNS |  | 5 | 5 | 2012AG2AFS91T1005523SP | FROM->TO | 8CAJUN2 500/24.0KV TRANSFORMER CKT 1 | E | LAGN | LAGN | WECC | WECC | 0 | 303007 | 1BCAJUN2_U2%24.000 | 303005 | 8BIG_CAJUN2%500.00 | 0 |  | 1 | 23SP | 615 | 615 | 0 | 95 | 95.0428 | 95 | [7 empty] | CATEGORYB | SINGLE | RICHARD - SELLRD 230KV CKT 1 | 0 | 500765 | RORK 6 230.00 | 500776 | SELLRD6 230.00 | 0 |  | 1 | Transfer Loading < 100%
2012-AG2 | AFS9 | SWINGBUS | FDNS |  | FDNS |  | 5 | 0 | 2012AG2AFS91T4715023SP | FROM->TO | 8CAJUN2 500/24.0KV TRANSFORMER CKT 1 | E | LAGN | LAGN | WECC | WECC | 0 | 303007 | 1BCAJUN2_U2%24.000 | 303005 | 8BIG_CAJUN2%500.00 | 0 |  | 1 | 23SP | 615 | 615 | 0 | 95 | 95.03 | 95 | [7 empty] | CATEGORYB | SINGLE | 8CAJUN2 - WEBRE 500KV CKT 1 | 0 | 303005 | 8BIG_CAJUN2%500.00 | 335500 | 8WEBRE% 500.00 | 0 |  | 1 | Transfer Loading < 100%
2012-AG2 | AFS9 | SWINGBUS | FDNS |  | FDNS |  | 5 | 5 | 2012AG2AFS91T9645523SP | FROM->TO | 8CAJUN2 500/24.0KV TRANSFORMER CKT 1 | E | LAGN | LAGN | WECC | WECC | 0 | 303007 | 1BCAJUN2_U2%24.000 | 303005 | 8BIG_CAJUN2%500.00 | 0 |  | 1 | 23SP | 615 | 615 | 0 | 95 | 95.0407 | 95 | [7 empty] | CATEGORYB | SINGLE | BAXTER WILSON SES - GRAND GULF 500KV CKT 1 | 0 | 336820 | 8GGNS% 500.00 | 336830 | 8BXTRWILSON%500.00 | 0 |  | 1 | Transfer Loading < 100%
2012-AG2 | AFS9 | SWINGBUS | FDNS |  | FDNS |  | 5 | 0 | 2012AG2AFS91T20545023SP | FROM->TO | 8CAJUN2 500/24.0KV TRANSFORMER CKT 1 | E | LAGN | LAGN | WECC | WECC | 0 | 303007 | 1BCAJUN2_U2%24.000 | 303005 | 8BIG_CAJUN2%500.00 | 0 |  | 1 | 23SP | 615 | 615 | 0 | 95 | 95.0523 | 95 | [7 empty] | CATEGORYB | GENOUT | GEN335614 1-WILLOW GLENN UNIT#4 | 0 | 0 |  | 0 |  | 0 |  |  | Transfer Loading < 100%
2012-AG2 | AFS9 | SWINGBUS | FDNS |  | FDNS |  | 5 | 5 | 2012AG2AFS91T3135523WP | FROM->TO | 8CAJUN2 500/24.0KV TRANSFORMER CKT 1 | E | LAGN | LAGN | WECC | WECC | 0 | 303007 | 1BCAJUN2_U2%24.000 | 303005 | 8BIG_CAJUN2%500.00 | 0 |  | 1 | 23WP | 615 | 615 | 0 | 97 | 96.9802 | 97 | [7 empty] | CATEGORYB | SINGLE | 4VATCAN - SCOTT 138KV CKT 1 | 0 | 303133 | 4VATICAN 138.00 | 335379 | 4SCOTT_1! 138.00 | 0 |  | 1 | Transfer Loading < 100%
2012-AG2 | AFS9 | SWINGBUS | FDNS |  | FDNS |  | 5 | 0 | 2012AG2AFS91T2285023WP | FROM->TO | 8CAJUN2 500/24.0KV TRANSFORMER CKT 1 | E | LAGN | LAGN | WECC | WECC | 0 | 303007 | 1BCAJUN2_U2%24.000 | 303005 | 8BIG_CAJUN2%500.00 | 0 |  | 1 | 23WP | 615 | 615 | 0 | 96.7 | 96.6946 | 96.7 | [7 empty] | CATEGORYB | SINGLE | 4VATCAN - SCOTT 138KV CKT 1 | 0 | 303133 | 4VATICAN 138.00 | 335379 | 4SCOTT_1! 138.00 | 0 |  | 1 | Transfer Loading < 100%
2012-AG2 | AFS9 | SWINGBUS | FDNS |  | FDNS |  | 5 | 5 | 2012AG2AFS91T4545523WP | FROM->TO | 8CAJUN2 500/24.0KV TRANSFORMER CKT 1 | E | LAGN | LAGN | WECC | WECC | 0 | 303007 | 1BCAJUN2_U2%24.000 | 303005 | 8BIG_CAJUN2%500.00 | 0 |  | 1 | 23WP | 615 | 615 | 0 | 96.1 | 96.1263 | 96.1 | [7 empty] | CATEGORYB | SINGLE | FANCY POINT - MCKNIGHT 500KV CKT 1 | 0 | 335835 | 8FANCY_PT% 500.00 | 335836 | 8MCKNIGHT% 500.00 | 0 |  | 1 | Transfer Loading < 100%
2012-AG2 | AFS9 | SWINGBUS | FDNS |  | FDNS |  | 5 | 0 | 2012AG2AFS91T3605023WP | FROM->TO | 8CAJUN2 500/24.0KV TRANSFORMER CKT 1 | E | LAGN | LAGN | WECC | WECC | 0 | 303007 | 1BCAJUN2_U2%24.000 | 303005 | 8BIG_CAJUN2%500.00 | 0 |  | 1 | 23WP | 615 | 615 | 0 | 96 | 95.9918 | 96 | [7 empty] | CATEGORYB | SINGLE | FANCY POINT - MCKNIGHT 500KV CKT 1 | 0 | 335835 | 8FANCY_PT% 500.00 | 335836 | 8MCKNIGHT% 500.00 | 0 |  | 1 | Transfer Loading < 100%
2012-AG2 | AFS9 | SWINGBUS | FDNS |  | FDNS |  | 5 | 5 | 2012AG2AFS91T615523WP | FROM->TO | 8CAJUN2 500/24.0KV TRANSFORMER CKT 1 | E | LAGN | LAGN | WECC | WECC | 0 | 303007 | 1BCAJUN2_U2%24.000 | 303005 | 8BIG_CAJUN2%500.00 | 0 |  | 1 | 23WP | 615 | 615 | 0 | 96 | 96.0077 | 96 | [7 empty] | CATEGORYB | SINGLE | COUGHLIN - PLAISANCE 138KV CKT 1 | 0 | 500230 | COUGH 4 138.00 | 500720 | PLAISAN4 138.00 | 0 |  | 1 | Transfer Loading < 100%
2012-AG2 | AFS9 | SWINGBUS | FDNS |  | FDNS |  | 5 | 5 | 2012AG2AFS91T4365523WP | FROM->TO | 8CAJUN2 500/24.0KV TRANSFORMER CKT 1 | E | LAGN | LAGN | WECC | WECC | 0 | 303007 | 1BCAJUN2_U2%24.000 | 303005 | 8BIG_CAJUN2%500.00 | 0 |  | 1 | 23WP | 615 | 615 | 0 | 95.7 | 95.6717 | 95.7 | [7 empty] | CATEGORYB | SINGLE | ENJAY - FANCY POINT 230KV CKT 1 | 0 | 335772 | 6ENJAY! 230.00 | 335825 | 6FANCY_PT% 230.00 | 0 |  | 1 | Transfer Loading < 100%
2012-AG2 | AFS9 | SWINGBUS | FDNS |  | FDNS |  | 5 | 0 | 2012AG2AFS91T545023WP | FROM->TO | 8CAJUN2 500/24.0KV TRANSFORMER CKT 1 | E | LAGN | LAGN | WECC | WECC | 0 | 303007 | 1BCAJUN2_U2%24.000 | 303005 | 8BIG_CAJUN2%500.00 | 0 |  | 1 | 23WP | 615 | 615 | 0 | 95.6 | 95.6017 | 95.6 | [7 empty] | CATEGORYB | SINGLE | COUGHLIN - PLAISANCE 138KV CKT 1 | 0 | 500230 | COUGH 4 138.00 | 500720 | PLAISAN4 138.00 | 0 |  | 1 | Transfer Loading < 100%
2012-AG2 | AFS9 | SWINGBUS | FDNS |  | FDNS |  | 5 | 5 | 2012AG2AFS91T4605523WP | FROM->TO | 8CAJUN2 500/24.0KV TRANSFORMER CKT 1 | E | LAGN | LAGN | WECC | WECC | 0 | 303007 | 1BCAJUN2_U2%24.000 | 303005 | 8BIG_CAJUN2%500.00 | 0 |  | 1 | 23WP | 615 | 615 | 0 | 95.6 | 95.6315 | 95.6 | [7 empty] | CATEGORYB | SINGLE | COLY - MCKNIGHT 500KV CKT 1 | 0 | 335836 | 8MCKNIGHT% 500.00 | 335837 | 8COLY% 500.00 | 0 |  | 1 | Transfer Loading < 100%
2012-AG2 | AFS9 | SWINGBUS | FDNS |  | FDNS |  | 5 | 5 | 2012AG2AFS91T4195523WP | FROM->TO | 8CAJUN2 500/24.0KV TRANSFORMER CKT 1 | E | LAGN | LAGN | WECC | WECC | 0 | 303007 | 1BCAJUN2_U2%24.000 | 303005 | 8BIG_CAJUN2%500.00 | 0 |  | 1 | 23WP | 615 | 615 | 0 | 95.5 | 95.5315 | 95.5 | [7 empty] | CATEGORYB | SINGLE | WATERFORD - WILLOW GLEN 500KV CKT 1 | 0 | 335618 | 8WILLOW_GL% 500.00 | 336150 | 8WATERFO 500.00 | 0 |  | 1 | Transfer Loading < 100%
2012-AG2 | AFS9 | SWINGBUS | FDNS |  | FDNS |  | 5 | 5 | 2012AG2AFS91T2895523WP | FROM->TO | 8CAJUN2 500/24.0KV TRANSFORMER CKT 1 | E | LAGN | LAGN | WECC | WECC | 0 | 303007 | 1BCAJUN2_U2%24.000 | 303005 | 8BIG_CAJUN2%500.00 | 0 |  | 1 | 23WP | 615 | 615 | 0 | 95.5 | 95.4983 | 95.5 | [7 empty] | CATEGORYB | SINGLE | 8CAJUN2 - FANCY POINT 500KV CKT 1 | 0 | 303005 | 8BIG_CAJUN2%500.00 | 335835 | 8FANCY_PT% 500.00 | 0 |  | 1 | Transfer Loading < 100%
2012-AG2 | AFS9 | SWINGBUS | FDNS |  | FDNS |  | 5 | 5 | 2012AG2AFS91T9725523WP | FROM->TO | 8CAJUN2 500/24.0KV TRANSFORMER CKT 1 | E | LAGN | LAGN | WECC | WECC | 0 | 303007 | 1BCAJUN2_U2%24.000 | 303005 | 8BIG_CAJUN2%500.00 | 0 |  | 1 | 23WP | 615 | 615 | 0 | 95.5 | 95.5285 | 95.5 | [7 empty] | CATEGORYB | SINGLE | 8DANIEL 500.00 - MCKNIGHT 500KV CKT 1 | 0 | 335836 | 8MCKNIGHT% 500.00 | 388700 | 8DANIEL 500.00 | 0 |  | 1 | Transfer Loading < 100%
2012-AG2 | AFS9 | SWINGBUS | FDNS |  | FDNS |  | 5 | 5 | 2012AG2AFS91T4285523WP | FROM->TO | 8CAJUN2 500/24.0KV TRANSFORMER CKT 1 | E | LAGN | LAGN | WECC | WECC | 0 | 303007 | 1BCAJUN2_U2%24.000 | 303005 | 8BIG_CAJUN2%500.00 | 0 |  | 1 | 23WP | 615 | 615 | 0 | 95.5 | 95.4584 | 95.5 | [7 empty] | CATEGORYB | SINGLE | ENJAY - JAGUAR 230KV CKT 1 | 0 | 335770 | 6JAGUAR% 230.00 | 335772 | 6ENJAY! 230.00 | 0 |  | 1 | Transfer Loading < 100%
2012-AG2 | AFS9 | SWINGBUS | FDNS |  | FDNS |  | 5 | 5 | 2012AG2AFS91T12125523WP | FROM->TO | 8CAJUN2 500/24.0KV TRANSFORMER CKT 1 | E | LAGN | LAGN | WECC | WECC | 0 | 303007 | 1BCAJUN2_U2%24.000 | 303005 | 8BIG_CAJUN2%500.00 | 0 |  | 1 | 23WP | 615 | 615 | 0 | 95.4 | 95.4173 | 95.4 | [7 empty] | CATEGORYB | GENOUT | GEN336153 1-WATERFORD UNIT#3 | 0 | 0 |  | 0 |  | 0 |  |  | Transfer Loading < 100%
2012-AG2 | AFS9 | SWINGBUS | FDNS |  | FDNS |  | 5 | 0 | 2012AG2AFS91T3435023WP | FROM->TO | 8CAJUN2 500/24.0KV TRANSFORMER CKT 1 | E | LAGN | LAGN | WECC | WECC | 0 | 303007 | 1BCAJUN2_U2%24.000 | 303005 | 8BIG_CAJUN2%500.00 | 0 |  | 1 | 23WP | 615 | 615 | 0 | 95.3 | 95.3483 | 95.3 | [7 empty] | CATEGORYB | SINGLE | ENJAY - FANCY POINT 230KV CKT 1 | 0 | 335772 | 6ENJAY! 230.00 | 335825 | 6FANCY_PT% 230.00 | 0 |  | 1 | Transfer Loading < 100%
2012-AG2 | AFS9 | SWINGBUS | FDNS |  | FDNS |  | 5 | 0 | 2012AG2AFS91T2085023WP | FROM->TO | 8CAJUN2 500/24.0KV TRANSFORMER CKT 1 | E | LAGN | LAGN | WECC | WECC | 0 | 303007 | 1BCAJUN2_U2%24.000 | 303005 | 8BIG_CAJUN2%500.00 | 0 |  | 1 | 23WP | 615 | 615 | 0 | 95.3 | 95.3152 | 95.3 | [7 empty] | CATEGORYB | SINGLE | 8CAJUN2 - FANCY POINT 500KV CKT 1 | 0 | 303005 | 8BIG_CAJUN2%500.00 | 335835 | 8FANCY_PT% 500.00 | 0 |  | 1 | Transfer Loading < 100%
2012-AG2 | AFS9 | SWINGBUS | FDNS |  | FDNS |  | 5 | 5 | 2012AG2AFS91T685523WP | FROM->TO | 8CAJUN2 500/24.0KV TRANSFORMER CKT 1 | E | LAGN | LAGN | WECC | WECC | 0 | 303007 | 1BCAJUN2_U2%24.000 | 303005 | 8BIG_CAJUN2%500.00 | 0 |  | 1 | 23WP | 615 | 615 | 0 | 95.3 | 95.3142 | 95.3 | [7 empty] | CATEGORYB | SINGLE | RICHARD - SELLRD 230KV CKT 1 | 0 | 500765 | RORK 6 230.00 | 500776 | SELLRD6 230.00 | 0 |  | 1 | Transfer Loading < 100%
2012-AG2 | AFS9 | SWINGBUS | FDNS |  | FDNS |  | 5 | 0 | 2012AG2AFS91T3665023WP | FROM->TO | 8CAJUN2 500/24.0KV TRANSFORMER CKT 1 | E | LAGN | LAGN | WECC | WECC | 0 | 303007 | 1BCAJUN2_U2%24.000 | 303005 | 8BIG_CAJUN2%500.00 | 0 |  | 1 | 23WP | 615 | 615 | 0 | 95.2 | 95.155 | 95.2 | [7 empty] | CATEGORYB | SINGLE | COLY - MCKNIGHT 500KV CKT 1 | 0 | 335836 | 8MCKNIGHT% 500.00 | 335837 | 8COLY% 500.00 | 0 |  | 1 | Transfer Loading < 100%
2012-AG2 | AFS9 | SWINGBUS | FDNS |  | FDNS |  | 5 | 5 | 2012AG2AFS91T3855523WP | FROM->TO | 8CAJUN2 500/24.0KV TRANSFORMER CKT 1 | E | LAGN | LAGN | WECC | WECC | 0 | 303007 | 1BCAJUN2_U2%24.000 | 303005 | 8BIG_CAJUN2%500.00 | 0 |  | 1 | 23WP | 615 | 615 | 0 | 95.2 | 95.1848 | 95.2 | [7 empty] | CATEGORYB | SINGLE | BOUDOIN - CARLYSS 230KV CKT 1 | 0 | 335070 | 6CARLYSS% 230.00 | 335073 | 6BOUDOIN% 230.00 | 0 |  | 1 | Transfer Loading < 100%
2012-AG2 | AFS9 | SWINGBUS | FDNS |  | FDNS |  | 5 | 0 | 2012AG2AFS91T3305023WP | FROM->TO | 8CAJUN2 500/24.0KV TRANSFORMER CKT 1 | E | LAGN | LAGN | WECC | WECC | 0 | 303007 | 1BCAJUN2_U2%24.000 | 303005 | 8BIG_CAJUN2%500.00 | 0 |  | 1 | 23WP | 615 | 615 | 0 | 95.2 | 95.2113 | 95.2 | [7 empty] | CATEGORYB | SINGLE | WATERFORD - WILLOW GLEN 500KV CKT 1 | 0 | 335618 | 8WILLOW_GL% 500.00 | 336150 | 8WATERFO 500.00 | 0 |  | 1 | Transfer Loading < 100%
2012-AG2 | AFS9 | SWINGBUS | FDNS |  | FDNS |  | 5 | 5 | 2012AG2AFS91T3955523WP | FROM->TO | 8CAJUN2 500/24.0KV TRANSFORMER CKT 1 | E | LAGN | LAGN | WECC | WECC | 0 | 303007 | 1BCAJUN2_U2%24.000 | 303005 | 8BIG_CAJUN2%500.00 | 0 |  | 1 | 23WP | 615 | 615 | 0 | 95.2 | 95.2268 | 95.2 | [7 empty] | CATEGORYB | SINGLE | 6MEAUX 230/138KV TRANSFORMER CKT 1 | 0 | 335380 | 4MEAUX! 138.00 | 335381 | 6MEAUX! 230.00 | 0 |  | 1 | Transfer Loading < 100%
2012-AG2 | AFS9 | SWINGBUS | FDNS |  | FDNS |  | 5 | 5 | 2012AG2AFS91T2865523WP | FROM->TO | 8CAJUN2 500/24.0KV TRANSFORMER CKT 1 | E | LAGN | LAGN | WECC | WECC | 0 | 303007 | 1BCAJUN2_U2%24.000 | 303005 | 8BIG_CAJUN2%500.00 | 0 |  | 1 | 23WP | 615 | 615 | 0 | 95.2 | 95.1894 | 95.2 | [7 empty] | CATEGORYB | SINGLE | 8CAJUN2 - WEBRE 500KV CKT 1 | 0 | 303005 | 8BIG_CAJUN2%500.00 | 335500 | 8WEBRE% 500.00 | 0 |  | 1 | Transfer Loading < 100%
2012-AG2 | AFS9 | SWINGBUS | FDNS |  | FDNS |  | 5 | 5 | 2012AG2AFS91T12055523WP | FROM->TO | 8CAJUN2 500/24.0KV TRANSFORMER CKT 1 | E | LAGN | LAGN | WECC | WECC | 0 | 303007 | 1BCAJUN2_U2%24.000 | 303005 | 8BIG_CAJUN2%500.00 | 0 |  | 1 | 23WP | 615 | 615 | 0 | 95.2 | 95.1751 | 95.2 | [7 empty] | CATEGORYB | GENOUT | GEN335831 1-RIVERBEND UNIT#1 | 0 | 0 |  | 0 |  | 0 |  |  | Transfer Loading < 100%
2012-AG2 | AFS9 | SWINGBUS | FDNS |  | FDNS |  | 5 | 0 | 2012AG2AFS91T9375023WP | FROM->TO | 8CAJUN2 500/24.0KV TRANSFORMER CKT 1 | E | LAGN | LAGN | WECC | WECC | 0 | 303007 | 1BCAJUN2_U2%24.000 | 303005 | 8BIG_CAJUN2%500.00 | 0 |  | 1 | 23WP | 615 | 615 | 0 | 95.2 | 95.2079 | 95.2 | [7 empty] | CATEGORYB | SINGLE | 8DANIEL 500.00 - MCKNIGHT 500KV CKT 1 | 0 | 335836 | 8MCKNIGHT% 500.00 | 388700 | 8DANIEL 500.00 | 0 |  | 1 | Transfer Loading < 100%
2012-AG2 | AFS9 | SWINGBUS | FDNS |  | FDNS |  | 5 | 5 | 2012AG2AFS91T4225523WP | FROM->TO | 8CAJUN2 500/24.0KV TRANSFORMER CKT 1 | E | LAGN | LAGN | WECC | WECC | 0 | 303007 | 1BCAJUN2_U2%24.000 | 303005 | 8BIG_CAJUN2%500.00 | 0 |  | 1 | 23WP | 615 | 615 | 0 | 95.2 | 95.1788 | 95.2 | [7 empty] | CATEGORYB | SINGLE | JAGUAR - POINT ESSO TAP 230KV CKT 1 | 0 | 335641 | 6ESSO_TP 230.00 | 335770 | 6JAGUAR% 230.00 | 0 |  | 1 | Transfer Loading < 100%
2012-AG2 | AFS9 | SWINGBUS | FDNS |  | FDNS |  | 5 | 5 | 2012AG2AFS91T4885523WP | FROM->TO | 8CAJUN2 500/24.0KV TRANSFORMER CKT 1 | E | LAGN | LAGN | WECC | WECC | 0 | 303007 | 1BCAJUN2_U2%24.000 | 303005 | 8BIG_CAJUN2%500.00 | 0 |  | 1 | 23WP | 615 | 615 | 0 | 95.2 | 95.1713 | 95.2 | [7 empty] | CATEGORYB | SINGLE | BOGALUSA - FRANKLIN 500KV CKT 1 | 0 | 336130 | 8BOGALUS 500.00 | 336562 | 8FRANKLIN% 500.00 | 0 |  | 1 | Transfer Loading < 100%
2012-AG2 | AFS9 | SWINGBUS | FDNS |  | FDNS |  | 5 | 5 | 2012AG2AFS91T565523WP | FROM->TO | 8CAJUN2 500/24.0KV TRANSFORMER CKT 1 | E | LAGN | LAGN | WECC | WECC | 0 | 303007 | 1BCAJUN2_U2%24.000 | 303005 | 8BIG_CAJUN2%500.00 | 0 |  | 1 | 23WP | 615 | 615 | 0 | 95.2 | 95.2267 | 95.2 | [7 empty] | CATEGORYB | SINGLE | BAYOU SALE - WAXLAKE 138KV CKT 1 | 0 | 500050 | BSALES 4 138.00 | 500890 | WAXLAKE4 138.00 | 0 |  | 1 | Transfer Loading < 100%
2012-AG2 | AFS9 | SWINGBUS | FDNS |  | FDNS |  | 5 | 5 | 2012AG2AFS91T6445523WP | FROM->TO | 8CAJUN2 500/24.0KV TRANSFORMER CKT 1 | E | LAGN | LAGN | WECC | WECC | 0 | 303007 | 1BCAJUN2_U2%24.000 | 303005 | 8BIG_CAJUN2%500.00 | 0 |  | 1 | 23WP | 615 | 615 | 0 | 95.2 | 95.2257 | 95.2 | [7 empty] | CATEGORYB | SINGLE | 6MEAUX - SELLRD 230KV CKT 1 | 0 | 500776 | SELLRD6 230.00 | 335381 | 6MEAUX! 230.00 | 0 |  | 1 | Transfer Loading < 100%
2012-AG2 | AFS9 | SWINGBUS | FDNS |  | FDNS |  | 5 | 5 | 2012AG2AFS91T545523WP | FROM->TO | 8CAJUN2 500/24.0KV TRANSFORMER CKT 1 | E | LAGN | LAGN | WECC | WECC | 0 | 303007 | 1BCAJUN2_U2%24.000 | 303005 | 8BIG_CAJUN2%500.00 | 0 |  | 1 | 23WP | 615 | 615 | 0 | 95.2 | 95.1823 | 95.2 | [7 empty] | CATEGORYB | SINGLE | BAYOU SALE - TECHE 138KV CKT 1 | 0 | 500050 | BSALES 4 138.00 | 500820 | TECHE 4 138.00 | 0 |  | 1 | Transfer Loading < 100%
2012-AG2 | AFS9 | SWINGBUS | FDNS |  | FDNS |  | 5 | 5 | 2012AG2AFS91T11865523WP | FROM->TO | 8CAJUN2 500/24.0KV TRANSFORMER CKT 1 | E | LAGN | LAGN | WECC | WECC | 0 | 303007 | 1BCAJUN2_U2%24.000 | 303005 | 8BIG_CAJUN2%500.00 | 0 |  | 1 | 23WP | 615 | 615 | 0 | 95.1 | 95.1355 | 95.1 | [7 empty] | CATEGORYB | GENOUT | GEN303008 1-1BC2 U3 | 0 | 0 |  | 0 |  | 0 |  |  | Transfer Loading < 100%
2012-AG2 | AFS9 | SWINGBUS | FDNS |  | FDNS |  | 5 | 0 | 2012AG2AFS91T3385023WP | FROM->TO | 8CAJUN2 500/24.0KV TRANSFORMER CKT 1 | E | LAGN | LAGN | WECC | WECC | 0 | 303007 | 1BCAJUN2_U2%24.000 | 303005 | 8BIG_CAJUN2%500.00 | 0 |  | 1 | 23WP | 615 | 615 | 0 | 95.1 | 95.1469 | 95.1 | [7 empty] | CATEGORYB | SINGLE | ENJAY - JAGUAR 230KV CKT 1 | 0 | 335770 | 6JAGUAR% 230.00 | 335772 | 6ENJAY! 230.00 | 0 |  | 1 | Transfer Loading < 100%
2012-AG2 | AFS9 | SWINGBUS | FDNS |  | FDNS |  | 5 | 0 | 2012AG2AFS91T615023WP | FROM->TO | 8CAJUN2 500/24.0KV TRANSFORMER CKT 1 | E | LAGN | LAGN | WECC | WECC | 0 | 303007 | 1BCAJUN2_U2%24.000 | 303005 | 8BIG_CAJUN2%500.00 | 0 |  | 1 | 23WP | 615 | 615 | 0 | 95.1 | 95.0629 | 95.1 | [7 empty] | CATEGORYB | SINGLE | RICHARD - SELLRD 230KV CKT 1 | 0 | 500765 | RORK 6 230.00 | 500776 | SELLRD6 230.00 | 0 |  | 1 | Transfer Loading < 100%
2012-AG2 | AFS9 | SWINGBUS | FDNS |  | FDNS |  | 5 | 5 | 2012AG2AFS91T3175523WP | FROM->TO | 8CAJUN2 500/24.0KV TRANSFORMER CKT 1 | E | LAGN | LAGN | WECC | WECC | 0 | 303007 | 1BCAJUN2_U2%24.000 | 303005 | 8BIG_CAJUN2%500.00 | 0 |  | 1 | 23WP | 615 | 615 | 0 | 95.1 | 95.1443 | 95.1 | [7 empty] | CATEGORYB | SINGLE | 3MNDENLG - MINDEN 115KV CKT 1 | 0 | 303302 | 3MINDEN_LG 115.00 | 337361 | 3MINDEN_LA! 115.00 | 0 |  | 1 | Transfer Loading < 100%
2012-AG2 | AFS9 | SWINGBUS | FDNS |  | FDNS |  | 5 | 5 | 2012AG2AFS91T665523WP | FROM->TO | 8CAJUN2 500/24.0KV TRANSFORMER CKT 1 | E | LAGN | LAGN | WECC | WECC | 0 | 303007 | 1BCAJUN2_U2%24.000 | 303005 | 8BIG_CAJUN2%500.00 | 0 |  | 1 | 23WP | 615 | 615 | 0 | 95.1 | 95.1236 | 95.1 | [7 empty] | CATEGORYB | SINGLE | EL PASO TAP - WAXLAKE 138KV CKT 1 | 0 | 500290 | ELPTAP 4 138.00 | 500890 | WAXLAKE4 138.00 | 0 |  | 1 | Transfer Loading < 100%
2012-AG2 | AFS9 | SWINGBUS | FDNS |  | FDNS |  | 5 | 5 | 2012AG2AFS91T11855523WP | FROM->TO | 8CAJUN2 500/24.0KV TRANSFORMER CKT 1 | E | LAGN | LAGN | WECC | WECC | 0 | 303007 | 1BCAJUN2_U2%24.000 | 303005 | 8BIG_CAJUN2%500.00 | 0 |  | 1 | 23WP | 615 | 615 | 0 | 95.1 | 95.0905 | 95.1 | [7 empty] | CATEGORYB | GENOUT | GEN303006 1-1BC2 U1 | 0 | 0 |  | 0 |  | 0 |  |  | Transfer Loading < 100%
2012-AG2 | AFS9 |  |  |  | FDNS |  | 5 | 5 | 2012AG2AFS91T22985523SP | TO->FROM | ALTO - SWARTZ 115KV CKT 1 | E | EES | EES |  |  | 0 | 337390 | 3SWARTZ! 115.00 | 337331 | 3ALTO_LA 115.00 | 0 |  | 1 | 23SP | 115 | 115 | 0 |  | 95.9904 | 96 | [7 empty] | CATEGORYB | NONSINGLE | SPPMGN 13 | 0 | 0 |  | 0 |  | 0 |  |  | Transfer Loading < 100%
2012-AG2 | AFS9 |  |  |  | FDNS |  | 5 | 5 | 2012AG2AFS91T12545523WP | TO->FROM | ALTO - SWARTZ 115KV CKT 1 | E | EES | EES |  |  | 0 | 337390 | 3SWARTZ! 115.00 | 337331 | 3ALTO_LA 115.00 | 0 |  | 1 | 23WP | 115 | 115 | 0 |  | 99.3166 | 99.3 | [7 empty] | CATEGORYB | NONSINGLE | SPPMGN 13 | 0 | 0 |  | 0 |  | 0 |  |  | Transfer Loading < 100%
2012-AG2 | AFS9 |  |  |  | FDNS |  | 5 | 0 | 2012AG2AFS91T12565023WP | TO->FROM | ALTO - SWARTZ 115KV CKT 1 | E | EES | EES |  |  | 0 | 337390 | 3SWARTZ! 115.00 | 337331 | 3ALTO_LA 115.00 | 0 |  | 1 | 23WP | 115 | 115 | 0 |  | 95.8389 | 95.9 | [7 empty] | CATEGORYB | NONSINGLE | SPPMGN 13 | 0 | 0 |  | 0 |  | 0 |  |  | Transfer Loading < 100%
2012-AG2 | AFS9 |  | FDNS |  | FDNS |  | 5 | 5 | 2012AG2AFS91T135514SP | TO->FROM | BARBER 3 115.00 - MEDICINE LODGE 115KV CKT 1 | E | SUNC | SUNC | GREAT PL | GREAT PL | 0 | 539673 | MED-LDG3 115.00 | 539760 | BARBER 3 115.00 | 0 |  | 1 | 14SP | 79.7 | 79.7 | 0 | 95.9 | 95.8538 | 99.4 | [7 empty] | CATEGORYA | BASECASE | BASE CASE | 0 | 0 |  | 0 |  | 0 |  |  | Transfer Loading < 100% | [58 empty] | 2012-06-01
2012-AG2 | AFS9 | CONT-0302 - Lacygne - Wolf Creek 345kV |  |  | FDNS |  | 5 | 5 | 2012AG2AFS91T4205514SP | TO->FROM | BARBER 3 115.00 - MEDICINE LODGE 115KV CKT 1 | E | SUNC | SUNC | GREAT PL | GREAT PL | 0 | 539673 | MED-LDG3 115.00 | 539760 | BARBER 3 115.00 | 0 |  | 1 | 14SP | 79.7 | 79.7 | 0 |  | 91.5795 | 95.1 | [7 empty] | CATEGORYB | SINGLE | LACYGNE - WOLF CREEK 345KV CKT 1 | 0 | 532797 | WOLFCRK7 345.00 | 542981 | LACYGNE7 345.00 | 0 |  | 1 | Transfer Loading < 100% | [58 empty] | 2012-06-01
2012-AG2 | AFS9 |  |  |  | FDNS |  | 5 | 5 | 2012AG2AFS91T2925518SP | TO->FROM | BARBER 3 115.00 - MEDICINE LODGE 115KV CKT 1 | E | SUNC | SUNC | GREAT PL | GREAT PL | 0 | 539673 | MED-LDG3 115.00 | 539760 | BARBER 3 115.00 | 0 |  | 1 | 18SP | 79.7 | 79.7 | 0 |  | 91.8108 | 95.6 | [7 empty] | CATEGORYB | SINGLE | POST ROCK - SPEARVILLE 345KV CKT 1 | 0 | 530583 | POSTROCK7 345.00 | 531469 | SPERVIL7 345.00 | 0 |  | 1 | Transfer Loading < 100% | [58 empty] | 2012-06-01
2012-AG2 | AFS9 |  |  |  | FDNS |  | 5 | 5 | 2012AG2AFS91T5245523SP | FROM->TO | BELTON SOUTH 161/69KV TRANSFORMER CKT 1 | E | GMO | GMO |  |  | 0 | 541340 | BELTONS5 161.00 | 541290 | BELTONS2 69.000 | 0 |  | 1 | 23SP | 100 | 110 | 110 |  | 75.4441 | 95.6 | [7 empty] | CATEGORYB | SINGLE | PLEASANT HILL 161/69KV TRANSFORMER CKT 1 | 0 | 541225 | PHILL 5 161.00 | 541280 | PHILL 2 69.000 | 0 |  | 1 | Transfer Loading < 100%
2012-AG2 | AFS9 |  |  |  | FDNS |  | 5 | 0 | 2012AG2AFS91T7645023WP | TO->FROM | BLUE SPRINGS EAST - DUNCAN ROAD 161KV CKT 1 | E | GMO | GMO |  |  | 0 | 541235 | DUNCAN 5 161.00 | 541205 | BLSPE 5 161.00 | 0 |  | 1 | 23WP | 223 | 223 | 223 |  | 89.5906 | 98.4 | [7 empty] | CATEGORYB | SINGLE | PLEASANT HILL (P HILL) 345/161/13.8KV TRANSFORMER CKT 1 | 1 | 541200 | PHILL 7 345.00 | 541225 | PHILL 5 161.00 | 541361 | PHILL T 13.800 | 1 | Transfer Loading < 100%
2012-AG2 | AFS9 |  |  |  | FDNS |  | 5 | 0 | 2012AG2AFS91T1815023WP | TO->FROM | BLUE SPRINGS EAST - DUNCAN ROAD 161KV CKT 1 | E | GMO | GMO |  |  | 0 | 541235 | DUNCAN 5 161.00 | 541205 | BLSPE 5 161.00 | 0 |  | 1 | 23WP | 223 | 223 | 223 |  | 91.2344 | 98.2 | [7 empty] | CATEGORYB | SINGLE | LEEDS - WINCHESTER JUNCTION NORTH 161KV CKT 1 | 0 | 542997 | LEEDS 5 161.00 | 543009 | WINJT N5 161.00 | 0 |  | 1 | Transfer Loading < 100%
2012-AG2 | AFS9 |  |  |  | FDNS |  | 5 | 0 | 2012AG2AFS91T11535023WP | TO->FROM | BLUE SPRINGS EAST - DUNCAN ROAD 161KV CKT 1 | E | GMO | GMO |  |  | 0 | 541235 | DUNCAN 5 161.00 | 541205 | BLSPE 5 161.00 | 0 |  | 1 | 23WP | 223 | 223 | 223 |  | 89.5379 | 96.5 | [7 empty] | CATEGORYB | NONSINGLE | KCPL-MSL#10 | 0 | 0 |  | 0 |  | 0 |  |  | Transfer Loading < 100%
2012-AG2 | AFS9 |  |  |  | FDNS |  | 5 | 0 | 2012AG2AFS91T12625023WP | TO->FROM | CALICO ROCK - MELBOURNE 161KV CKT 1 | E | EES-EAI | EES-EAI | NYSEG NO | NYSEG NO | 0 | 338131 | 5MELBOURNE 161.00 | 338130 | 5CALICO ROCK161.00 | 0 |  | 1 | 23WP | 148 | 148 | 0 |  | 99.7113 | 99.6 | [7 empty] | CATEGORYB | NONSINGLE | SPPMGN 24 | 0 | 0 |  | 0 |  | 0 |  |  | Transfer Loading < 100%
2012-AG2 | AFS9 |  |  |  | FDNS |  | 5 | 0 | 2012AG2AFS91T12635023WP | TO->FROM | CALICO ROCK - MELBOURNE 161KV CKT 1 | E | EES-EAI | EES-EAI | NYSEG NO | NYSEG NO | 0 | 338131 | 5MELBOURNE 161.00 | 338130 | 5CALICO ROCK161.00 | 0 |  | 1 | 23WP | 148 | 148 | 0 |  | 99.648 | 99.5 | [7 empty] | CATEGORYB | NONSINGLE | SPPMGN 25 | 0 | 0 |  | 0 |  | 0 |  |  | Transfer Loading < 100%
2012-AG2 | AFS9 |  |  |  | FDNS |  | 5 | 0 | 2012AG2AFS91T12745023WP | TO->FROM | CALICO ROCK - MELBOURNE 161KV CKT 1 | E | EES-EAI | EES-EAI | NYSEG NO | NYSEG NO | 0 | 338131 | 5MELBOURNE 161.00 | 338130 | 5CALICO ROCK161.00 | 0 |  | 1 | 23WP | 148 | 148 | 0 |  | 99.5075 | 99.4 | [7 empty] | CATEGORYB | NONSINGLE | SPPMGN 55 | 0 | 0 |  | 0 |  | 0 |  |  | Transfer Loading < 100%
2012-AG2 | AFS9 |  |  |  | FDNS |  | 5 | 0 | 2012AG2AFS91T12765023WP | TO->FROM | CALICO ROCK - MELBOURNE 161KV CKT 1 | E | EES-EAI | EES-EAI | NYSEG NO | NYSEG NO | 0 | 338131 | 5MELBOURNE 161.00 | 338130 | 5CALICO ROCK161.00 | 0 |  | 1 | 23WP | 148 | 148 | 0 |  | 99.4496 | 99.3 | [7 empty] | CATEGORYB | NONSINGLE | SPPMGN 59 | 0 | 0 |  | 0 |  | 0 |  |  | Transfer Loading < 100%
2012-AG2 | AFS9 |  |  |  | FDNS |  | 5 | 0 | 2012AG2AFS91T12775023WP | TO->FROM | CALICO ROCK - MELBOURNE 161KV CKT 1 | E | EES-EAI | EES-EAI | NYSEG NO | NYSEG NO | 0 | 338131 | 5MELBOURNE 161.00 | 338130 | 5CALICO ROCK161.00 | 0 |  | 1 | 23WP | 148 | 148 | 0 |  | 99.4496 | 99.3 | [7 empty] | CATEGORYB | NONSINGLE | SPPMGN 60 | 0 | 0 |  | 0 |  | 0 |  |  | Transfer Loading < 100%
2012-AG2 | AFS9 |  |  |  | FDNS |  | 5 | 0 | 2012AG2AFS91T12795023WP | TO->FROM | CALICO ROCK - MELBOURNE 161KV CKT 1 | E | EES-EAI | EES-EAI | NYSEG NO | NYSEG NO | 0 | 338131 | 5MELBOURNE 161.00 | 338130 | 5CALICO ROCK161.00 | 0 |  | 1 | 23WP | 148 | 148 | 0 |  | 99.0291 | 98.9 | [7 empty] | CATEGORYB | NONSINGLE | SPPMGN 62 | 0 | 0 |  | 0 |  | 0 |  |  | Transfer Loading < 100%
2012-AG2 | AFS9 |  |  |  | FDNS |  | 5 | 0 | 2012AG2AFS91T12665023WP | TO->FROM | CALICO ROCK - MELBOURNE 161KV CKT 1 | E | EES-EAI | EES-EAI | NYSEG NO | NYSEG NO | 0 | 338131 | 5MELBOURNE 161.00 | 338130 | 5CALICO ROCK161.00 | 0 |  | 1 | 23WP | 148 | 148 | 0 |  | 98.9058 | 98.8 | [7 empty] | CATEGORYB | NONSINGLE | SPPMGN 33 | 0 | 0 |  | 0 |  | 0 |  |  | Transfer Loading < 100%
2012-AG2 | AFS9 |  |  |  | FDNS |  | 5 | 0 | 2012AG2AFS91T12685023WP | TO->FROM | CALICO ROCK - MELBOURNE 161KV CKT 1 | E | EES-EAI | EES-EAI | NYSEG NO | NYSEG NO | 0 | 338131 | 5MELBOURNE 161.00 | 338130 | 5CALICO ROCK161.00 | 0 |  | 1 | 23WP | 148 | 148 | 0 |  | 98.9058 | 98.8 | [7 empty] | CATEGORYB | NONSINGLE | SPPMGN 34 | 0 | 0 |  | 0 |  | 0 |  |  | Transfer Loading < 100%
2012-AG2 | AFS9 |  |  |  | FDNS |  | 5 | 0 | 2012AG2AFS91T12595023WP | TO->FROM | CALICO ROCK - MELBOURNE 161KV CKT 1 | E | EES-EAI | EES-EAI | NYSEG NO | NYSEG NO | 0 | 338131 | 5MELBOURNE 161.00 | 338130 | 5CALICO ROCK161.00 | 0 |  | 1 | 23WP | 148 | 148 | 0 |  | 98.1794 | 98.1 | [7 empty] | CATEGORYB | NONSINGLE | SPPMGN 17 | 0 | 0 |  | 0 |  | 0 |  |  | Transfer Loading < 100%
2012-AG2 | AFS9 |  |  |  | FDNS |  | 5 | 0 | 2012AG2AFS91T12755023WP | TO->FROM | CALICO ROCK - MELBOURNE 161KV CKT 1 | E | EES-EAI | EES-EAI | NYSEG NO | NYSEG NO | 0 | 338131 | 5MELBOURNE 161.00 | 338130 | 5CALICO ROCK161.00 | 0 |  | 1 | 23WP | 148 | 148 | 0 |  | 98.0364 | 97.9 | [7 empty] | CATEGORYB | NONSINGLE | SPPMGN 56 | 0 | 0 |  | 0 |  | 0 |  |  | Transfer Loading < 100%
2012-AG2 | AFS9 |  |  |  | FDNS |  | 5 | 0 | 2012AG2AFS91T12785023WP | TO->FROM | CALICO ROCK - MELBOURNE 161KV CKT 1 | E | EES-EAI | EES-EAI | NYSEG NO | NYSEG NO | 0 | 338131 | 5MELBOURNE 161.00 | 338130 | 5CALICO ROCK161.00 | 0 |  | 1 | 23WP | 148 | 148 | 0 |  | 97.9572 | 97.8 | [7 empty] | CATEGORYB | NONSINGLE | SPPMGN 61 | 0 | 0 |  | 0 |  | 0 |  |  | Transfer Loading < 100%
2012-AG2 | AFS9 |  |  |  | FDNS |  | 5 | 0 | 2012AG2AFS91T12575023WP | TO->FROM | CALICO ROCK - MELBOURNE 161KV CKT 1 | E | EES-EAI | EES-EAI | NYSEG NO | NYSEG NO | 0 | 338131 | 5MELBOURNE 161.00 | 338130 | 5CALICO ROCK161.00 | 0 |  | 1 | 23WP | 148 | 148 | 0 |  | 97.6649 | 97.6 | [7 empty] | CATEGORYB | NONSINGLE | SPPMGN 15 | 0 | 0 |  | 0 |  | 0 |  |  | Transfer Loading < 100%
2012-AG2 | AFS9 |  |  |  | FDNS |  | 5 | 0 | 2012AG2AFS91T12815023WP | TO->FROM | CALICO ROCK - MELBOURNE 161KV CKT 1 | E | EES-EAI | EES-EAI | NYSEG NO | NYSEG NO | 0 | 338131 | 5MELBOURNE 161.00 | 338130 | 5CALICO ROCK161.00 | 0 |  | 1 | 23WP | 148 | 148 | 0 |  | 97.6316 | 97.5 | [7 empty] | CATEGORYB | NONSINGLE | SPPMGN 91 | 0 | 0 |  | 0 |  | 0 |  |  | Transfer Loading < 100%
2012-AG2 | AFS9 |  |  |  | FDNS |  | 5 | 0 | 2012AG2AFS91T12605023WP | TO->FROM | CALICO ROCK - MELBOURNE 161KV CKT 1 | E | EES-EAI | EES-EAI | NYSEG NO | NYSEG NO | 0 | 338131 | 5MELBOURNE 161.00 | 338130 | 5CALICO ROCK161.00 | 0 |  | 1 | 23WP | 148 | 148 | 0 |  | 97.2775 | 97.2 | [7 empty] | CATEGORYB | NONSINGLE | SPPMGN 18 | 0 | 0 |  | 0 |  | 0 |  |  | Transfer Loading < 100%
2012-AG2 | AFS9 |  |  |  | FDNS |  | 5 | 0 | 2012AG2AFS91T12805023WP | TO->FROM | CALICO ROCK - MELBOURNE 161KV CKT 1 | E | EES-EAI | EES-EAI | NYSEG NO | NYSEG NO | 0 | 338131 | 5MELBOURNE 161.00 | 338130 | 5CALICO ROCK161.00 | 0 |  | 1 | 23WP | 148 | 148 | 0 |  | 97.09 | 97 | [7 empty] | CATEGORYB | NONSINGLE | SPPMGN 64 | 0 | 0 |  | 0 |  | 0 |  |  | Transfer Loading < 100%
2012-AG2 | AFS9 |  |  |  | FDNS |  | 5 | 0 | 2012AG2AFS91T12615023WP | TO->FROM | CALICO ROCK - MELBOURNE 161KV CKT 1 | E | EES-EAI | EES-EAI | NYSEG NO | NYSEG NO | 0 | 338131 | 5MELBOURNE 161.00 | 338130 | 5CALICO ROCK161.00 | 0 |  | 1 | 23WP | 148 | 148 | 0 |  | 96.9628 | 96.8 | [7 empty] | CATEGORYB | NONSINGLE | SPPMGN 19 | 0 | 0 |  | 0 |  | 0 |  |  | Transfer Loading < 100%
2012-AG2 | AFS9 |  |  |  | FDNS |  | 5 | 0 | 2012AG2AFS91T12715023WP | TO->FROM | CALICO ROCK - MELBOURNE 161KV CKT 1 | E | EES-EAI | EES-EAI | NYSEG NO | NYSEG NO | 0 | 338131 | 5MELBOURNE 161.00 | 338130 | 5CALICO ROCK161.00 | 0 |  | 1 | 23WP | 148 | 148 | 0 |  | 96.8272 | 96.7 | [7 empty] | CATEGORYB | NONSINGLE | SPPMGN 53 | 0 | 0 |  | 0 |  | 0 |  |  | Transfer Loading < 100%
2012-AG2 | AFS9 |  |  |  | FDNS |  | 5 | 0 | 2012AG2AFS91T12825023WP | TO->FROM | CALICO ROCK - MELBOURNE 161KV CKT 1 | E | EES-EAI | EES-EAI | NYSEG NO | NYSEG NO | 0 | 338131 | 5MELBOURNE 161.00 | 338130 | 5CALICO ROCK161.00 | 0 |  | 1 | 23WP | 148 | 148 | 0 |  | 96.6935 | 96.6 | [7 empty] | CATEGORYB | NONSINGLE | SPPMGN 96 | 0 | 0 |  | 0 |  | 0 |  |  | Transfer Loading < 100%
2012-AG2 | AFS9 |  |  |  | FDNS |  | 5 | 0 | 2012AG2AFS91T12835023WP | TO->FROM | CALICO ROCK - MELBOURNE 161KV CKT 1 | E | EES-EAI | EES-EAI | NYSEG NO | NYSEG NO | 0 | 338131 | 5MELBOURNE 161.00 | 338130 | 5CALICO ROCK161.00 | 0 |  | 1 | 23WP | 148 | 148 | 0 |  | 96.6935 | 96.6 | [7 empty] | CATEGORYB | NONSINGLE | SPPMGN 97 | 0 | 0 |  | 0 |  | 0 |  |  | Transfer Loading < 100%
2012-AG2 | AFS9 |  |  |  | FDNS |  | 5 | 0 | 2012AG2AFS91T12845023WP | TO->FROM | CALICO ROCK - MELBOURNE 161KV CKT 1 | E | EES-EAI | EES-EAI | NYSEG NO | NYSEG NO | 0 | 338131 | 5MELBOURNE 161.00 | 338130 | 5CALICO ROCK161.00 | 0 |  | 1 | 23WP | 148 | 148 | 0 |  | 96.6935 | 96.6 | [7 empty] | CATEGORYB | NONSINGLE | SPPMGN 98 | 0 | 0 |  | 0 |  | 0 |  |  | Transfer Loading < 100%
2012-AG2 | AFS9 |  |  |  | FDNS |  | 5 | 0 | 2012AG2AFS91T12585023WP | TO->FROM | CALICO ROCK - MELBOURNE 161KV CKT 1 | E | EES-EAI | EES-EAI | NYSEG NO | NYSEG NO | 0 | 338131 | 5MELBOURNE 161.00 | 338130 | 5CALICO ROCK161.00 | 0 |  | 1 | 23WP | 148 | 148 | 0 |  | 96.6423 | 96.5 | [7 empty] | CATEGORYB | NONSINGLE | SPPMGN 16 | 0 | 0 |  | 0 |  | 0 |  |  | Transfer Loading < 100%
2012-AG2 | AFS9 |  |  |  | FDNS |  | 5 | 0 | 2012AG2AFS91T12735023WP | FROM->TO | CALICO ROCK - NORFORK 161KV CKT 1 | E | EES-EAI | SWPA | NYSEG NO | EMINTH | 0 | 338130 | 5CALICO ROCK161.00 | 505448 | NORFORK5 161.00 | 0 |  | 1 | 23WP | 148 | 148 | 0 |  | 96.0138 | 95.9 | [7 empty] | CATEGORYB | NONSINGLE | SPPMGN 54 | 0 | 0 |  | 0 |  | 0 |  |  | Transfer Loading < 100%
2012-AG2 | AFS9 |  | FDNS |  | FDNS |  | 5 | 5 | 2012AG2AFS91T3685523SP | FROM->TO | CARLISLE INTERCHANGE - MURPHY SUB 115KV CKT 1 | E | SPS | SPS | SPS-CNPL | SPS-CNPL | 0 | 526160 | CARLISLE 3115.00 | 526192 | MURPHY 3115.00 | 0 |  | 1 | 23SP | 159 | 160 | 0 | 99.7 | 99.6719 | 99.8 | [7 empty] | CATEGORYB | SINGLE | ALLEN SUB - LUBBOCK SOUTH INTERCHANGE 115KV CKT 1 | 0 | 526213 | ALLEN 3115.00 | 526268 | LUBBCK_STH 3115.00 | 0 |  | 1 | Transfer Loading < 100%
2012-AG2 | AFS9 |  | FDNS |  | FDNS |  | 5 | 0 | 2012AG2AFS91T3375018SP | FROM->TO | CEDAR HILL - PLANTATION 138KV CKT 1 | E | EES | EES | ISONE_NH_NU | ISONE_NH_NU | 0 | 334102 | 4CEDHILL 138.00 | 334103 | 4PLANTAT 138.00 | 0 |  | 1 | 18SP | 243 | 243 | 0 | 99.5 | 99.5198 | 99.5 | [7 empty] | CATEGORYB | SINGLE | OAK RIDGE - PORTER 138KV CKT 1 | 0 | 334093 | 4OAKRIDG! 138.00 | 334100 | 4PORTER% 138.00 | 0 |  | 1 | Transfer Loading < 100%
2012-AG2 | AFS9 |  |  |  | FDNS |  | 5 | 0 | 2012AG2AFS91T22085023SP | FROM->TO | CHAPMAN - CLAY CENTER JUNCTION 115KV CKT 1 | E | WERE | WERE | WEST | NCENTRAL | 0 | 533362 | CHAPMAN3 115.00 | 533323 | CLAYCTR3 115.00 | 0 |  | 1 | 23SP | 72 | 72 | 0 |  | 96.7939 | 96.8 | [7 empty] | CATEGORYB | NONSINGLE | SPPMGN 115 | 0 | 0 |  | 0 |  | 0 |  |  | Transfer Loading < 100%
2012-AG2 | AFS9 |  |  |  | FDNS |  | 5 | 0 | 2012AG2AFS91T22095023SP | FROM->TO | CHAPMAN - CLAY CENTER JUNCTION 115KV CKT 1 | E | WERE | WERE | WEST | NCENTRAL | 0 | 533362 | CHAPMAN3 115.00 | 533323 | CLAYCTR3 115.00 | 0 |  | 1 | 23SP | 72 | 72 | 0 |  | 96.7939 | 96.8 | [7 empty] | CATEGORYB | NONSINGLE | SPPMGN 116 | 0 | 0 |  | 0 |  | 0 |  |  | Transfer Loading < 100%
2012-AG2 | AFS9 |  |  |  | FDNS |  | 5 | 5 | 2012AG2AFS91T23105523SP | FROM->TO | CHAPMAN - CLAY CENTER JUNCTION 115KV CKT 1 | E | WERE | WERE | WEST | NCENTRAL | 0 | 533362 | CHAPMAN3 115.00 | 533323 | CLAYCTR3 115.00 | 0 |  | 1 | 23SP | 72 | 72 | 0 |  | 96.7566 | 96.7 | [7 empty] | CATEGORYB | NONSINGLE | SPPMGN 115 | 0 | 0 |  | 0 |  | 0 |  |  | Transfer Loading < 100%
2012-AG2 | AFS9 |  |  |  | FDNS |  | 5 | 5 | 2012AG2AFS91T23115523SP | FROM->TO | CHAPMAN - CLAY CENTER JUNCTION 115KV CKT 1 | E | WERE | WERE | WEST | NCENTRAL | 0 | 533362 | CHAPMAN3 115.00 | 533323 | CLAYCTR3 115.00 | 0 |  | 1 | 23SP | 72 | 72 | 0 |  | 96.7566 | 96.7 | [7 empty] | CATEGORYB | NONSINGLE | SPPMGN 116 | 0 | 0 |  | 0 |  | 0 |  |  | Transfer Loading < 100%
2012-AG2 | AFS9 |  |  |  | FDNS |  | 5 | 5 | 2012AG2AFS91T17995514SP | TO->FROM | CIMARRON RIVER TAP - KISMET 3 115.00 115KV CKT 1 | E | SUNC | SUNC | GREAT PL | GREAT PL | 0 | 539646 | KISMET 3 115.00 | 539652 | CMRIVTP3 115.00 | 0 |  | 1 | 14SP | 115 | 115 | 0 |  | 94.2536 | 95.2 | [7 empty] | CATEGORYB | NONSINGLE | SPPMGN 94 | 0 | 0 |  | 0 |  | 0 |  |  | Transfer Loading < 100%
2012-AG2 | AFS9 |  |  |  | FDNS |  | 5 | 5 | 2012AG2AFS91T17635518SP | TO->FROM | CIMARRON RIVER TAP - KISMET 3 115.00 115KV CKT 1 | E | SUNC | SUNC | GREAT PL | GREAT PL | 0 | 539646 | KISMET 3 115.00 | 539652 | CMRIVTP3 115.00 | 0 |  | 1 | 18SP | 115 | 115 | 0 |  | 93.495 | 95.5 | [7 empty] | CATEGORYB | NONSINGLE | SPPMGN 97 | 0 | 0 |  | 0 |  | 0 |  |  | Transfer Loading < 100%
2012-AG2 | AFS9 |  |  |  | FDNS |  | 5 | 5 | 2012AG2AFS91T23075523SP | TO->FROM | CIMARRON RIVER TAP - KISMET 3 115.00 115KV CKT 1 | E | SUNC | SUNC | GREAT PL | GREAT PL | 0 | 539646 | KISMET 3 115.00 | 539652 | CMRIVTP3 115.00 | 0 |  | 1 | 23SP | 115 | 115 | 0 |  | 93.9196 | 97.2 | [7 empty] | CATEGORYB | NONSINGLE | SPPMGN 108 | 0 | 0 |  | 0 |  | 0 |  |  | Transfer Loading < 100%
2012-AG2 | AFS9 |  |  |  | FDNSLock |  | 5 | 5 | 2012AG2AFS92T215514SP | TO->FROM | CLEARWATER - MILAN TAP 138KV CKT 1 | E | SUNC | WERE | GREAT PL | SCENTRAL | 0 | 539675 | MILANTP4 138.00 | 533036 | CLEARWT4 138.00 | 0 |  | 1 | 14SP | 110 | 110 | 0 |  | 94.4003 | 98.1 | [7 empty] | CATEGORYB | SINGLE | NORTH JUDSON LARGE SUB - SPEARVILLE 115KV CKT 1 | 0 | 539694 | SPEARVL3 115.00 | 539771 | NFTDODG3 115.00 | 0 |  | 1 | Transfer Loading < 100%
2012-AG2 | AFS9 |  |  |  | FDNS |  | 5 | 5 | 2012AG2AFS91T12125514SP | TO->FROM | CLEARWATER - MILAN TAP 138KV CKT 1 | E | SUNC | WERE | GREAT PL | SCENTRAL | 0 | 539675 | MILANTP4 138.00 | 533036 | CLEARWT4 138.00 | 0 |  | 1 | 14SP | 110 | 110 | 0 |  | 93.5953 | 96.1 | [7 empty] | CATEGORYB | SINGLE | SPEARVILLE (SPEARVL6) 230/115/13.8KV TRANSFORMER CKT 1 | 1 | 539694 | SPEARVL3 115.00 | 539695 | SPEARVL6 230.00 | 539935 | SPERVLTT 13.800 | 1 | Transfer Loading < 100%
2012-AG2 | AFS9 |  | FDNS |  | FDNS |  | 5 | 5 | 2012AG2AFS91T5065514SP | FROM->TO | CRAIG - LENEXA NORTH 161KV CKT 1 | E | KCPL | KCPL | JOCO | JOCO | 0 | 542978 | CRAIG 5 161.00 | 543039 | LENEXAN5 161.00 | 0 |  | 1 | 14SP | 293 | 334 | 0 | 95.9 | 95.8675 | 96.8 | [7 empty] | CATEGORYB | SINGLE | CEDAR CREEK - GREENWOOD 161KV CKT 1 | 0 | 543031 | SHWNMSN5 161.00 | 543049 | CEDRCRK5 161.00 | 0 |  | 1 | Transfer Loading < 100%
2012-AG2 | AFS9 |  |  |  | FDNS |  | 5 | 5 | 2012AG2AFS91T4155518SP | TO->FROM | CROSSTOWN - NORTHEAST 161KV CKT 1 | E | KCPL | KCPL | DWNTWN | DWNTWN | 0 | 542985 | NEAST 5 161.00 | 542990 | CROSTWN5 161.00 | 0 |  | 1 | 18SP | 259 | 259 | 0 |  | 82.3182 | 97.9 | [7 empty] | CATEGORYB | SINGLE | NAVY - NORTHEAST 161KV CKT 1 | 0 | 542985 | NEAST 5 161.00 | 542989 | NAVY 5 161.00 | 0 |  | 1 | Transfer Loading < 100% | [58 empty] | 2015-06-01
2012-AG2 | AFS9 |  |  |  | FDNS |  | 5 | 5 | 2012AG2AFS91T4575523SP | TO->FROM | CROSSTOWN - NORTHEAST 161KV CKT 1 | E | KCPL | KCPL | DWNTWN | DWNTWN | 0 | 542985 | NEAST 5 161.00 | 542990 | CROSTWN5 161.00 | 0 |  | 1 | 23SP | 259 | 259 | 0 |  | 85.1586 | 98.4 | [7 empty] | CATEGORYB | SINGLE | 87th STREET - STRANGER CREEK 345KV CKT 1 | 0 | 532772 | STRANGR7 345.00 | 532775 | 87TH 7 345.00 | 0 |  | 1 | Transfer Loading < 100% | [58 empty] | 2015-06-01
2012-AG2 | AFS9 |  |  |  | FDNS |  | 5 | 5 | 2012AG2AFS91T5365523SP | TO->FROM | CROSSTOWN - NORTHEAST 161KV CKT 1 | E | KCPL | KCPL | DWNTWN | DWNTWN | 0 | 542985 | NEAST 5 161.00 | 542990 | CROSTWN5 161.00 | 0 |  | 1 | 23SP | 259 | 259 | 0 |  | 81.4529 | 97.5 | [7 empty] | CATEGORYB | SINGLE | GRAND AVENUE - NAVY 161KV CKT 1 | 0 | 542987 | GRAND 5 161.00 | 542989 | NAVY 5 161.00 | 0 |  | 1 | Transfer Loading < 100% | [58 empty] | 2015-06-01
2012-AG2 | AFS9 |  |  |  | FDNS |  | 5 | 5 | 2012AG2AFS91T23095523SP | TO->FROM | CUDAHY - G08-79T 115.00 115KV CKT 1 | E | SUNC | SUNC | BEPC_1630 | GREAT PL | 0 | 560229 | G08-79T 115.00 | 539659 | CUDAHY 3 115.00 | 0 |  | 1 | 23SP | 120.7 | 129.5 | 0 |  | 92.6575 | 95.6 | [7 empty] | CATEGORYB | NONSINGLE | SPPMGN 108 | 0 | 0 |  | 0 |  | 0 |  |  | Transfer Loading < 100%
2012-AG2 | AFS9 |  |  |  | FDNS |  | 5 | 5 | 2012AG2AFS91T18005514SP | FROM->TO | CUDAHY - KISMET 3 115.00 115KV CKT 1 | E | SUNC | SUNC | GREAT PL | GREAT PL | 0 | 539659 | CUDAHY 3 115.00 | 539646 | KISMET 3 115.00 | 0 |  | 1 | 14SP | 115 | 115 | 0 |  | 96.2552 | 97.2 | [7 empty] | CATEGORYB | NONSINGLE | SPPMGN 94 | 0 | 0 |  | 0 |  | 0 |  |  | Transfer Loading < 100%
2012-AG2 | AFS9 |  |  |  | FDNS |  | 5 | 5 | 2012AG2AFS91T17645518SP | FROM->TO | CUDAHY - KISMET 3 115.00 115KV CKT 1 | E | SUNC | SUNC | GREAT PL | GREAT PL | 0 | 539659 | CUDAHY 3 115.00 | 539646 | KISMET 3 115.00 | 0 |  | 1 | 18SP | 115 | 115 | 0 |  | 95.7221 | 97.7 | [7 empty] | CATEGORYB | NONSINGLE | SPPMGN 97 | 0 | 0 |  | 0 |  | 0 |  |  | Transfer Loading < 100%
2012-AG2 | AFS9 |  |  |  | FDNS |  | 5 | 5 | 2012AG2AFS91T23085523SP | FROM->TO | CUDAHY - KISMET 3 115.00 115KV CKT 1 | E | SUNC | SUNC | GREAT PL | GREAT PL | 0 | 539659 | CUDAHY 3 115.00 | 539646 | KISMET 3 115.00 | 0 |  | 1 | 23SP | 115 | 115 | 0 |  | 96.564 | 99.8 | [7 empty] | CATEGORYB | NONSINGLE | SPPMGN 108 | 0 | 0 |  | 0 |  | 0 |  |  | Transfer Loading < 100%
2012-AG2 | AFS9 |  | FDNS |  | FDNS |  | 5 | 5 | 2012AG2AFS91T2785518SP | TO->FROM | DENVER CITY INTERCHANGE S. - MUSTANG STATION N. 115KV CKT 2 | E | SPS | SPS | SPS-YOGS | SPS-YOGS | 0 | 527146 | MUSTANG 3115.00 | 527136 | DENVER_S 3115.00 | 0 |  | 2 | 18SP | 239 | 309 | 0 | 97.5 | 97.4709 | 98.9 | [7 empty] | CATEGORYB | SINGLE | DENVER CITY INTERCHANGE N. - MUSTANG STATION N. 115KV CKT 1 | 0 | 527130 | DENVER_N 3115.00 | 527146 | MUSTANG 3115.00 | 0 |  | 1 | Transfer Loading < 100%
2012-AG2 | AFS9 |  | FDNS |  | FDNS |  | 5 | 5 | 2012AG2AFS91T3775523SP | TO->FROM | DENVER CITY INTERCHANGE S. - MUSTANG STATION N. 115KV CKT 2 | E | SPS | SPS | SPS-YOGS | SPS-YOGS | 0 | 527146 | MUSTANG 3115.00 | 527136 | DENVER_S 3115.00 | 0 |  | 2 | 23SP | 239 | 309 | 0 | 98.3 | 98.3487 | 99.3 | [7 empty] | CATEGORYB | SINGLE | DENVER CITY INTERCHANGE N. - MUSTANG STATION N. 115KV CKT 1 | 0 | 527130 | DENVER_N 3115.00 | 527146 | MUSTANG 3115.00 | 0 |  | 1 | Transfer Loading < 100%
2012-AG2 | AFS9 |  | FDNS |  | FDNS |  | 5 | 5 | 2012AG2AFS91T135518SP | TO->FROM | DODGE CITY BEEF - JUDSON LARGE 115KV CKT 1 | E | SUNC | SUNC | GREAT PL | GREAT PL | 0 | 539671 | FTDODGE3 115.00 | 539645 | DCBEEF3 115.00 | 0 |  | 1 | 18SP | 83.9 | 89.6 | 0 | 95.5 | 95.4765 | 95.5 | [7 empty] | CATEGORYA | BASECASE | BASE CASE | 0 | 0 |  | 0 |  | 0 |  |  | Transfer Loading < 100%
2012-AG2 | AFS9 |  | FDNS |  | FDNS |  | 5 | 5 | 2012AG2AFS91T175523SP | TO->FROM | DODGE CITY BEEF - JUDSON LARGE 115KV CKT 1 | E | SUNC | SUNC | GREAT PL | GREAT PL | 0 | 539671 | FTDODGE3 115.00 | 539645 | DCBEEF3 115.00 | 0 |  | 1 | 23SP | 83.9 | 89.6 | 0 | 96.8 | 96.8174 | 96.8 | [7 empty] | CATEGORYA | BASECASE | BASE CASE | 0 | 0 |  | 0 |  | 0 |  |  | Transfer Loading < 100%
2012-AG2 | AFS9 | CONT-0633 - East Manhattan 230-115kV XFMR |  |  | FDNS |  | 5 | 0 | 2012AG2AFS91T9675014SP | FROM->TO | EAST MANHATTAN - NORTHWEST MANHATTAN 230KV CKT 1 | E | WERE | WERE | NCENTRAL | NCENTRAL | 0 | 532861 | EMANHAT6 230.00 | 532865 | NMANHT6 230.00 | 0 |  | 1 | 14SP | 319 | 319 | 0 |  | 94.3591 | 95.3 | [7 empty] | CATEGORYB | SINGLE | EAST MANHATTAN (EMANHT3X) 230/115/18.0KV TRANSFORMER CKT 1 | 1 | 532861 | EMANHAT6 230.00 | 533326 | EMANHAT3 115.00 | 532888 | EMANHAT1 18.000 | 1 | Transfer Loading < 100%
2012-AG2 | AFS9 |  | FDNS |  | FDNS |  | 5 | 5 | 2012AG2AFS91T1725514WP | TO->FROM | EDWARDSVILLE - MUND 115KV CKT 1 | E | WERE | WERE | NEAST | NEAST | 0 | 533282 | MUND 3 115.00 | 533238 | EDWARVL3 115.00 | 0 |  | 1 | 14WP | 173 | 206 | 0 | 98 | 98.0274 | 98.5 | [7 empty] | CATEGORYB | SINGLE | 87th STREET - CRAIG 345KV CKT 1 | 0 | 532775 | 87TH 7 345.00 | 542977 | CRAIG 7 345.00 | 0 |  | 1 | Transfer Loading < 100%
2012-AG2 | AFS9 | GSU |  |  | FDNS |  | 5 | 0 | 2012AG2AFS91T12705023WP | FROM->TO | FITZHUGH 161/13.8KV TRANSFORMER CKT 1 | E | AEPW | AEPW | GREENWD AECC | GREENWD AECC | 0 | 503901 | FITZ_ST1 1 13.800 | 503902 | FITZHUGH 5 161.00 | 0 |  | 1 | 23WP | 65 | 65 | 0 |  | 97.8294 | 97.8391 | [7 empty] | CATEGORYB | NONSINGLE | SPPMGN 40 | 0 | 0 |  | 0 |  | 0 |  |  | Transfer Loading < 100%
2012-AG2 | AFS9 | GSU |  |  | FDNS |  | 5 | 5 | 2012AG2AFS91T12555523WP | FROM->TO | FITZHUGH 161/13.8KV TRANSFORMER CKT 1 | E | AEPW | AEPW | GREENWD AECC | GREENWD AECC | 0 | 503901 | FITZ_ST1 1 13.800 | 503902 | FITZHUGH 5 161.00 | 0 |  | 1 | 23WP | 65 | 65 | 0 |  | 95.8435 | 95.8655 | [7 empty] | CATEGORYB | NONSINGLE | SPPMGN 40 | 0 | 0 |  | 0 |  | 0 |  |  | Transfer Loading < 100%
2012-AG2 | AFS9 | GSU |  |  | FDNS |  | 5 | 5 | 2012AG2AFS91T17555518SP | FROM->TO | FRONTIER 345/18.0KV TRANSFORMER CKT 1 | E | EES | EES | ISONE_ME_CMP | ISONE_ME_CMP | 0 | 334030 | 1FRNTR 1! 18.000 | 334029 | 7FRONTR 345.00 | 0 |  | 1 | 18SP | 200 | 200 | 0 |  | 97.7194 | 97.7008 | [7 empty] | CATEGORYB | NONSINGLE | SPPMGN 11 | 0 | 0 |  | 0 |  | 0 |  |  | Transfer Loading < 100%
2012-AG2 | AFS9 | GSU |  |  | FDNS |  | 5 | 5 | 2012AG2AFS91T17565518SP | FROM->TO | FRONTIER 345/18.0KV TRANSFORMER CKT 1 | E | EES | EES | ISONE_ME_CMP | ISONE_ME_CMP | 0 | 334031 | 1FRNTR 2! 18.000 | 334029 | 7FRONTR 345.00 | 0 |  | 1 | 18SP | 200 | 200 | 0 |  | 97.7194 | 97.7008 | [7 empty] | CATEGORYB | NONSINGLE | SPPMGN 11 | 0 | 0 |  | 0 |  | 0 |  |  | Transfer Loading < 100%
2012-AG2 | AFS9 | GSU |  |  | FDNS |  | 5 | 0 | 2012AG2AFS91T15055018SP | FROM->TO | FRONTIER 345/18.0KV TRANSFORMER CKT 1 | E | EES | EES | ISONE_ME_CMP | ISONE_ME_CMP | 0 | 334030 | 1FRNTR 1! 18.000 | 334029 | 7FRONTR 345.00 | 0 |  | 1 | 18SP | 200 | 200 | 0 |  | 95.6441 | 95.6464 | [7 empty] | CATEGORYB | NONSINGLE | SPPMGN 11 | 0 | 0 |  | 0 |  | 0 |  |  | Transfer Loading < 100%
2012-AG2 | AFS9 | GSU |  |  | FDNS |  | 5 | 0 | 2012AG2AFS91T15065018SP | FROM->TO | FRONTIER 345/18.0KV TRANSFORMER CKT 1 | E | EES | EES | ISONE_ME_CMP | ISONE_ME_CMP | 0 | 334031 | 1FRNTR 2! 18.000 | 334029 | 7FRONTR 345.00 | 0 |  | 1 | 18SP | 200 | 200 | 0 |  | 95.6441 | 95.6464 | [7 empty] | CATEGORYB | NONSINGLE | SPPMGN 11 | 0 | 0 |  | 0 |  | 0 |  |  | Transfer Loading < 100%
2012-AG2 | AFS9 | GSU |  |  | FDNS |  | 5 | 0 | 2012AG2AFS91T21945023SP | FROM->TO | FRONTIER 345/18.0KV TRANSFORMER CKT 1 | E | EES | EES | ISONE_ME_CMP | ISONE_ME_CMP | 0 | 334030 | 1FRNTR 1! 18.000 | 334029 | 7FRONTR 345.00 | 0 |  | 1 | 23SP | 200 | 200 | 0 |  | 98.12 | 98.12 | [7 empty] | CATEGORYB | NONSINGLE | SPPMGN 11 | 0 | 0 |  | 0 |  | 0 |  |  | Transfer Loading < 100%
2012-AG2 | AFS9 | GSU |  |  | FDNS |  | 5 | 0 | 2012AG2AFS91T21955023SP | FROM->TO | FRONTIER 345/18.0KV TRANSFORMER CKT 1 | E | EES | EES | ISONE_ME_CMP | ISONE_ME_CMP | 0 | 334031 | 1FRNTR 2! 18.000 | 334029 | 7FRONTR 345.00 | 0 |  | 1 | 23SP | 200 | 200 | 0 |  | 98.12 | 98.12 | [7 empty] | CATEGORYB | NONSINGLE | SPPMGN 11 | 0 | 0 |  | 0 |  | 0 |  |  | Transfer Loading < 100%
2012-AG2 | AFS9 | GSU |  |  | FDNS |  | 5 | 5 | 2012AG2AFS91T22965523SP | FROM->TO | FRONTIER 345/18.0KV TRANSFORMER CKT 1 | E | EES | EES | ISONE_ME_CMP | ISONE_ME_CMP | 0 | 334030 | 1FRNTR 1! 18.000 | 334029 | 7FRONTR 345.00 | 0 |  | 1 | 23SP | 200 | 200 | 0 |  | 98.1198 | 98.1199 | [7 empty] | CATEGORYB | NONSINGLE | SPPMGN 11 | 0 | 0 |  | 0 |  | 0 |  |  | Transfer Loading < 100%
2012-AG2 | AFS9 | GSU |  |  | FDNS |  | 5 | 5 | 2012AG2AFS91T22975523SP | FROM->TO | FRONTIER 345/18.0KV TRANSFORMER CKT 1 | E | EES | EES | ISONE_ME_CMP | ISONE_ME_CMP | 0 | 334031 | 1FRNTR 2! 18.000 | 334029 | 7FRONTR 345.00 | 0 |  | 1 | 23SP | 200 | 200 | 0 |  | 98.1198 | 98.1199 | [7 empty] | CATEGORYB | NONSINGLE | SPPMGN 11 | 0 | 0 |  | 0 |  | 0 |  |  | Transfer Loading < 100%
2012-AG2 | AFS9 | GSU |  |  | FDNS |  | 5 | 5 | 2012AG2AFS91T22925523SP | FROM->TO | FRONTIER 345/18.0KV TRANSFORMER CKT 1 | E | EES | EES | ISONE_ME_CMP | ISONE_ME_CMP | 0 | 334030 | 1FRNTR 1! 18.000 | 334029 | 7FRONTR 345.00 | 0 |  | 1 | 23SP | 200 | 200 | 0 |  | 97.8238 | 97.8551 | [7 empty] | CATEGORYB | NONSINGLE | SPPMGN 9 | 0 | 0 |  | 0 |  | 0 |  |  | Transfer Loading < 100%
2012-AG2 | AFS9 | GSU |  |  | FDNS |  | 5 | 5 | 2012AG2AFS91T22935523SP | FROM->TO | FRONTIER 345/18.0KV TRANSFORMER CKT 1 | E | EES | EES | ISONE_ME_CMP | ISONE_ME_CMP | 0 | 334031 | 1FRNTR 2! 18.000 | 334029 | 7FRONTR 345.00 | 0 |  | 1 | 23SP | 200 | 200 | 0 |  | 97.8238 | 97.8551 | [7 empty] | CATEGORYB | NONSINGLE | SPPMGN 9 | 0 | 0 |  | 0 |  | 0 |  |  | Transfer Loading < 100%
2012-AG2 | AFS9 | GSU |  |  | FDNS |  | 5 | 5 | 2012AG2AFS91T22945523SP | FROM->TO | FRONTIER 345/18.0KV TRANSFORMER CKT 1 | E | EES | EES | ISONE_ME_CMP | ISONE_ME_CMP | 0 | 334030 | 1FRNTR 1! 18.000 | 334029 | 7FRONTR 345.00 | 0 |  | 1 | 23SP | 200 | 200 | 0 |  | 97.8238 | 97.8551 | [7 empty] | CATEGORYB | NONSINGLE | SPPMGN 10 | 0 | 0 |  | 0 |  | 0 |  |  | Transfer Loading < 100%
2012-AG2 | AFS9 | GSU |  |  | FDNS |  | 5 | 5 | 2012AG2AFS91T22955523SP | FROM->TO | FRONTIER 345/18.0KV TRANSFORMER CKT 1 | E | EES | EES | ISONE_ME_CMP | ISONE_ME_CMP | 0 | 334031 | 1FRNTR 2! 18.000 | 334029 | 7FRONTR 345.00 | 0 |  | 1 | 23SP | 200 | 200 | 0 |  | 97.8238 | 97.8551 | [7 empty] | CATEGORYB | NONSINGLE | SPPMGN 10 | 0 | 0 |  | 0 |  | 0 |  |  | Transfer Loading < 100%
2012-AG2 | AFS9 | GSU |  |  | FDNS |  | 5 | 0 | 2012AG2AFS91T21905023SP | FROM->TO | FRONTIER 345/18.0KV TRANSFORMER CKT 1 | E | EES | EES | ISONE_ME_CMP | ISONE_ME_CMP | 0 | 334030 | 1FRNTR 1! 18.000 | 334029 | 7FRONTR 345.00 | 0 |  | 1 | 23SP | 200 | 200 | 0 |  | 96.6629 | 96.6587 | [7 empty] | CATEGORYB | NONSINGLE | SPPMGN 9 | 0 | 0 |  | 0 |  | 0 |  |  | Transfer Loading < 100%
2012-AG2 | AFS9 | GSU |  |  | FDNS |  | 5 | 0 | 2012AG2AFS91T21915023SP | FROM->TO | FRONTIER 345/18.0KV TRANSFORMER CKT 1 | E | EES | EES | ISONE_ME_CMP | ISONE_ME_CMP | 0 | 334031 | 1FRNTR 2! 18.000 | 334029 | 7FRONTR 345.00 | 0 |  | 1 | 23SP | 200 | 200 | 0 |  | 96.6629 | 96.6587 | [7 empty] | CATEGORYB | NONSINGLE | SPPMGN 9 | 0 | 0 |  | 0 |  | 0 |  |  | Transfer Loading < 100%
2012-AG2 | AFS9 | GSU |  |  | FDNS |  | 5 | 0 | 2012AG2AFS91T21925023SP | FROM->TO | FRONTIER 345/18.0KV TRANSFORMER CKT 1 | E | EES | EES | ISONE_ME_CMP | ISONE_ME_CMP | 0 | 334030 | 1FRNTR 1! 18.000 | 334029 | 7FRONTR 345.00 | 0 |  | 1 | 23SP | 200 | 200 | 0 |  | 96.6629 | 96.6587 | [7 empty] | CATEGORYB | NONSINGLE | SPPMGN 10 | 0 | 0 |  | 0 |  | 0 |  |  | Transfer Loading < 100%
2012-AG2 | AFS9 | GSU |  |  | FDNS |  | 5 | 0 | 2012AG2AFS91T21935023SP | FROM->TO | FRONTIER 345/18.0KV TRANSFORMER CKT 1 | E | EES | EES | ISONE_ME_CMP | ISONE_ME_CMP | 0 | 334031 | 1FRNTR 2! 18.000 | 334029 | 7FRONTR 345.00 | 0 |  | 1 | 23SP | 200 | 200 | 0 |  | 96.6629 | 96.6587 | [7 empty] | CATEGORYB | NONSINGLE | SPPMGN 10 | 0 | 0 |  | 0 |  | 0 |  |  | Transfer Loading < 100%
2012-AG2 | AFS9 |  |  |  | FDNS |  | 5 | 5 | 2012AG2AFS91T5295523SP | FROM->TO | GRANDVIEW TAP - RICHARDS-GEBAUER AIR FORCE BASE 69KV CKT 1 | E | GMO | GMO |  |  | 0 | 541284 | GRDVWTP2 69.000 | 541288 | RGAFB 2 69.000 | 0 |  | 1 | 23SP | 50 | 56 | 56 |  | 73.1728 | 99.1 | [7 empty] | CATEGORYB | SINGLE | BELTON SOUTH 161/69KV TRANSFORMER CKT 1 | 0 | 541290 | BELTONS2 69.000 | 541340 | BELTONS5 161.00 | 0 |  | 1 | Transfer Loading < 100%
2012-AG2 | AFS9 |  | FDNS |  | FDNS |  | 5 | 5 | 2012AG2AFS91T885518SP | FROM->TO | GRDA1 - SILOAM SPRINGS TAP 345KV CKT 1 | E | GRDA | GRDA | GRDA | GRDA-MUN | 0 | 512650 | GRDA1 7 345.00 | 512750 | TONECE7 345.00 | 0 |  | 1 | 18SP | 1064 | 1064 | 0 | 98.1 | 98.1486 | 98.3 | [7 empty] | CATEGORYB | SINGLE | CHAMBER SPRINGS - CLARKSVILLE 345KV CKT 1 | 0 | 506945 | CHAMSPR7 345.00 | 509745 | CLARKSV7 345.00 | 0 |  | 1 | Transfer Loading < 100% | [58 empty] | 2015-06-01
2012-AG2 | AFS9 |  | FDNS |  | FDNS |  | 5 | 5 | 2012AG2AFS91T785523WP | FROM->TO | GRDA1 - SILOAM SPRINGS TAP 345KV CKT 1 | E | GRDA | GRDA | GRDA | GRDA-MUN | 0 | 512650 | GRDA1 7 345.00 | 512750 | TONECE7 345.00 | 0 |  | 1 | 23WP | 1064 | 1064 | 0 | 95.7 | 95.7274 | 95.4 | [7 empty] | CATEGORYB | SINGLE | CHAMBER SPRINGS - CLARKSVILLE 345KV CKT 1 | 0 | 506945 | CHAMSPR7 345.00 | 509745 | CLARKSV7 345.00 | 0 |  | 1 | Transfer Loading < 100% | [58 empty] | 2015-06-01
2012-AG2 | AFS9 |  |  |  | FDNSLock |  | 5 | 5 | 2012AG2AFS92T185514SP | TO->FROM | GREENSBURG - SSTARTP3 115.00 115KV CKT 1 | E | SUNC | SUNC | GREAT PL | GREAT PL | 0 | 539763 | SSTARTP3 115.00 | 539664 | GRNBURG3 115.00 | 0 |  | 1 | 14SP | 120.7 | 129.5 | 0 |  | 93.7709 | 95.8 | [7 empty] | CATEGORYB | SINGLE | FINNEY SWITCHING STATION - Hitchland Interchange 345KV CKT 1 | 0 | 523097 | HITCHLAND 7345.00 | 523853 | FINNEY 7345.00 | 0 |  | 1 | Transfer Loading < 100% | [58 empty] | 2012-06-01
2012-AG2 | AFS9 |  | FDNS |  | FDNS |  | 5 | 5 | 2012AG2AFS91T2495523WP | FROM->TO | GREENSBURG - SUN CITY 115KV CKT 1 | E | SUNC | SUNC | GREAT PL | GREAT PL | 0 | 539664 | GRNBURG3 115.00 | 539697 | SUNCITY3 115.00 | 0 |  | 1 | 23WP | 120.7 | 129.5 | 0 | 96.3 | 96.2832 | 98.9 | [7 empty] | CATEGORYB | SINGLE | NORTH JUDSON LARGE SUB - SPEARVILLE 115KV CKT 1 | 0 | 539694 | SPEARVL3 115.00 | 539771 | NFTDODG3 115.00 | 0 |  | 1 | Transfer Loading < 100% | [58 empty] | 2012-06-01
2012-AG2 | AFS9 |  | FDNS |  | FDNS |  | 5 | 5 | 2012AG2AFS91T7855523WP | FROM->TO | GREENSBURG - SUN CITY 115KV CKT 1 | E | SUNC | SUNC | GREAT PL | GREAT PL | 0 | 539664 | GRNBURG3 115.00 | 539697 | SUNCITY3 115.00 | 0 |  | 1 | 23WP | 120.7 | 129.5 | 0 | 95 | 95.0082 | 97.6 | [7 empty] | CATEGORYB | SINGLE | SPEARVILLE (SPEARVL6) 230/115/13.8KV TRANSFORMER CKT 1 | 1 | 539694 | SPEARVL3 115.00 | 539695 | SPEARVL6 230.00 | 539935 | SPERVLTT 13.800 | 1 | Transfer Loading < 100% | [58 empty] | 2012-06-01
2012-AG2 | AFS9 |  | FDNS |  | FDNS |  | 5 | 5 | 2012AG2AFS91T3525523SP | FROM->TO | GUYMON NORTH SUB - THOMPSON SUB 69KV CKT 1 | E | SPS | SPS | SPS-OKLA | SPS-OKLA | 0 | 523079 | TC-GUYMON_N269.000 | 523065 | TC-THOMPSON269.000 | 0 |  | 1 | 23SP | 88 | 97 | 0 | 97.7 | 97.6562 | 97.6 | [7 empty] | CATEGORYB | SINGLE | SEABOARD SUB - TRI COUNTY REC-TEXAS COUNTY INTERCHANGE 69KV CKT 1 | 0 | 523072 | TC-SEABOARD269.000 | 523089 | TC-TXCOUNTY269.000 | 0 |  | 1 | Transfer Loading < 100%
2012-AG2 | AFS9 |  | FDNS |  | FDNS |  | 5 | 5 | 2012AG2AFS91T3535523SP | TO->FROM | GUYMON NORTH SUB - TRI COUNTY REC-TEXAS COUNTY INTERCHANGE 69KV CKT 1 | E | SPS | SPS | SPS-OKLA | SPS-OKLA | 0 | 523089 | TC-TXCOUNTY269.000 | 523079 | TC-GUYMON_N269.000 | 0 |  | 1 | 23SP | 88 | 97 | 0 | 97.6 | 97.6489 | 97.5 | [7 empty] | CATEGORYB | SINGLE | SEABOARD SUB - TRI COUNTY REC-TEXAS COUNTY INTERCHANGE 69KV CKT 1 | 0 | 523072 | TC-SEABOARD269.000 | 523089 | TC-TXCOUNTY269.000 | 0 |  | 1 | Transfer Loading < 100%
2012-AG2 | AFS9 |  |  |  | FDNS |  | 5 | 5 | 2012AG2AFS91T2855523SP | FROM->TO | HANCOCK - MUSKOGEE 161KV CKT 1 | E | OKGE | OKGE | MUSKOGEE | MUSKOGEE | 0 | 515250 | HANCOK-5 161.00 | 515222 | MUSKOGE5 161.00 | 0 |  | 1 | 23SP | 223 | 223 | 0 |  | 94.7705 | 95.9 | [7 empty] | CATEGORYB | SINGLE | AGENCY - PECAN CREEK 161KV CKT 1 | 0 | 515230 | AGENCY 5 161.00 | 515234 | PECANCK5 161.00 | 0 |  | 1 | Transfer Loading < 100%
2012-AG2 | AFS9 |  |  |  | FDNS |  | 5 | 5 | 2012AG2AFS91T2875523SP | FROM->TO | HANCOCK - MUSKOGEE 161KV CKT 1 | E | OKGE | OKGE | MUSKOGEE | MUSKOGEE | 0 | 515250 | HANCOK-5 161.00 | 515222 | MUSKOGE5 161.00 | 0 |  | 1 | 23SP | 223 | 223 | 0 |  | 94.517 | 95.8 | [7 empty] | CATEGORYB | SINGLE | AGENCY - EUCLID 161KV CKT 1 | 0 | 515230 | AGENCY 5 161.00 | 515251 | EUCLID 5 161.00 | 0 |  | 1 | Transfer Loading < 100%
2012-AG2 | AFS9 |  | FDNS |  | FDNS |  | 5 | 5 | 2012AG2AFS91T11575518SP | FROM->TO | HAYS PLANT - VINE STREET 115KV CKT 1 | E | MIDW | MIDW | REG E-IL | REG E-IL | 0 | 530562 | HAYS 3 115.00 | 530591 | VINE 3 115.00 | 0 |  | 1 | 18SP | 80 | 88 | 0 | 96.8 | 96.7634 | 95.8 | [7 empty] | CATEGORYB | SINGLE | KNOLL 230 (KNOLL T1) 230/115/11.49KV TRANSFORMER CKT 1 | 1 | 530558 | KNOLL 6 230.00 | 530561 | KNOLL 3 115.00 | 530629 | KNLL1 1 11.490 | 1 | Transfer Loading < 100% | [58 empty] | 2012-06-01
2012-AG2 | AFS9 |  | FDNS |  | FDNS |  | 5 | 5 | 2012AG2AFS91T16885518SP | FROM->TO | HEREFORD INTERCHANGE - NORTHEAST HEREFORD INTERCHANGE 115KV CKT 1 | E | SPS | SPS | SPS-CLHF | SPS-CLHF | 0 | 524606 | HEREFORD 3115.00 | 524567 | NE_HEREFORD3115.00 | 0 |  | 1 | 18SP | 87 | 95.7 | 0 | 96 | 95.9606 | 96 | [7 empty] | CATEGORYB | NONSINGLE | SPP-SWPS-T63 | 0 | 0 |  | 0 |  | 0 |  |  | Transfer Loading < 100% | [58 empty] | 2015-06-01
2012-AG2 | AFS9 |  | FDNS |  | FDNS |  | 5 | 5 | 2012AG2AFS91T3555523SP | FROM->TO | HITCHLAND INTERCHANGE - TEXAS COUNTY INTERCHANGE 115KV CKT 1 | E | SPS | SPS | SPS-OKLA | SPS-OKLA | 0 | 523093 | HITCHLAND 3115.00 | 523090 | TEXAS_CNTY 3115.00 | 0 |  | 1 | 23SP | 160 | 160 | 0 | 95.6 | 95.61 | 95.7 | [7 empty] | CATEGORYB | SINGLE | HITCHLAND INTERCHANGE - TEXAS COUNTY INTERCHANGE 115KV CKT 2 | 0 | 523090 | TEXAS_CNTY 3115.00 | 523093 | HITCHLAND 3115.00 | 0 |  | 2 | Transfer Loading < 100% | [58 empty] | 2015-06-01
2012-AG2 | AFS9 |  | FDNS |  | FDNS |  | 5 | 5 | 2012AG2AFS91T11185518SP | FROM->TO | HITCHLAND INTERCHANGE (H TP80148301) 230/115/13.2KV TRANSFORMER CKT 1 | E | SPS | SPS | SPS-OKLA | SPS-OKLA | 1 | 523095 | HITCHLAND 6230.00 | 523093 | HITCHLAND 3115.00 | 523092 | HITCHLD_TR1113.200 | 1 | 18SP | 250 | 288 | 0 | 95.2 | 95.2383 | 95.2 | [7 empty] | CATEGORYB | SINGLE | OCHILTREE (H TP80219401) 230/115/13.2KV TRANSFORMER CKT 1 | 1 | 523154 | OCHILTREE 3115.00 | 523155 | OCHILTREE 6230.00 | 523151 | OCHLTRE_TR1113.200 | 1 | Transfer Loading < 100% | [58 empty] | 2015-06-01
2012-AG2 | AFS9 |  | FDNS |  | FDNS |  | 5 | 0 | 2012AG2AFS91T3405023SP | FROM->TO | HITCHLAND INTERCHANGE (H TP80148301) 230/115/13.2KV TRANSFORMER CKT 1 | E | SPS | SPS | SPS-OKLA | SPS-OKLA | 1 | 523095 | HITCHLAND 6230.00 | 523093 | HITCHLAND 3115.00 | 523092 | HITCHLD_TR1113.200 | 1 | 23SP | 250 | 250 | 0 | 100.5 | 100.5226 | 99.8 | [7 empty] | CATEGORYB | SINGLE | CHAN/TASCOS6230.00 - POTTER COUNTY INTERCHANGE 230KV CKT 1 | 0 | 523869 | CHAN/TASCOS6230.00 | 523959 | POTTER_CO 6230.00 | 0 |  | 1 | Transfer Loading < 100% | [58 empty] | 2015-06-01
2012-AG2 | AFS9 |  |  |  | FDNS |  | 5 | 0 | 2012AG2AFS91T22035023SP | FROM->TO | HITCHLAND INTERCHANGE (H TP80148301) 230/115/13.2KV TRANSFORMER CKT 1 | E | SPS | SPS | SPS-OKLA | SPS-OKLA | 1 | 523095 | HITCHLAND 6230.00 | 523093 | HITCHLAND 3115.00 | 523092 | HITCHLD_TR1113.200 | 1 | 23SP | 250 | 250 | 0 |  | 98.8986 | 98.7 | [7 empty] | CATEGORYB | NONSINGLE | SPPMGN 92 | 0 | 0 |  | 0 |  | 0 |  |  | Transfer Loading < 100%
2012-AG2 | AFS9 |  |  |  | FDNS |  | 5 | 0 | 2012AG2AFS91T22055023SP | FROM->TO | HITCHLAND INTERCHANGE (H TP80148301) 230/115/13.2KV TRANSFORMER CKT 1 | E | SPS | SPS | SPS-OKLA | SPS-OKLA | 1 | 523095 | HITCHLAND 6230.00 | 523093 | HITCHLAND 3115.00 | 523092 | HITCHLD_TR1113.200 | 1 | 23SP | 250 | 250 | 0 |  | 98.8981 | 98.7 | [7 empty] | CATEGORYB | NONSINGLE | SPPMGN 93 | 0 | 0 |  | 0 |  | 0 |  |  | Transfer Loading < 100%
2012-AG2 | AFS9 |  |  |  | FDNS |  | 5 | 5 | 2012AG2AFS91T23065523SP | FROM->TO | HITCHLAND INTERCHANGE (H TP80148301) 230/115/13.2KV TRANSFORMER CKT 1 | E | SPS | SPS | SPS-OKLA | SPS-OKLA | 1 | 523095 | HITCHLAND 6230.00 | 523093 | HITCHLAND 3115.00 | 523092 | HITCHLD_TR1113.200 | 1 | 23SP | 250 | 250 | 0 |  | 97.4463 | 98.4 | [7 empty] | CATEGORYB | NONSINGLE | SPPMGN 90 | 0 | 0 |  | 0 |  | 0 |  |  | Transfer Loading < 100%
2012-AG2 | AFS9 |  |  |  | FDNS |  | 5 | 0 | 2012AG2AFS91T21995023SP | FROM->TO | HITCHLAND INTERCHANGE (H TP80148301) 230/115/13.2KV TRANSFORMER CKT 1 | E | SPS | SPS | SPS-OKLA | SPS-OKLA | 1 | 523095 | HITCHLAND 6230.00 | 523093 | HITCHLAND 3115.00 | 523092 | HITCHLD_TR1113.200 | 1 | 23SP | 250 | 250 | 0 |  | 98.7507 | 98.2 | [7 empty] | CATEGORYB | NONSINGLE | SPPMGN 87 | 0 | 0 |  | 0 |  | 0 |  |  | Transfer Loading < 100%
2012-AG2 | AFS9 |  |  |  | FDNS |  | 5 | 0 | 2012AG2AFS91T22065023SP | FROM->TO | HITCHLAND INTERCHANGE (H TP80148301) 230/115/13.2KV TRANSFORMER CKT 1 | E | SPS | SPS | SPS-OKLA | SPS-OKLA | 1 | 523095 | HITCHLAND 6230.00 | 523093 | HITCHLAND 3115.00 | 523092 | HITCHLD_TR1113.200 | 1 | 23SP | 250 | 250 | 0 |  | -999 | 96.7 | [7 empty] | CATEGORYB | NONSINGLE | SPPMGN 106 | 0 | 0 |  | 0 |  | 0 |  |  | Transfer Loading < 100%
2012-AG2 | AFS9 |  |  |  | FDNS |  | 5 | 0 | 2012AG2AFS91T22025023SP | FROM->TO | HITCHLAND INTERCHANGE (H TP80148301) 230/115/13.2KV TRANSFORMER CKT 1 | E | SPS | SPS | SPS-OKLA | SPS-OKLA | 2 | 523095 | HITCHLAND 6230.00 | 523093 | HITCHLAND 3115.00 | 523092 | HITCHLD_TR1113.200 | 1 | 23SP | 250 | 250 | 0 |  | 96.6982 | 96.5 | [7 empty] | CATEGORYB | NONSINGLE | SPPMGN 92 | 0 | 0 |  | 0 |  | 0 |  |  | Transfer Loading < 100%
2012-AG2 | AFS9 |  |  |  | FDNS |  | 5 | 0 | 2012AG2AFS91T22045023SP | FROM->TO | HITCHLAND INTERCHANGE (H TP80148301) 230/115/13.2KV TRANSFORMER CKT 1 | E | SPS | SPS | SPS-OKLA | SPS-OKLA | 2 | 523095 | HITCHLAND 6230.00 | 523093 | HITCHLAND 3115.00 | 523092 | HITCHLD_TR1113.200 | 1 | 23SP | 250 | 250 | 0 |  | 96.6978 | 96.5 | [7 empty] | CATEGORYB | NONSINGLE | SPPMGN 93 | 0 | 0 |  | 0 |  | 0 |  |  | Transfer Loading < 100%
2012-AG2 | AFS9 |  |  |  | FDNS |  | 5 | 0 | 2012AG2AFS91T21985023SP | FROM->TO | HITCHLAND INTERCHANGE (H TP80148301) 230/115/13.2KV TRANSFORMER CKT 1 | E | SPS | SPS | SPS-OKLA | SPS-OKLA | 2 | 523095 | HITCHLAND 6230.00 | 523093 | HITCHLAND 3115.00 | 523092 | HITCHLD_TR1113.200 | 1 | 23SP | 250 | 250 | 0 |  | 96.5576 | 96.1 | [7 empty] | CATEGORYB | NONSINGLE | SPPMGN 87 | 0 | 0 |  | 0 |  | 0 |  |  | Transfer Loading < 100%
2012-AG2 | AFS9 |  |  |  | FDNS |  | 5 | 5 | 2012AG2AFS91T23055523SP | FROM->TO | HITCHLAND INTERCHANGE (H TP80148301) 230/115/13.2KV TRANSFORMER CKT 1 | E | SPS | SPS | SPS-OKLA | SPS-OKLA | 2 | 523095 | HITCHLAND 6230.00 | 523093 | HITCHLAND 3115.00 | 523092 | HITCHLD_TR1113.200 | 1 | 23SP | 250 | 250 | 0 |  | 95.0132 | 96 | [7 empty] | CATEGORYB | NONSINGLE | SPPMGN 90 | 0 | 0 |  | 0 |  | 0 |  |  | Transfer Loading < 100%
2012-AG2 | AFS9 |  | FDNS |  | FDNS |  | 5 | 0 | 2012AG2AFS91T365023SP | FROM->TO | HITCHLAND INTERCHANGE (H TP80148301) 230/115/13.2KV TRANSFORMER CKT 1 | E | SPS | SPS | SPS-OKLA | SPS-OKLA | 1 | 523095 | HITCHLAND 6230.00 | 523093 | HITCHLAND 3115.00 | 523092 | HITCHLD_TR1113.200 | 1 | 23SP | 250 | 250 | 0 | 95.9 | 95.9413 | 95.2 | [7 empty] | CATEGORYA | BASECASE | BASE CASE | 0 | 0 |  | 0 |  | 0 |  |  | Transfer Loading < 100% | [58 empty] | 2015-06-01
2012-AG2 | AFS9 |  |  |  | FDNS |  | 5 | 0 | 2012AG2AFS91T965014WP | FROM->TO | IATAN - STRANGER CREEK 345KV CKT 1 | E | KCPL | WERE | KACP | NEAST | 0 | 542982 | IATAN 7 345.00 | 532772 | STRANGR7 345.00 | 0 |  | 1 | 14WP | 1195 | 1195 | 0 |  | 84.894 | 96.6 | [7 empty] | CATEGORYB | SINGLE | EASTOWN7 345.00 - IATAN 345KV CKT 1 | 0 | 541400 | EASTOWN7 345.00 | 542982 | IATAN 7 345.00 | 0 |  | 1 | Transfer Loading < 100%
2012-AG2 | AFS9 |  | FDNS |  | FDNS |  | 5 | 5 | 2012AG2AFS91T5235523SP | FROM->TO | LEEDS - WINCHESTER JUNCTION NORTH 161KV CKT 1 | E | KCPL | KCPL | METRO | METRO | 0 | 542997 | LEEDS 5 161.00 | 543009 | WINJT N5 161.00 | 0 |  | 1 | 23SP | 224 | 224 | 0 | 98.5 | 98.5058 | 98.1 | [7 empty] | CATEGORYB | SINGLE | BLUE SPRINGS EAST - BLUE SPRINGS WEST 161KV CKT 1 | 0 | 541205 | BLSPE 5 161.00 | 541237 | BLSPW 5 161.00 | 0 |  | 1 | Transfer Loading < 100%
2012-AG2 | AFS9 |  | FDNS |  | FDNS |  | 5 | 0 | 2012AG2AFS91T1995023SP | FROM->TO | MAID - PRYOR FOUNDRY SOUTH 69KV CKT 1 | E | GRDA | GRDA | GRDA | GR-LIN | 0 | 512626 | MAID 2 69.000 | 512681 | AMERCAST S2 69.000 | 0 |  | 1 | 23SP | 87 | 104 | 0 | 95.1 | 95.1001 | 95.2 | [7 empty] | CATEGORYB | SINGLE | MAID - REDDEN 69KV CKT 1 | 0 | 512626 | MAID 2 69.000 | 512698 | REDDEN 2 69.000 | 0 |  | 1 | Transfer Loading < 100%
2012-AG2 | AFS9 |  |  |  | FDNS |  | 5 | 5 | 2012AG2AFS91T1895518WP | TO->FROM | MEDICINE LODGE - SUN CITY 115KV CKT 1 | E | SUNC | SUNC | GREAT PL | GREAT PL | 0 | 539697 | SUNCITY3 115.00 | 539673 | MED-LDG3 115.00 | 0 |  | 1 | 18WP | 120.7 | 129.5 | 0 |  | 94.8034 | 99.2 | [7 empty] | CATEGORYB | SINGLE | NORTH JUDSON LARGE SUB - SPEARVILLE 115KV CKT 1 | 0 | 539694 | SPEARVL3 115.00 | 539771 | NFTDODG3 115.00 | 0 |  | 1 | Transfer Loading < 100% | [58 empty] | 2012-06-01
2012-AG2 | AFS9 |  |  |  | FDNS |  | 5 | 5 | 2012AG2AFS91T5575518WP | TO->FROM | MEDICINE LODGE - SUN CITY 115KV CKT 1 | E | SUNC | SUNC | GREAT PL | GREAT PL | 0 | 539697 | SUNCITY3 115.00 | 539673 | MED-LDG3 115.00 | 0 |  | 1 | 18WP | 120.7 | 129.5 | 0 |  | 93.559 | 97.8 | [7 empty] | CATEGORYB | SINGLE | SPEARVILLE (SPEARVL6) 230/115/13.8KV TRANSFORMER CKT 1 | 1 | 539694 | SPEARVL3 115.00 | 539695 | SPEARVL6 230.00 | 539935 | SPERVLTT 13.800 | 1 | Transfer Loading < 100% | [58 empty] | 2012-06-01
2012-AG2 | AFS9 |  |  |  | FDNS |  | 5 | 5 | 2012AG2AFS91T2515523WP | TO->FROM | MEDICINE LODGE - SUN CITY 115KV CKT 1 | E | SUNC | SUNC | GREAT PL | GREAT PL | 0 | 539697 | SUNCITY3 115.00 | 539673 | MED-LDG3 115.00 | 0 |  | 1 | 23WP | 120.7 | 129.5 | 0 |  | 93.3777 | 96 | [7 empty] | CATEGORYB | SINGLE | NORTH JUDSON LARGE SUB - SPEARVILLE 115KV CKT 1 | 0 | 539694 | SPEARVL3 115.00 | 539771 | NFTDODG3 115.00 | 0 |  | 1 | Transfer Loading < 100% | [58 empty] | 2012-06-01
2012-AG2 | AFS9 |  | FDNS |  | FDNS |  | 5 | 0 | 2012AG2AFS91T2255018SP | FROM->TO | MURPHY SUB - South Plains REC-Frankford Sub 115KV CKT 1 | E | SPS | SPS | SPS-CNPL | SPS-CNPL | 0 | 526192 | MURPHY 3115.00 | 526199 | SP-FRANKFRD3115.00 | 0 |  | 1 | 18SP | 120 | 120 | 0 | 96.1 | 96.0601 | 96.1 | [7 empty] | CATEGORYB | SINGLE | ALLEN SUB - LUBBOCK SOUTH INTERCHANGE 115KV CKT 1 | 0 | 526213 | ALLEN 3115.00 | 526268 | LUBBCK_STH 3115.00 | 0 |  | 1 | Transfer Loading < 100% | [58 empty] | 2015-06-01
2012-AG2 | AFS9 | SWINGBUS | FDNS |  | FDNS |  | 5 | 5 | 2012AG2AFS91T445523WP | FROM->TO | MURRAY HYDRO - NORTH LITTLE ROCK (LEVY II) 115/6.9KV TRANSFORMER CKT 1 | E | NLR | EES-EAI |  | NYPA E | 0 | 338482 | 1M.HYD U1 6.9000 | 337935 | 3MURRAY HYD!115.00 | 0 |  | 1 | 23WP | 50 | 50 | 0 | 95.8 | 95.8053 | 95.8 | [7 empty] | CATEGORYA | BASECASE | BASE CASE | 0 | 0 |  | 0 |  | 0 |  |  | Transfer Loading < 100%
2012-AG2 | AFS9 | SWINGBUS | FDNS |  | FDNS |  | 5 | 0 | 2012AG2AFS91T395023WP | FROM->TO | MURRAY HYDRO - NORTH LITTLE ROCK (LEVY II) 115/6.9KV TRANSFORMER CKT 1 | E | NLR | EES-EAI |  | NYPA E | 0 | 338482 | 1M.HYD U1 6.9000 | 337935 | 3MURRAY HYD!115.00 | 0 |  | 1 | 23WP | 50 | 50 | 0 | 95.6 | 95.6215 | 95.6 | [7 empty] | CATEGORYA | BASECASE | BASE CASE | 0 | 0 |  | 0 |  | 0 |  |  | Transfer Loading < 100%
2012-AG2 | AFS9 |  |  |  | FDNS |  | 5 | 5 | 2012AG2AFS91T2835523SP | TO->FROM | MUSKOGEE - MUSKOGEE PORT 161KV CKT 1 | E | OKGE | OKGE | MUSKOGEE | MUSKOGEE | 0 | 515232 | MSKPTAP5 161.00 | 515222 | MUSKOGE5 161.00 | 0 |  | 1 | 23SP | 223 | 223 | 0 |  | 94.8719 | 96 | [7 empty] | CATEGORYB | SINGLE | 5 TRIBES - PECAN CREEK 161KV CKT 1 | 0 | 515228 | 5TRIBES5 161.00 | 515234 | PECANCK5 161.00 | 0 |  | 1 | Transfer Loading < 100%
2012-AG2 | AFS9 |  |  |  | FDNS |  | 5 | 5 | 2012AG2AFS91T2845523SP | TO->FROM | MUSKOGEE - MUSKOGEE PORT 161KV CKT 1 | E | OKGE | OKGE | MUSKOGEE | MUSKOGEE | 0 | 515232 | MSKPTAP5 161.00 | 515222 | MUSKOGE5 161.00 | 0 |  | 1 | 23SP | 223 | 223 | 0 |  | 93.9514 | 95.2 | [7 empty] | CATEGORYB | SINGLE | 5 TRIBES - HANCOCK 161KV CKT 1 | 0 | 515228 | 5TRIBES5 161.00 | 515250 | HANCOK-5 161.00 | 0 |  | 1 | Transfer Loading < 100%
2012-AG2 | AFS9 |  |  |  | FDNS |  | 5 | 5 | 2012AG2AFS91T2765518SP | FROM->TO | MUSTANG STATION - YOAKUM COUNTY INTERCHANGE 230KV CKT 1 | E | SPS | SPS | SPS-YOGS | SPS-YOGS | 0 | 527149 | MUSTANG 6230.00 | 526935 | YOAKUM 6230.00 | 0 |  | 1 | 18SP | 319 | 351 | 0 |  | 94.1736 | 99.4 | [7 empty] | CATEGORYB | SINGLE | AMOCO WASSON SWITCHING STATION - MUSTANG STATION 230KV CKT 1 | 0 | 526784 | AMOCOWASSON6230.00 | 527149 | MUSTANG 6230.00 | 0 |  | 1 | Transfer Loading < 100%
2012-AG2 | AFS9 |  |  |  | FDNS |  | 5 | 5 | 2012AG2AFS91T3735523SP | FROM->TO | MUSTANG STATION - YOAKUM COUNTY INTERCHANGE 230KV CKT 1 | E | SPS | SPS | SPS-YOGS | SPS-YOGS | 0 | 527149 | MUSTANG 6230.00 | 526935 | YOAKUM 6230.00 | 0 |  | 1 | 23SP | 319 | 351 | 0 |  | 91.1954 | 96.9 | [7 empty] | CATEGORYB | SINGLE | AMOCO WASSON SWITCHING STATION - MUSTANG STATION 230KV CKT 1 | 0 | 526784 | AMOCOWASSON6230.00 | 527149 | MUSTANG 6230.00 | 0 |  | 1 | Transfer Loading < 100%
2012-AG2 | AFS9 |  |  |  | FDNS |  | 5 | 5 | 2012AG2AFS91T3955518SP | FROM->TO | NORTH JUDSON LARGE SUB - SPEARVILLE 115KV CKT 1 | E | SUNC | SUNC | GREAT PL | GREAT PL | 0 | 539771 | NFTDODG3 115.00 | 539694 | SPEARVL3 115.00 | 0 |  | 1 | 18SP | 165.1 | 177.7 | 0 |  | 90.9856 | 97.1 | [7 empty] | CATEGORYB | SINGLE | GREENSBURG - SSTARTP3 115.00 115KV CKT 1 | 0 | 539664 | GRNBURG3 115.00 | 539763 | SSTARTP3 115.00 | 0 |  | 1 | Transfer Loading < 100%
2012-AG2 | AFS9 | SWINGBUS | FDNS |  | FDNS |  | 5 | 0 | 2012AG2AFS91T555014SP | FROM->TO | OAHE 115/13.8KV TRANSFORMER CKT 1 | E | WAPA | WAPA | WAPA_1603 | WAPA_1603 | 0 | 652559 | OAHE 1G 13.800 | 652520 | OAHE 7 115.00 | 0 |  | 1 | 14SP | 103 | 129 | 0 | 97.8 | 97.8307 | 97.8 | [7 empty] | CATEGORYA | BASECASE | BASE CASE | 0 | 0 |  | 0 |  | 0 |  |  | Transfer Loading < 100% | [58 empty] | 2012-06-01
2012-AG2 | AFS9 | SWINGBUS | FDNS |  | FDNS |  | 5 | 5 | 2012AG2AFS91T595514SP | FROM->TO | OAHE 115/13.8KV TRANSFORMER CKT 1 | E | WAPA | WAPA | WAPA_1603 | WAPA_1603 | 0 | 652559 | OAHE 1G 13.800 | 652520 | OAHE 7 115.00 | 0 |  | 1 | 14SP | 103 | 129 | 0 | 95 | 95.0356 | 95.1 | [7 empty] | CATEGORYA | BASECASE | BASE CASE | 0 | 0 |  | 0 |  | 0 |  |  | Transfer Loading < 100% | [58 empty] | 2012-06-01
2012-AG2 | AFS9 | SWINGBUS | FDNS |  | FDNS |  | 5 | 5 | 2012AG2AFS91T485523WP | FROM->TO | OAHE 115/13.8KV TRANSFORMER CKT 1 | E | WAPA | WAPA | WAPA_1603 | WAPA_1603 | 0 | 652559 | OAHE 1G 13.800 | 652520 | OAHE 7 115.00 | 0 |  | 1 | 23WP | 103 | 129 | 0 | 98.8 | 98.8163 | 98.8 | [7 empty] | CATEGORYA | BASECASE | BASE CASE | 0 | 0 |  | 0 |  | 0 |  |  | Transfer Loading < 100% | [58 empty] | 2012-06-01
2012-AG2 | AFS9 | SWINGBUS | FDNS |  | FDNS |  | 5 | 0 | 2012AG2AFS91T475023WP | FROM->TO | OAHE 115/13.8KV TRANSFORMER CKT 1 | E | WAPA | WAPA | WAPA_1603 | WAPA_1603 | 0 | 652559 | OAHE 1G 13.800 | 652520 | OAHE 7 115.00 | 0 |  | 1 | 23WP | 103 | 129 | 0 | 97.5 | 97.5387 | 97.6 | [7 empty] | CATEGORYA | BASECASE | BASE CASE | 0 | 0 |  | 0 |  | 0 |  |  | Transfer Loading < 100% | [58 empty] | 2012-06-01
2012-AG2 | AFS9 |  |  |  | FDNS |  | 5 | 5 | 2012AG2AFS91T17095514SP | TO->FROM | REDEL - STILWELL 161KV CKT 1 | E | KCPL | KCPL | JOCO | JOCO | 0 | 542969 | STILWEL5 161.00 | 543053 | REDEL 5 161.00 | 0 |  | 1 | 14SP | 293 | 334 | 0 |  | 91.1566 | 96.4 | [7 empty] | CATEGORYB | NONSINGLE | SPP-MIPU-03 | 0 | 0 |  | 0 |  | 0 |  |  | Transfer Loading < 100% | [58 empty] | 2012-06-01
2012-AG2 | AFS9 |  |  |  | FDNS |  | 5 | 5 | 2012AG2AFS91T4965514SP | TO->FROM | REDEL - STILWELL 161KV CKT 1 | E | KCPL | KCPL | JOCO | JOCO | 0 | 542969 | STILWEL5 161.00 | 543053 | REDEL 5 161.00 | 0 |  | 1 | 14SP | 293 | 334 | 0 |  | 90.3826 | 95.6 | [7 empty] | CATEGORYB | SINGLE | BELTON SOUTH - PECULIAR 161KV CKT 1 | 0 | 541340 | BELTONS5 161.00 | 541342 | PECULR 5 161.00 | 0 |  | 1 | Transfer Loading < 100% | [58 empty] | 2012-06-01
2012-AG2 | AFS9 |  | FDNS |  | FDNS |  | 5 | 0 | 2012AG2AFS91T12715023SP | TO->FROM | S WAGONER - UNARCO 69KV CKT 1 | E | GRDA | AECI | GRDA-MUN | KAMO-OK | 0 | 512828 | UNARCO 2 69.000 | 300970 | 2SWAGONR 69.000 | 0 |  | 1 | 23SP | 87 | 87 | 0 | 98.9 | 98.9404 | 98.9 | [7 empty] | CATEGORYB | SINGLE | WAGONER (WAGAUTO1) 161/69/13.8KV TRANSFORMER CKT 1 | 1 | 512697 | WAGNOR 2 69.000 | 512700 | WAGNOR 5 161.00 | 512818 | WAGNOR 13.800 | 1 | Transfer Loading < 100%
2012-AG2 | AFS9 |  | FDNS |  | FDNS |  | 5 | 0 | 2012AG2AFS91T3095023SP | TO->FROM | SEABOARD SUB - TRI COUNTY REC-TEXAS COUNTY INTERCHANGE 69KV CKT 1 | E | SPS | SPS | SPS-OKLA | SPS-OKLA | 0 | 523089 | TC-TXCOUNTY269.000 | 523072 | TC-SEABOARD269.000 | 0 |  | 1 | 23SP | 88 | 97 | 0 | 99.8 | 99.8423 | 99.6 | [7 empty] | CATEGORYB | SINGLE | GUYMON NORTH SUB - THOMPSON SUB 69KV CKT 1 | 0 | 523065 | TC-THOMPSON269.000 | 523079 | TC-GUYMON_N269.000 | 0 |  | 1 | Transfer Loading < 100%
2012-AG2 | AFS9 | SWINGBUS | FDNS |  | FDNS |  | 5 | 0 | 2012AG2AFS91T10575014SP | FROM->TO | SHELDON 115/13.8KV TRANSFORMER CKT 1 | E | NPPD | NPPD | NPPD_686 | NPPD_686 | 0 | 640020 | SHELDN2G 13.800 | 640278 | SHELDON7 115.00 | 0 |  | 1 | 14SP | 140 | 140 | 140 | 96 | 96.0141 | 95.7 | [7 empty] | CATEGORYB | SINGLE | KEYSTONE - SIDNEY 345KV CKT 1 | 0 | 640252 | KEYSTON3 345.00 | 659133 | SIDNEY 3 345.00 | 0 |  | 1 | Transfer Loading < 100% | [58 empty] | 2012-06-01
2012-AG2 | AFS9 | SWINGBUS | FDNS |  | FDNS |  | 5 | 0 | 2012AG2AFS91T10705018SP | FROM->TO | SHELDON 115/13.8KV TRANSFORMER CKT 1 | E | NPPD | NPPD | NPPD_686 | NPPD_686 | 0 | 640020 | SHELDN2G 13.800 | 640278 | SHELDON7 115.00 | 0 |  | 1 | 18SP | 140 | 140 | 140 | 96.4 | 96.4339 | 96.4 | [7 empty] | CATEGORYB | SINGLE | KEYSTONE - SIDNEY 345KV CKT 1 | 0 | 640252 | KEYSTON3 345.00 | 659133 | SIDNEY 3 345.00 | 0 |  | 1 | Transfer Loading < 100% | [58 empty] | 2012-06-01
2012-AG2 | AFS9 | SWINGBUS | FDNS |  | FDNS |  | 5 | 5 | 2012AG2AFS91T11745523SP | FROM->TO | SHELDON 115/13.8KV TRANSFORMER CKT 1 | E | NPPD | NPPD | NPPD_686 | NPPD_686 | 0 | 640020 | SHELDN2G 13.800 | 640278 | SHELDON7 115.00 | 0 |  | 1 | 23SP | 140 | 140 | 140 | 97.3 | 97.3233 | 97.4 | [7 empty] | CATEGORYB | SINGLE | STEGALL - WAYSIDE 230KV CKT 1 | 0 | 640404 | WAYSIDE4 230.00 | 652573 | STEGALL4 230.00 | 0 |  | 1 | Transfer Loading < 100% | [58 empty] | 2012-06-01
2012-AG2 | AFS9 | SWINGBUS | FDNS |  | FDNS |  | 5 | 0 | 2012AG2AFS91T15195023SP | FROM->TO | SHELDON 115/13.8KV TRANSFORMER CKT 1 | E | NPPD | NPPD | NPPD_686 | NPPD_686 | 0 | 640020 | SHELDN2G 13.800 | 640278 | SHELDON7 115.00 | 0 |  | 1 | 23SP | 140 | 140 | 140 | 96.3 | 96.3439 | 96.9 | [7 empty] | CATEGORYB | SINGLE | KEYSTONE - SIDNEY 345KV CKT 1 | 0 | 640252 | KEYSTON3 345.00 | 659133 | SIDNEY 3 345.00 | 0 |  | 1 | Transfer Loading < 100% | [58 empty] | 2012-06-01
2012-AG2 | AFS9 | SWINGBUS | FDNS |  | FDNS |  | 5 | 5 | 2012AG2AFS91T17125523SP | FROM->TO | SHELDON 115/13.8KV TRANSFORMER CKT 1 | E | NPPD | NPPD | NPPD_686 | NPPD_686 | 0 | 640020 | SHELDN2G 13.800 | 640278 | SHELDON7 115.00 | 0 |  | 1 | 23SP | 140 | 140 | 140 | 95.8 | 95.7755 | 95.8 | [7 empty] | CATEGORYB | SINGLE | KEYSTONE - SIDNEY 345KV CKT 1 | 0 | 640252 | KEYSTON3 345.00 | 659133 | SIDNEY 3 345.00 | 0 |  | 1 | Transfer Loading < 100% | [58 empty] | 2012-06-01
2012-AG2 | AFS9 | SWINGBUS | FDNS |  | FDNS |  | 5 | 5 | 2012AG2AFS91T5675523SP | FROM->TO | SHELDON 115/13.8KV TRANSFORMER CKT 1 | E | NPPD | NPPD | NPPD_686 | NPPD_686 | 0 | 640020 | SHELDN2G 13.800 | 640278 | SHELDON7 115.00 | 0 |  | 1 | 23SP | 140 | 140 | 140 | 95.6 | 95.5635 | 95.6 | [7 empty] | CATEGORYB | SINGLE | AINSWORTH - AINSWORTH 115KV CKT 1 | 0 | 640050 | AINSWND7 115.00 | 640051 | AINSWRT7 115.00 | 0 |  | 1 | Transfer Loading < 100% | [58 empty] | 2012-06-01
2012-AG2 | AFS9 | SWINGBUS | FDNS |  | FDNS |  | 5 | 0 | 2012AG2AFS91T5435023WP | FROM->TO | SHELDON 115/13.8KV TRANSFORMER CKT 1 | E | NPPD | NPPD | NPPD_686 | NPPD_686 | 0 | 640020 | SHELDN2G 13.800 | 640278 | SHELDON7 115.00 | 0 |  | 1 | 23WP | 140 | 140 | 140 | 96.8 | 96.7801 | 96.8 | [7 empty] | CATEGORYB | SINGLE | STEGALL - WAYSIDE 230KV CKT 1 | 0 | 640404 | WAYSIDE4 230.00 | 652573 | STEGALL4 230.00 | 0 |  | 1 | Transfer Loading < 100% | [58 empty] | 2012-06-01
2012-AG2 | AFS9 | SWINGBUS | FDNS |  | FDNS |  | 5 | 0 | 2012AG2AFS91T8055023WP | FROM->TO | SHELDON 115/13.8KV TRANSFORMER CKT 1 | E | NPPD | NPPD | NPPD_686 | NPPD_686 | 0 | 640020 | SHELDN2G 13.800 | 640278 | SHELDON7 115.00 | 0 |  | 1 | 23WP | 140 | 140 | 140 | 96.1 | 96.0828 | 96.6 | [7 empty] | CATEGORYB | SINGLE | KEYSTONE - SIDNEY 345KV CKT 1 | 0 | 640252 | KEYSTON3 345.00 | 659133 | SIDNEY 3 345.00 | 0 |  | 1 | Transfer Loading < 100% | [58 empty] | 2012-06-01
2012-AG2 | AFS9 |  | FDNS |  | FDNS |  | 5 | 5 | 2012AG2AFS91T5165523SP | FROM->TO | SPEARVILLE (SPEARVL) 345/230/13.8KV TRANSFORMER CKT 1 | E | SUNC | SUNC | SEPC | GREAT PL | 2 | 539695 | SPEARVL6 230.00 | 531469 | SPERVIL7 345.00 | 531468 | SPERTER1 13.800 | 1 | 23SP | 336 | 336 | 336 | 95.8 | 95.8012 | 97.9 | [7 empty] | CATEGORYB | SINGLE | MULLERGREN - SPEARVILLE 230KV CKT 1 | 0 | 539679 | GRTBEND6 230.00 | 539695 | SPEARVL6 230.00 | 0 |  | 1 | Transfer Loading < 100%
2012-AG2 | AFS9 | SWINGBUS | FDNS |  | FDNS |  | 5 | 5 | 2012AG2AFS91T5875523SP | FROM->TO | SUB 1211 161/20.0KV TRANSFORMER CKT 1 | E | OPPD | OPPD | OPPD_691 | OPPD_691 | 0 | 645025 | N OMA 5G 20.000 | 646211 | S1211 5 161.00 | 0 |  | 1 | 23SP | 250 | 250 | 250 | 98.1 | 98.1064 | 98.1 | [7 empty] | CATEGORYB | SINGLE | SUB 3455 - SUB 3740 345KV CKT 1 | 0 | 645455 | S3455 3 345.00 | 645740 | S3740 3 345.00 | 0 |  | 1 | Transfer Loading < 100%
2012-AG2 | AFS9 | SWINGBUS | FDNS |  | FDNS |  | 5 | 0 | 2012AG2AFS91T4475023SP | FROM->TO | SUB 1211 161/20.0KV TRANSFORMER CKT 1 | E | OPPD | OPPD | OPPD_691 | OPPD_691 | 0 | 645025 | N OMA 5G 20.000 | 646211 | S1211 5 161.00 | 0 |  | 1 | 23SP | 250 | 250 | 250 | 97.5 | 97.4943 | 97.4 | [7 empty] | CATEGORYB | SINGLE | SUB 3455 - SUB 3740 345KV CKT 1 | 0 | 645455 | S3455 3 345.00 | 645740 | S3740 3 345.00 | 0 |  | 1 | Transfer Loading < 100%
2012-AG2 | AFS9 | SWINGBUS |  |  | FDNS |  | 5 | 5 | 2012AG2AFS91T21285523SP | FROM->TO | SUB 1211 161/20.0KV TRANSFORMER CKT 1 | E | OPPD | OPPD | OPPD_691 | OPPD_691 | 0 | 645025 | N OMA 5G 20.000 | 646211 | S1211 5 161.00 | 0 |  | 1 | 23SP | 250 | 250 | 250 |  | 94.2347 | 96.6 | [7 empty] | CATEGORYB | SINGLE | NF | 0 | 0 | NF | 0 | NF | 0 |  |  | Transfer Loading < 100%
2012-AG2 | AFS9 | SWINGBUS | FDNS |  | FDNS |  | 5 | 5 | 2012AG2AFS91T17315523SP | FROM->TO | SUB 1211 161/20.0KV TRANSFORMER CKT 1 | E | OPPD | OPPD | OPPD_691 | OPPD_691 | 0 | 645025 | N OMA 5G 20.000 | 646211 | S1211 5 161.00 | 0 |  | 1 | 23SP | 250 | 250 | 250 | 96.6 | 96.5827 | 96.6 | [7 empty] | CATEGORYB | SINGLE | SUB 3456 (S3456 T4) 345/161/13.8KV TRANSFORMER CKT 1 | 1 | 645456 | S3456 3 345.00 | 646206 | S1206 5 161.00 | 648256 | S3456T49 13.800 | 1 | Transfer Loading < 100%
2012-AG2 | AFS9 | SWINGBUS |  |  | FDNS |  | 5 | 5 | 2012AG2AFS91T21285523SP | FROM->TO | SUB 1211 161/20.0KV TRANSFORMER CKT 1 | E | OPPD | OPPD | OPPD_691 | OPPD_691 | 0 | 645025 | N OMA 5G 20.000 | 646211 | S1211 5 161.00 | 0 |  | 1 | 23SP | 250 | 250 | 250 |  | 94.2347 | 96.6 | [7 empty] | CATEGORYB | SINGLE | NF | 0 | 0 | NF | 0 | NF | 0 |  |  | Transfer Loading < 100%
2012-AG2 | AFS9 | SWINGBUS |  |  | FDNS |  | 5 | 5 | 2012AG2AFS91T21275523SP | FROM->TO | SUB 1211 161/20.0KV TRANSFORMER CKT 1 | E | OPPD | OPPD | OPPD_691 | OPPD_691 | 0 | 645025 | N OMA 5G 20.000 | 646211 | S1211 5 161.00 | 0 |  | 1 | 23SP | 250 | 250 | 250 |  | 94.2347 | 96.5 | [7 empty] | CATEGORYB | SINGLE | NF | 0 | 0 | NF | 0 | NF | 0 |  |  | Transfer Loading < 100%
2012-AG2 | AFS9 | SWINGBUS |  |  | FDNS |  | 5 | 5 | 2012AG2AFS91T21275523SP | FROM->TO | SUB 1211 161/20.0KV TRANSFORMER CKT 1 | E | OPPD | OPPD | OPPD_691 | OPPD_691 | 0 | 645025 | N OMA 5G 20.000 | 646211 | S1211 5 161.00 | 0 |  | 1 | 23SP | 250 | 250 | 250 |  | 94.2347 | 96.5 | [7 empty] | CATEGORYB | SINGLE | NF | 0 | 0 | NF | 0 | NF | 0 |  |  | Transfer Loading < 100%
2012-AG2 | AFS9 | SWINGBUS | FDNS |  | FDNS |  | 5 | 0 | 2012AG2AFS91T15385023SP | FROM->TO | SUB 1211 161/20.0KV TRANSFORMER CKT 1 | E | OPPD | OPPD | OPPD_691 | OPPD_691 | 0 | 645025 | N OMA 5G 20.000 | 646211 | S1211 5 161.00 | 0 |  | 1 | 23SP | 250 | 250 | 250 | 96.5 | 96.4634 | 96.4 | [7 empty] | CATEGORYB | SINGLE | SUB 3456 (S3456 T4) 345/161/13.8KV TRANSFORMER CKT 1 | 1 | 645456 | S3456 3 345.00 | 646206 | S1206 5 161.00 | 648256 | S3456T49 13.800 | 1 | Transfer Loading < 100%
2012-AG2 | AFS9 | SWINGBUS | FDNS |  | FDNS |  | 5 | 5 | 2012AG2AFS91T11725523SP | FROM->TO | SUB 1211 161/20.0KV TRANSFORMER CKT 1 | E | OPPD | OPPD | OPPD_691 | OPPD_691 | 0 | 645025 | N OMA 5G 20.000 | 646211 | S1211 5 161.00 | 0 |  | 1 | 23SP | 250 | 250 | 250 | 96.4 | 96.3615 | 96.4 | [7 empty] | CATEGORYB | SINGLE | ATCHSNT3 345.00 - BOONEVILLE 345KV CKT 1 | 0 | 635017 | ATCHSNT3 345.00 | 635630 | BOONVIL3 345.00 | 0 |  | 1 | Transfer Loading < 100%
2012-AG2 | AFS9 | SWINGBUS |  |  | FDNS |  | 5 | 0 | 2012AG2AFS91T19985023SP | FROM->TO | SUB 1211 161/20.0KV TRANSFORMER CKT 1 | E | OPPD | OPPD | OPPD_691 | OPPD_691 | 0 | 645025 | N OMA 5G 20.000 | 646211 | S1211 5 161.00 | 0 |  | 1 | 23SP | 250 | 250 | 250 |  | 94.0814 | 96.4 | [7 empty] | CATEGORYB | SINGLE | NF | 0 | 0 | NF | 0 | NF | 0 |  |  | Transfer Loading < 100%
2012-AG2 | AFS9 | SWINGBUS |  |  | FDNS |  | 5 | 0 | 2012AG2AFS91T19985023SP | FROM->TO | SUB 1211 161/20.0KV TRANSFORMER CKT 1 | E | OPPD | OPPD | OPPD_691 | OPPD_691 | 0 | 645025 | N OMA 5G 20.000 | 646211 | S1211 5 161.00 | 0 |  | 1 | 23SP | 250 | 250 | 250 |  | 94.0814 | 96.4 | [7 empty] | CATEGORYB | SINGLE | NF | 0 | 0 | NF | 0 | NF | 0 |  |  | Transfer Loading < 100%
2012-AG2 | AFS9 | SWINGBUS | FDNS |  | FDNS |  | 5 | 5 | 2012AG2AFS91T17035523SP | FROM->TO | SUB 1211 161/20.0KV TRANSFORMER CKT 1 | E | OPPD | OPPD | OPPD_691 | OPPD_691 | 0 | 645025 | N OMA 5G 20.000 | 646211 | S1211 5 161.00 | 0 |  | 1 | 23SP | 250 | 250 | 250 | 96.2 | 96.2333 | 96.3 | [7 empty] | CATEGORYB | SINGLE | ATCHSNT3 345.00 - COOPER 345KV CKT 1 | 0 | 640139 | COOPER 3 345.00 | 635017 | ATCHSNT3 345.00 | 0 |  | 1 | Transfer Loading < 100%
2012-AG2 | AFS9 | SWINGBUS |  |  | FDNS |  | 5 | 0 | 2012AG2AFS91T19975023SP | FROM->TO | SUB 1211 161/20.0KV TRANSFORMER CKT 1 | E | OPPD | OPPD | OPPD_691 | OPPD_691 | 0 | 645025 | N OMA 5G 20.000 | 646211 | S1211 5 161.00 | 0 |  | 1 | 23SP | 250 | 250 | 250 |  | 94.0814 | 96.3 | [7 empty] | CATEGORYB | SINGLE | NF | 0 | 0 | NF | 0 | NF | 0 |  |  | Transfer Loading < 100%
2012-AG2 | AFS9 | SWINGBUS |  |  | FDNS |  | 5 | 0 | 2012AG2AFS91T19975023SP | FROM->TO | SUB 1211 161/20.0KV TRANSFORMER CKT 1 | E | OPPD | OPPD | OPPD_691 | OPPD_691 | 0 | 645025 | N OMA 5G 20.000 | 646211 | S1211 5 161.00 | 0 |  | 1 | 23SP | 250 | 250 | 250 |  | 94.0814 | 96.3 | [7 empty] | CATEGORYB | SINGLE | NF | 0 | 0 | NF | 0 | NF | 0 |  |  | Transfer Loading < 100%
2012-AG2 | AFS9 | SWINGBUS | FDNS |  | FDNS |  | 5 | 0 | 2012AG2AFS91T4345023SP | FROM->TO | SUB 1211 161/20.0KV TRANSFORMER CKT 1 | E | OPPD | OPPD | OPPD_691 | OPPD_691 | 0 | 645025 | N OMA 5G 20.000 | 646211 | S1211 5 161.00 | 0 |  | 1 | 23SP | 250 | 250 | 250 | 95.9 | 95.8766 | 95.8 | [7 empty] | CATEGORYB | SINGLE | COOPER - MOORE 345KV CKT 1 | 0 | 640139 | COOPER 3 345.00 | 640277 | MOORE 3 345.00 | 0 |  | 1 | Transfer Loading < 100%
2012-AG2 | AFS9 | SWINGBUS | FDNS |  | FDNS |  | 5 | 5 | 2012AG2AFS91T17475523SP | FROM->TO | SUB 1211 161/20.0KV TRANSFORMER CKT 1 | E | OPPD | OPPD | OPPD_691 | OPPD_691 | 0 | 645025 | N OMA 5G 20.000 | 646211 | S1211 5 161.00 | 0 |  | 1 | 23SP | 250 | 250 | 250 | 95.8 | 95.7648 | 95.8 | [7 empty] | CATEGORYB | SINGLE | SUB 1214 (S1214 T1) 161/69/13.8KV TRANSFORMER CKT 1 | 1 | 646214 | S1214 5 161.00 | 647014 | S914A 8 69.000 | 648214 | S1214T19 13.800 | 1 | Transfer Loading < 100%
2012-AG2 | AFS9 | SWINGBUS | FDNS |  | FDNS |  | 5 | 5 | 2012AG2AFS91T5725523SP | FROM->TO | SUB 1211 161/20.0KV TRANSFORMER CKT 1 | E | OPPD | OPPD | OPPD_691 | OPPD_691 | 0 | 645025 | N OMA 5G 20.000 | 646211 | S1211 5 161.00 | 0 |  | 1 | 23SP | 250 | 250 | 250 | 95.8 | 95.8106 | 95.8 | [7 empty] | CATEGORYB | SINGLE | FIRTH - SHELDON 115KV CKT 1 | 0 | 640171 | FIRTH 7 115.00 | 640278 | SHELDON7 115.00 | 0 |  | 1 | Transfer Loading < 100%
2012-AG2 | AFS9 | SWINGBUS | FDNS |  | FDNS |  | 5 | 5 | 2012AG2AFS91T5885523SP | FROM->TO | SUB 1211 161/20.0KV TRANSFORMER CKT 1 | E | OPPD | OPPD | OPPD_691 | OPPD_691 | 0 | 645025 | N OMA 5G 20.000 | 646211 | S1211 5 161.00 | 0 |  | 1 | 23SP | 250 | 250 | 250 | 95.8 | 95.8191 | 95.8 | [7 empty] | CATEGORYB | SINGLE | SUB 3456 - SUB 3458 NEB CTY 345KV CKT 1 | 0 | 645456 | S3456 3 345.00 | 645458 | S3458 3 345.00 | 0 |  | 1 | Transfer Loading < 100%
2012-AG2 | AFS9 | SWINGBUS | FDNS |  | FDNS |  | 5 | 0 | 2012AG2AFS91T15465023SP | FROM->TO | SUB 1211 161/20.0KV TRANSFORMER CKT 1 | E | OPPD | OPPD | OPPD_691 | OPPD_691 | 0 | 645025 | N OMA 5G 20.000 | 646211 | S1211 5 161.00 | 0 |  | 1 | 23SP | 250 | 250 | 250 | 95.8 | 95.7913 | 95.7 | [7 empty] | CATEGORYB | SINGLE | SUB 3459 (S3459 T3) 345/161/13.8KV TRANSFORMER CKT 1 | 1 | 645459 | S3459 3 345.00 | 646209 | S1209 5 161.00 | 648259 | S3459T39 13.800 | 1 | Transfer Loading < 100%
2012-AG2 | AFS9 | SWINGBUS | FDNS |  | FDNS |  | 5 | 0 | 2012AG2AFS91T4355023SP | FROM->TO | SUB 1211 161/20.0KV TRANSFORMER CKT 1 | E | OPPD | OPPD | OPPD_691 | OPPD_691 | 0 | 645025 | N OMA 5G 20.000 | 646211 | S1211 5 161.00 | 0 |  | 1 | 23SP | 250 | 250 | 250 | 95.6 | 95.6451 | 95.6 | [7 empty] | CATEGORYB | SINGLE | FIRTH - SHELDON 115KV CKT 1 | 0 | 640171 | FIRTH 7 115.00 | 640278 | SHELDON7 115.00 | 0 |  | 1 | Transfer Loading < 100%
2012-AG2 | AFS9 | SWINGBUS | FDNS |  | FDNS |  | 5 | 5 | 2012AG2AFS91T17305523SP | FROM->TO | SUB 1211 161/20.0KV TRANSFORMER CKT 1 | E | OPPD | OPPD | OPPD_691 | OPPD_691 | 0 | 645025 | N OMA 5G 20.000 | 646211 | S1211 5 161.00 | 0 |  | 1 | 23SP | 250 | 250 | 250 | 95.6 | 95.6293 | 95.6 | [7 empty] | CATEGORYB | SINGLE | COUNCIL BLUFFS - SUB 3456 345KV CKT 1 | 0 | 645456 | S3456 3 345.00 | 635000 | CBLUFFS3 345.00 | 0 |  | 1 | Transfer Loading < 100%
2012-AG2 | AFS9 | SWINGBUS | FDNS |  | FDNS |  | 5 | 5 | 2012AG2AFS91T5925523SP | FROM->TO | SUB 1211 161/20.0KV TRANSFORMER CKT 1 | E | OPPD | OPPD | OPPD_691 | OPPD_691 | 0 | 645025 | N OMA 5G 20.000 | 646211 | S1211 5 161.00 | 0 |  | 1 | 23SP | 250 | 250 | 250 | 95.6 | 95.5997 | 95.6 | [7 empty] | CATEGORYB | SINGLE | SUB 1214 - SUB 914 69KV CKT 1 | 0 | 647014 | S914A 8 69.000 | 647914 | S914 8 69.000 | 0 |  | 1 | Transfer Loading < 100%
2012-AG2 | AFS9 | SWINGBUS | FDNS |  | FDNS |  | 5 | 5 | 2012AG2AFS91T5895523SP | FROM->TO | SUB 1211 161/20.0KV TRANSFORMER CKT 1 | E | OPPD | OPPD | OPPD_691 | OPPD_691 | 0 | 645025 | N OMA 5G 20.000 | 646211 | S1211 5 161.00 | 0 |  | 1 | 23SP | 250 | 250 | 250 | 95.6 | 95.607 | 95.6 | [7 empty] | CATEGORYB | SINGLE | SUB 1206 - SUB 1216 161KV CKT 1 | 0 | 646206 | S1206 5 161.00 | 646216 | S1216 5 161.00 | 0 |  | 1 | Transfer Loading < 100%
2012-AG2 | AFS9 | SWINGBUS | FDNS |  | FDNS |  | 5 | 5 | 2012AG2AFS91T17385523SP | FROM->TO | SUB 1211 161/20.0KV TRANSFORMER CKT 1 | E | OPPD | OPPD | OPPD_691 | OPPD_691 | 0 | 645025 | N OMA 5G 20.000 | 646211 | S1211 5 161.00 | 0 |  | 1 | 23SP | 250 | 250 | 250 | 95.5 | 95.4891 | 95.5 | [7 empty] | CATEGORYB | SINGLE | SUB 3459 (S3459 T3) 345/161/13.8KV TRANSFORMER CKT 1 | 1 | 645459 | S3459 3 345.00 | 646209 | S1209 5 161.00 | 648259 | S3459T39 13.800 | 1 | Transfer Loading < 100%
2012-AG2 | AFS9 | SWINGBUS | FDNS |  | FDNS |  | 5 | 0 | 2012AG2AFS91T15555023SP | FROM->TO | SUB 1211 161/20.0KV TRANSFORMER CKT 1 | E | OPPD | OPPD | OPPD_691 | OPPD_691 | 0 | 645025 | N OMA 5G 20.000 | 646211 | S1211 5 161.00 | 0 |  | 1 | 23SP | 250 | 250 | 250 | 95.5 | 95.5443 | 95.5 | [7 empty] | CATEGORYB | SINGLE | SUB 1214 (S1214 T1) 161/69/13.8KV TRANSFORMER CKT 1 | 1 | 646214 | S1214 5 161.00 | 647014 | S914A 8 69.000 | 648214 | S1214T19 13.800 | 1 | Transfer Loading < 100%
2012-AG2 | AFS9 | SWINGBUS | FDNS |  | FDNS |  | 5 | 5 | 2012AG2AFS91T5905523SP | FROM->TO | SUB 1211 161/20.0KV TRANSFORMER CKT 1 | E | OPPD | OPPD | OPPD_691 | OPPD_691 | 0 | 645025 | N OMA 5G 20.000 | 646211 | S1211 5 161.00 | 0 |  | 1 | 23SP | 250 | 250 | 250 | 95.5 | 95.4902 | 95.5 | [7 empty] | CATEGORYB | SINGLE | SUB 1233 - SUB 1255 161KV CKT 1 | 0 | 646233 | S1233 5 161.00 | 646255 | S1255 5 161.00 | 0 |  | 1 | Transfer Loading < 100%
2012-AG2 | AFS9 | SWINGBUS | FDNS |  | FDNS |  | 5 | 0 | 2012AG2AFS91T4545023SP | FROM->TO | SUB 1211 161/20.0KV TRANSFORMER CKT 1 | E | OPPD | OPPD | OPPD_691 | OPPD_691 | 0 | 645025 | N OMA 5G 20.000 | 646211 | S1211 5 161.00 | 0 |  | 1 | 23SP | 250 | 250 | 250 | 95.4 | 95.4234 | 95.4 | [7 empty] | CATEGORYB | SINGLE | SUB 904 - SUB 906 SOUTH 69KV CKT 1 | 0 | 647904 | S904 8 69.000 | 647906 | S906 S 8 69.000 | 0 |  | 1 | Transfer Loading < 100%
2012-AG2 | AFS9 | SWINGBUS | FDNS |  | FDNS |  | 5 | 0 | 2012AG2AFS91T4505023SP | FROM->TO | SUB 1211 161/20.0KV TRANSFORMER CKT 1 | E | OPPD | OPPD | OPPD_691 | OPPD_691 | 0 | 645025 | N OMA 5G 20.000 | 646211 | S1211 5 161.00 | 0 |  | 1 | 23SP | 250 | 250 | 250 | 95.4 | 95.3956 | 95.4 | [7 empty] | CATEGORYB | SINGLE | SUB 1214 - SUB 914 69KV CKT 1 | 0 | 647014 | S914A 8 69.000 | 647914 | S914 8 69.000 | 0 |  | 1 | Transfer Loading < 100%
2012-AG2 | AFS9 | SWINGBUS | FDNS |  | FDNS |  | 5 | 0 | 2012AG2AFS91T4485023SP | FROM->TO | SUB 1211 161/20.0KV TRANSFORMER CKT 1 | E | OPPD | OPPD | OPPD_691 | OPPD_691 | 0 | 645025 | N OMA 5G 20.000 | 646211 | S1211 5 161.00 | 0 |  | 1 | 23SP | 250 | 250 | 250 | 95.4 | 95.424 | 95.4 | [7 empty] | CATEGORYB | SINGLE | SUB 1206 - SUB 1216 161KV CKT 1 | 0 | 646206 | S1206 5 161.00 | 646216 | S1216 5 161.00 | 0 |  | 1 | Transfer Loading < 100%
2012-AG2 | AFS9 | SWINGBUS | FDNS |  | FDNS |  | 5 | 0 | 2012AG2AFS91T15375023SP | FROM->TO | SUB 1211 161/20.0KV TRANSFORMER CKT 1 | E | OPPD | OPPD | OPPD_691 | OPPD_691 | 0 | 645025 | N OMA 5G 20.000 | 646211 | S1211 5 161.00 | 0 |  | 1 | 23SP | 250 | 250 | 250 | 95.5 | 95.4551 | 95.4 | [7 empty] | CATEGORYB | SINGLE | COUNCIL BLUFFS - SUB 3456 345KV CKT 1 | 0 | 645456 | S3456 3 345.00 | 635000 | CBLUFFS3 345.00 | 0 |  | 1 | Transfer Loading < 100%
2012-AG2 | AFS9 | SWINGBUS | FDNS |  | FDNS |  | 5 | 5 | 2012AG2AFS91T9115514SP | FROM->TO | SUB 167 - RIVERTON 69/13.2KV TRANSFORMER CKT 1 | E | EMDE | EMDE | BAXTER | BAXTER | 0 | 547645 | R8G167 1 13.200 | 547541 | RIV167 2 69.000 | 0 |  | 1 | 14SP | 52 | 52 | 0 | 98.3 | 98.3166 | 98.6 | [7 empty] | CATEGORYB | SINGLE | 7JASPER 345.00 - MORGAN 345KV CKT 1 | 0 | 300045 | 7MORGAN 345.00 | 300949 | 7JASPER 345.00 | 0 |  | 1 | Transfer Loading < 100% | [58 empty] | 2012-06-01
2012-AG2 | AFS9 | SWINGBUS | FDNS |  | FDNS |  | 5 | 5 | 2012AG2AFS91T8915518SP | FROM->TO | SUB 167 - RIVERTON 69/13.2KV TRANSFORMER CKT 1 | E | EMDE | EMDE | BAXTER | BAXTER | 0 | 547645 | R8G167 1 13.200 | 547541 | RIV167 2 69.000 | 0 |  | 1 | 18SP | 52 | 52 | 0 | 95.3 | 95.2681 | 95.3 | [7 empty] | CATEGORYB | SINGLE | 7JASPER 345.00 - MORGAN 345KV CKT 1 | 0 | 300045 | 7MORGAN 345.00 | 300949 | 7JASPER 345.00 | 0 |  | 1 | Transfer Loading < 100% | [58 empty] | 2012-06-01
2012-AG2 | AFS9 | SWINGBUS | FDNS |  | FDNS |  | 5 | 5 | 2012AG2AFS91T2125518WP | FROM->TO | SUB 167 - RIVERTON 69/13.2KV TRANSFORMER CKT 1 | E | EMDE | EMDE | BAXTER | BAXTER | 0 | 547645 | R8G167 1 13.200 | 547541 | RIV167 2 69.000 | 0 |  | 1 | 18WP | 52 | 52 | 0 | 100.3 | 100.3341 | 98.9 | [7 empty] | CATEGORYB | SINGLE | 7JASPER 345.00 - BLACKBERRY 345KV CKT 1 | 0 | 300739 | 7BLACKBERRY 345.00 | 300949 | 7JASPER 345.00 | 0 |  | 1 | Transfer Loading < 100% | [58 empty] | 2012-06-01
2012-AG2 | AFS9 | SWINGBUS | FDNS |  | FDNS |  | 5 | 5 | 2012AG2AFS91T2005518WP | FROM->TO | SUB 167 - RIVERTON 69/13.2KV TRANSFORMER CKT 1 | E | EMDE | EMDE | BAXTER | BAXTER | 0 | 547645 | R8G167 1 13.200 | 547541 | RIV167 2 69.000 | 0 |  | 1 | 18WP | 52 | 52 | 0 | 95.3 | 95.345 | 95.5 | [7 empty] | CATEGORYB | SINGLE | SUB 368 - DADEVILLE EAST - SUB 431 - BOLIVAR SOUTH 161KV CKT 1 | 0 | 547478 | DAD368 5 161.00 | 547493 | BOL431 5 161.00 | 0 |  | 1 | Transfer Loading < 100% | [58 empty] | 2012-06-01
2012-AG2 | AFS9 | SWINGBUS | FDNS |  | FDNS |  | 5 | 5 | 2012AG2AFS91T11995523SP | FROM->TO | SUB 167 - RIVERTON 69/13.2KV TRANSFORMER CKT 1 | E | EMDE | EMDE | BAXTER | BAXTER | 0 | 547645 | R8G167 1 13.200 | 547541 | RIV167 2 69.000 | 0 |  | 1 | 23SP | 52 | 52 | 0 | 96.1 | 96.145 | 96.3 | [7 empty] | CATEGORYB | SINGLE | 7JASPER 345.00 - MORGAN 345KV CKT 1 | 0 | 300045 | 7MORGAN 345.00 | 300949 | 7JASPER 345.00 | 0 |  | 1 | Transfer Loading < 100% | [58 empty] | 2012-06-01
2012-AG2 | AFS9 | SWINGBUS | FDNS |  | FDNS |  | 5 | 0 | 2012AG2AFS91T1845023WP | FROM->TO | SUB 167 - RIVERTON 69/13.2KV TRANSFORMER CKT 1 | E | EMDE | EMDE | BAXTER | BAXTER | 0 | 547645 | R8G167 1 13.200 | 547541 | RIV167 2 69.000 | 0 |  | 1 | 23WP | 52 | 52 | 0 | 97.9 | 97.8655 | 97.9 | [7 empty] | CATEGORYB | SINGLE | MT. VERNON CITY 348 - SUB 351 - MOUNT VERNON EAST 69KV CKT 1 | 0 | 547577 | MTV351 2 69.000 | 547620 | MTV348 2 69.000 | 0 |  | 1 | Transfer Loading < 100% | [58 empty] | 2012-06-01
2012-AG2 | AFS9 | SWINGBUS | FDNS |  | FDNS |  | 5 | 5 | 2012AG2AFS91T2605523WP | FROM->TO | SUB 167 - RIVERTON 69/13.2KV TRANSFORMER CKT 1 | E | EMDE | EMDE | BAXTER | BAXTER | 0 | 547645 | R8G167 1 13.200 | 547541 | RIV167 2 69.000 | 0 |  | 1 | 23WP | 52 | 52 | 0 | 97.7 | 97.6524 | 97.8 | [7 empty] | CATEGORYB | SINGLE | MT. VERNON CITY 348 - SUB 351 - MOUNT VERNON EAST 69KV CKT 1 | 0 | 547577 | MTV351 2 69.000 | 547620 | MTV348 2 69.000 | 0 |  | 1 | Transfer Loading < 100% | [58 empty] | 2012-06-01
2012-AG2 | AFS9 | SWINGBUS | FDNS |  | FDNS |  | 5 | 5 | 2012AG2AFS91T2595523WP | FROM->TO | SUB 167 - RIVERTON 69/13.2KV TRANSFORMER CKT 1 | E | EMDE | EMDE | BAXTER | BAXTER | 0 | 547645 | R8G167 1 13.200 | 547541 | RIV167 2 69.000 | 0 |  | 1 | 23WP | 52 | 52 | 0 | 96.1 | 96.1136 | 96.3 | [7 empty] | CATEGORYB | SINGLE | SUB 368 - DADEVILLE EAST - SUB 431 - BOLIVAR SOUTH 161KV CKT 1 | 0 | 547478 | DAD368 5 161.00 | 547493 | BOL431 5 161.00 | 0 |  | 1 | Transfer Loading < 100% | [58 empty] | 2012-06-01
2012-AG2 | AFS9 | SWINGBUS | FDNS |  | FDNS |  | 5 | 0 | 2012AG2AFS91T1835023WP | FROM->TO | SUB 167 - RIVERTON 69/13.2KV TRANSFORMER CKT 1 | E | EMDE | EMDE | BAXTER | BAXTER | 0 | 547645 | R8G167 1 13.200 | 547541 | RIV167 2 69.000 | 0 |  | 1 | 23WP | 52 | 52 | 0 | 95.4 | 95.4148 | 95.4 | [7 empty] | CATEGORYB | SINGLE | SUB 368 - DADEVILLE EAST - SUB 431 - BOLIVAR SOUTH 161KV CKT 1 | 0 | 547478 | DAD368 5 161.00 | 547493 | BOL431 5 161.00 | 0 |  | 1 | Transfer Loading < 100% | [58 empty] | 2012-06-01
2012-AG2 | AFS9 | GSU |  |  | FDNS |  | 5 | 5 | 2012AG2AFS91T17985514SP | FROM->TO | TABLE ROCK 161/13.8KV TRANSFORMER CKT 1 | E | SWPA | SWPA | EMINTH | EMINTH | 0 | 505476 | TBR1&2 1 13.800 | 505472 | TABLE R5 161.00 | 0 |  | 1 | 14SP | 121 | 121 | 0 |  | 97.2522 | 97.102 | [7 empty] | CATEGORYB | NONSINGLE | SPPMGN 43 | 0 | 0 |  | 0 |  | 0 |  |  | Transfer Loading < 100%
2012-AG2 | AFS9 | GSU |  |  | FDNS |  | 5 | 5 | 2012AG2AFS91T17975514SP | FROM->TO | TABLE ROCK 161/13.8KV TRANSFORMER CKT 1 | E | SWPA | SWPA | EMINTH | EMINTH | 0 | 505478 | TBR3&4 1 13.800 | 505472 | TABLE R5 161.00 | 0 |  | 1 | 14SP | 121 | 121 | 0 |  | 97.1712 | 97.0214 | [7 empty] | CATEGORYB | NONSINGLE | SPPMGN 42 | 0 | 0 |  | 0 |  | 0 |  |  | Transfer Loading < 100%
2012-AG2 | AFS9 | GSU |  |  | FDNS |  | 5 | 0 | 2012AG2AFS91T7665018WP | FROM->TO | TABLE ROCK 161/13.8KV TRANSFORMER CKT 1 | E | SWPA | SWPA | EMINTH | EMINTH | 0 | 505478 | TBR3&4 1 13.800 | 505472 | TABLE R5 161.00 | 0 |  | 1 | 18WP | 121 | 121 | 0 |  | 96.4796 | 96.4838 | [7 empty] | CATEGORYB | NONSINGLE | SPPMGN 30 | 0 | 0 |  | 0 |  | 0 |  |  | Transfer Loading < 100%
2012-AG2 | AFS9 | GSU |  |  | FDNS |  | 5 | 0 | 2012AG2AFS91T7675018WP | FROM->TO | TABLE ROCK 161/13.8KV TRANSFORMER CKT 1 | E | SWPA | SWPA | EMINTH | EMINTH | 0 | 505476 | TBR1&2 1 13.800 | 505472 | TABLE R5 161.00 | 0 |  | 1 | 18WP | 121 | 121 | 0 |  | 96.4796 | 96.4838 | [7 empty] | CATEGORYB | NONSINGLE | SPPMGN 31 | 0 | 0 |  | 0 |  | 0 |  |  | Transfer Loading < 100%
2012-AG2 | AFS9 | GSU |  |  | FDNS |  | 5 | 5 | 2012AG2AFS91T22995523SP | FROM->TO | TABLE ROCK 161/13.8KV TRANSFORMER CKT 1 | E | SWPA | SWPA | EMINTH | EMINTH | 0 | 505478 | TBR3&4 1 13.800 | 505472 | TABLE R5 161.00 | 0 |  | 1 | 23SP | 121 | 121 | 0 |  | 95.3906 | 95.3941 | [7 empty] | CATEGORYB | NONSINGLE | SPPMGN 48 | 0 | 0 |  | 0 |  | 0 |  |  | Transfer Loading < 100%
2012-AG2 | AFS9 | GSU |  |  | FDNS |  | 5 | 5 | 2012AG2AFS91T23005523SP | FROM->TO | TABLE ROCK 161/13.8KV TRANSFORMER CKT 1 | E | SWPA | SWPA | EMINTH | EMINTH | 0 | 505476 | TBR1&2 1 13.800 | 505472 | TABLE R5 161.00 | 0 |  | 1 | 23SP | 121 | 121 | 0 |  | 95.3906 | 95.3941 | [7 empty] | CATEGORYB | NONSINGLE | SPPMGN 49 | 0 | 0 |  | 0 |  | 0 |  |  | Transfer Loading < 100%
2012-AG2 | AFS9 | GSU |  |  | FDNS |  | 5 | 0 | 2012AG2AFS91T12675023WP | FROM->TO | TABLE ROCK 161/13.8KV TRANSFORMER CKT 1 | E | SWPA | SWPA | EMINTH | EMINTH | 0 | 505478 | TBR3&4 1 13.800 | 505472 | TABLE R5 161.00 | 0 |  | 1 | 23WP | 121 | 121 | 0 |  | 96.3843 | 96.3883 | [7 empty] | CATEGORYB | NONSINGLE | SPPMGN 33 | 0 | 0 |  | 0 |  | 0 |  |  | Transfer Loading < 100%
2012-AG2 | AFS9 | GSU |  |  | FDNS |  | 5 | 0 | 2012AG2AFS91T12695023WP | FROM->TO | TABLE ROCK 161/13.8KV TRANSFORMER CKT 1 | E | SWPA | SWPA | EMINTH | EMINTH | 0 | 505476 | TBR1&2 1 13.800 | 505472 | TABLE R5 161.00 | 0 |  | 1 | 23WP | 121 | 121 | 0 |  | 96.3843 | 96.3883 | [7 empty] | CATEGORYB | NONSINGLE | SPPMGN 34 | 0 | 0 |  | 0 |  | 0 |  |  | Transfer Loading < 100%
2012-AG2 | AFS9 |  | FDNS |  | FDNS |  | 5 | 5 | 2012AG2AFS91T11165518SP | FROM->TO | TEXAS COUNTY INTERCHANGE (ABB MLL92046) 115/69/13.2KV TRANSFORMER CKT 2 | E | SPS | SPS | SPS-OKLA | SPS-OKLA | 2 | 523090 | TEXAS_CNTY 3115.00 | 523089 | TC-TXCOUNTY269.000 | 523086 | TC-TXCN_TR2113.200 | 2 | 18SP | 84 | 84 | 0 | 96.8 | 96.7516 | 96.8 | [7 empty] | CATEGORYB | SINGLE | TEXAS COUNTY INTERCHANGE (ABB MLL92047) 115/69/13.2KV TRANSFORMER CKT 1 | 1 | 523089 | TC-TXCOUNTY269.000 | 523090 | TEXAS_CNTY 3115.00 | 523085 | TC-TXCN_TR1113.200 | 1 | Transfer Loading < 100% | [58 empty] | 2015-06-01
2012-AG2 | AFS9 |  | FDNS |  | FDNS |  | 5 | 5 | 2012AG2AFS91T11145518SP | FROM->TO | TEXAS COUNTY INTERCHANGE (ABB MLL92047) 115/69/13.2KV TRANSFORMER CKT 1 | E | SPS | SPS | SPS-OKLA | SPS-OKLA | 2 | 523090 | TEXAS_CNTY 3115.00 | 523089 | TC-TXCOUNTY269.000 | 523085 | TC-TXCN_TR1113.200 | 1 | 18SP | 84 | 84 | 0 | 96.8 | 96.7516 | 96.8 | [7 empty] | CATEGORYB | SINGLE | TEXAS COUNTY INTERCHANGE (ABB MLL92046) 115/69/13.2KV TRANSFORMER CKT 2 | 1 | 523089 | TC-TXCOUNTY269.000 | 523090 | TEXAS_CNTY 3115.00 | 523086 | TC-TXCN_TR2113.200 | 2 | Transfer Loading < 100% | [58 empty] | 2015-06-01
2012-AG2 | AFS9 |  | FDNS |  | FDNS |  | 5 | 5 | 2012AG2AFS91T11475518SP | FROM->TO | YOAKUM COUNTY INTERCHANGE (GE M100899) 230/115/13.2KV TRANSFORMER CKT 1 | E | SPS | SPS | SPS-YOGS | SPS-YOGS | 1 | 526935 | YOAKUM 6230.00 | 526934 | YOAKUM 3115.00 | 526931 | YOAKUM_TR1 113.200 | 1 | 18SP | 150 | 150 | 0 | 97 | 96.9506 | 97.5 | [7 empty] | CATEGORYB | SINGLE | YOAKUM COUNTY INTERCHANGE (PENN C010585) 230/115/13.2KV TRANSFORMER CKT 2 | 1 | 526934 | YOAKUM 3115.00 | 526935 | YOAKUM 6230.00 | 526932 | YOAKUM_TR2 113.200 | 2 | Transfer Loading < 100% | [58 empty] | 2015-06-01
2012-AG2 | AFS9 |  | FDNS |  | FDNS |  | 5 | 5 | 2012AG2AFS91T11465518SP | FROM->TO | YOAKUM COUNTY INTERCHANGE (PENN C010585) 230/115/13.2KV TRANSFORMER CKT 2 | E | SPS | SPS | SPS-YOGS | SPS-YOGS | 1 | 526935 | YOAKUM 6230.00 | 526934 | YOAKUM 3115.00 | 526932 | YOAKUM_TR2 113.200 | 2 | 18SP | 150 | 150 | 0 | 99.3 | 99.3321 | 99.9 | [7 empty] | CATEGORYB | SINGLE | YOAKUM COUNTY INTERCHANGE (GE M100899) 230/115/13.2KV TRANSFORMER CKT 1 | 1 | 526934 | YOAKUM 3115.00 | 526935 | YOAKUM 6230.00 | 526931 | YOAKUM_TR1 113.200 | 1 | Transfer Loading < 100% | [58 empty] | 2015-06-01
2012-AG2 | AFS9 |  | FDNS |  | FDNS |  | 5 | 5 | 2012AG2AFS91T3765523SP | FROM->TO | YOAKUM COUNTY INTERCHANGE (PENN C010585) 230/115/13.2KV TRANSFORMER CKT 2 | E | SPS | SPS | SPS-YOGS | SPS-YOGS | 1 | 526935 | YOAKUM 6230.00 | 526934 | YOAKUM 3115.00 | 526932 | YOAKUM_TR2 113.200 | 2 | 23SP | 150 | 150 | 0 | 96.5 | 96.5402 | 97.4 | [7 empty] | CATEGORYB | SINGLE | DENVER CITY INTERCHANGE N. - EL PASO SUB 115KV CKT 1 | 0 | 527080 | EL_PASO 3115.00 | 527130 | DENVER_N 3115.00 | 0 |  | 1 | Transfer Loading < 100% | [58 empty] | 2015-06-01