## Table1
Customer | Study Number | Reservation | POR | POD | Requested Amount | Requested Start Date | Requested Stop Date | Deferred Start Date without interim redispatch | Deferred Stop Date without interim redispatch | Start Date with interim redispatch | Stop Date with interim redispatch | Minimum Allocated ATC (MW) within reservation period | Season of Minimum Allocated ATC within reservation period
BPAE | 2012-AG3-070 | 77387381 | WR | KCPL | 50 | 2014-10-01 | 2019-10-01 | 2020-06-01 | 2025-06-01 | Note 4 | Note 4 | 0 | 18SP
BPAE | 2012-AG3-071 | 77387397 | WR | KCPL | 50 | 2014-10-01 | 2019-10-01 | 2020-06-01 | 2025-06-01 | Note 4 | Note 4 | 0 | 18SP
BPAE | 2012-AG3-072 | 77387401 | WR | KCPL | 30 | 2014-10-01 | 2019-10-01 | 2020-06-01 | 2025-06-01 | Note 4 | Note 4 | 0 | 18SP
BPAE | 2012-AG3-073 | 77387415 | SPS | AMRN | 100 | 2014-10-01 | 2019-10-01 | 2020-06-01 | 2025-06-01 | Note 4 | Note 4 | 0 | 18SP
BPAE | 2012-AG3-074 | 77387419 | SPS | AMRN | 100 | 2014-10-01 | 2019-10-01 | 2020-06-01 | 2025-06-01 | Note 4 | Note 4 | 0 | 18SP
BPAE | 2012-AG3-075 | 77387426 | SPS | EES | 100 | 2014-10-01 | 2019-10-01 | 2020-06-01 | 2025-06-01 | Note 4 | Note 4 | 0 | 18SP
BPAE | 2012-AG3-076 | 77387430 | SPS | EES | 100 | 2014-10-01 | 2019-10-01 | 2020-06-01 | 2025-06-01 | Note 4 | Note 4 | 0 | 18SP
BPAE | 2012-AG3-077 | 77387435 | SPS | EES | 100 | 2014-10-01 | 2019-10-01 | 2020-06-01 | 2025-06-01 | Note 4 | Note 4 | 0 | 18SP
BPAE | 2012-AG3-078 | 77387437 | SPS | EES | 100 | 2014-10-01 | 2019-10-01 | 2020-06-01 | 2025-06-01 | Note 4 | Note 4 | 0 | 18SP
CCG | 2012-AG3-056 | 76979606 | CSWS | ERCOTN | 198 | 2013-06-01 | 2018-06-01 | 2020-06-01 | 2025-06-01 | Note 4 | Note 4 | 0 | 13SP
CCG | 2012-AG3-057 | 76979671 | ERCOTN | ERCOTN | 198 | 2014-05-01 | 2019-05-01 | 2014-05-01 | 2019-05-01 | Note 4 | Note 4 | 0 | 14SP
CCG | 2012-AG3-058 | 76979772 | ERCOTN | ERCOTN | 198 | 2015-05-01 | 2020-05-01 | 2015-05-01 | 2020-05-01 | Note 4 | Note 4 | 0 | 18SP
CCG | 2012-AG3-059 | 77409871 | OKGE | EES | 400 | 2013-11-01 | 2018-11-01 | 6/1/2020 (Note 3) | 6/1/2025 (Note 3) | Note 4 | Note 4 | 0 | 14SP
CCG | 2012-AG3-060 | 77409907 | OKGE | EES | 300 | 2013-11-01 | 2018-11-01 | 6/1/2020 (Note 3) | 6/1/2025 (Note 3) | Note 4 | Note 4 | 0 | 14SP
CCG | 2012-AG3-061 | 77409924 | OKGE | EES | 100 | 2014-11-01 | 2019-11-01 | 6/1/2020 (Note 3) | 6/1/2025 (Note 3) | Note 4 | Note 4 | 0 | 18SP
CCG | 2012-AG3-062 | 77409948 | OKGE | AMRN | 265 | 2013-11-01 | 2018-11-01 | 6/1/2020 (Note 3) | 6/1/2025 (Note 3) | Note 4 | Note 4 | 0 | 14SP
CCG | 2012-AG3-063 | 77409969 | OKGE | AMRN | 300 | 2013-11-01 | 2018-11-01 | 6/1/2020 (Note 3) | 6/1/2025 (Note 3) | Note 4 | Note 4 | 0 | 14SP
CCG | 2012-AG3-064 | 77410005 | OKGE | AMRN | 100 | 2014-11-01 | 2019-11-01 | 6/1/2020 (Note 3) | 6/1/2025 (Note 3) | Note 4 | Note 4 | 0 | 18SP
CCG | 2012-AG3-065 | 77410015 | OKGE | AMRN | 400 | 2013-11-01 | 2018-11-01 | 6/1/2020 (Note 3) | 6/1/2025 (Note 3) | Note 4 | Note 4 | 0 | 14SP
CCG | 2012-AG3-066 | 77410023 | CSWS | WFEC | 260 | 2014-05-01 | 2019-05-01 | 6/1/2019 (Note 3) | 6/1/2024 (Note 3) | Note 4 | Note 4 | 0 | 14SP
CCG | 2012-AG3-067 | 77410034 | CSWS | CSWS | 177 | 2014-01-01 | 2019-01-01 | 6/1/2017 (Note 3) | 6/1/2022 (Note 3) | Note 4 | Note 4 | 0 | 14SP
CCG | 2012-AG3-068 | 77410042 | CSWS | AMRN | 100 | 2014-01-01 | 2019-01-01 | 2014-01-01 | 2019-01-01 | Note 4 | Note 4 | 0 | 14SP
CCG | 2012-AG3-069 | 77410049 | CSWS | AMRN | 50 | 2014-01-01 | 2019-01-01 | 2014-01-01 | 2019-01-01 | Note 4 | Note 4 | 0 | 14SP
CRGL | 2012-AG3-047 | 77029025 | WFEC | ERCOTN | 207 | 2014-01-01 | 2020-01-01 | 2019-06-01 | 2025-06-01 | Note 4 | Note 4 | 0 | 14SP
CRGL | 2012-AG3-048 | 77029027 | SPS | ERCOTN | 207 | 2014-01-01 | 2020-01-01 | 2020-06-01 | 2026-06-01 | Note 4 | Note 4 | 0 | 14SP
CRGL | 2012-AG3-049 | 77410128 | WR | EES | 200 | 2014-01-01 | 2019-01-01 | 2020-06-01 | 2025-06-01 | Note 4 | Note 4 | 0 | 14SP
CRGL | 2012-AG3-050 | 77410129 | SECI | EES | 101 | 2014-01-01 | 2019-01-01 | 2020-06-01 | 2025-06-01 | Note 4 | Note 4 | 0 | 14SP
CRGL | 2012-AG3-051 | 77410131 | SECI | EES | 100 | 2014-01-01 | 2019-01-01 | 2020-06-01 | 2025-06-01 | Note 4 | Note 4 | 0 | 14SP
CRGL | 2012-AG3-052 | 77410135 | WFEC | EES | 75 | 2014-01-01 | 2019-01-01 | 2020-06-01 | 2025-06-01 | Note 4 | Note 4 | 0 | 14SP
CRGL | 2012-AG3-053 | 77410149 | CSWS | EES | 100 | 2014-01-01 | 2019-01-01 | 2020-06-01 | 2025-06-01 | Note 4 | Note 4 | 0 | 14SP
CRGL | 2012-AG3-054 | 77410157 | CSWS | EES | 150 | 2014-01-01 | 2019-01-01 | 2020-06-01 | 2025-06-01 | Note 4 | Note 4 | 0 | 14SP
ETEC | 2012-AG3-038 | 77410319 | CSWS | CSWS | 1171 | 2015-01-01 | 2040-01-01 | 2015-01-01 | 2040-01-01 | Note 4 | Note 4 | 0 | 18SP
ETEC | 2012-AG3-039 | 77410327 | CSWS | CSWS | 79 | 2015-01-01 | 2040-01-01 | 2015-01-01 | 2040-01-01 | Note 4 | Note 4 | 0 | 18SP
ETEC | 2012-AG3-040 | 77410336 | CSWS | CSWS | 500 | 2015-01-01 | 2040-01-01 | 2015-01-01 | 2040-01-01 | Note 4 | Note 4 | 0 | 18SP
ETEC | 2012-AG3-041 | 77410342 | EES | CSWS | 30 | 2015-01-01 | 2040-01-01 | 2015-01-01 | 2040-01-01 | Note 4 | Note 4 | 0 | 18SP
ETEC | 2012-AG3-042 | 77410350 | CSWS | CSWS | 406 | 2015-01-01 | 2040-01-01 | 2020-06-01 | 2045-06-01 | Note 4 | Note 4 | 0 | 18SP
ETEC | 2012-AG3-043 | 77410353 | CLEC | CSWS | 38 | 2015-01-01 | 2040-01-01 | 2015-01-01 | 2040-01-01 | Note 4 | Note 4 | 0 | 18SP
ETEC | 2012-AG3-044 | 77410357 | SPA | CSWS | 128 | 2015-01-01 | 2040-01-01 | 2015-01-01 | 2040-01-01 | Note 4 | Note 4 | 0 | 18SP
ETEC | 2012-AG3-045 | 77410360 | SPA | CSWS | 1 | 2015-01-01 | 2040-01-01 | 2015-01-01 | 2040-01-01 | Note 4 | Note 4 | 0 | 18SP
ETEC | 2012-AG3-046 | 77410382 | CSWS | CSWS | 52 | 2015-01-01 | 2040-01-01 | 2015-01-01 | 2040-01-01 | Note 4 | Note 4 | 0 | 18SP
GSECGS | 2012-AG3-032 | 77401449 | SPS | SPS | 7 | 2013-06-01 | 2039-01-01 | 2020-06-01 | 2046-01-01 | Note 4 | Note 4 | 0 | 13SP
GSECGS | 2012-AG3-033 | 77401452 | SPS | SPS | 7 | 2013-06-01 | 2039-01-01 | 2019-06-01 | 2045-01-01 | Note 4 | Note 4 | 0 | 13SP
GSECGS | 2012-AG3-034 | 77401453 | SPS | SPS | 7 | 2013-06-01 | 2039-01-01 | 2019-06-01 | 2045-01-01 | Note 4 | Note 4 | 0 | 13SP
GSECGS | 2012-AG3-035 | 77402179 | SPS | SPS | 203 | 2015-01-01 | 2041-01-01 | 2019-06-01 | 2045-06-01 | Note 4 | Note 4 | 0 | 18SP
GSECGS | 2012-AG3-036 | 77402184 | SPS | SPS | 203 | 2015-01-01 | 2041-01-01 | 2019-06-01 | 2045-06-01 | Note 4 | Note 4 | 0 | 18SP
INF | 2012-AG3-030 | 77409954 | SECI | EES | 200 | 2015-01-01 | 2020-01-01 | 2020-06-01 | 2025-06-01 | Note 4 | Note 4 | 0 | 18SP
INF | 2012-AG3-031 | 77409979 | SECI | EES | 200 | 2015-01-01 | 2020-01-01 | 2020-06-01 | 2025-06-01 | Note 4 | Note 4 | 0 | 18SP
KBPU | 2012-AG3-029 | 77155691 | WR | KACY | 2 | 2013-04-01 | 2030-08-01 | 2020-06-01 | 2037-10-01 | Note 4 | Note 4 | 0 | 13SP
KPP | 2012-AG3-024 | 77398979 | WR | WR | 15 | 2013-06-01 | 2023-06-01 | 2020-06-01 | 2030-06-01 | Note 4 | Note 4 | 0 | 13SP
KPP | 2012-AG3-025 | 77405406 | SPA | WR | 1 | 2013-06-01 | 2023-06-01 | 2017-06-01 | 2027-06-01 | Note 4 | Note 4 | 0 | 13SP
KPP | 2012-AG3-026 | 77405413 | KACY | WR | 3 | 2013-06-01 | 2023-06-01 | 2020-06-01 | 2030-06-01 | Note 4 | Note 4 | 0 | 13SP
KPP | 2012-AG3-027 | 77405416 | WR | WR | 9 | 2013-06-01 | 2023-06-01 | 2020-06-01 | 2030-06-01 | Note 4 | Note 4 | 0 | 13SP
KPP | 2012-AG3-028 | 77405426 | WR | WR | 4 | 2013-06-01 | 2015-01-01 | 2019-06-01 | 2021-01-01 | Note 4 | Note 4 | 0 | 13SP
MIDW | 2012-AG3-013 | 77410531 | WR | WR | 28 | 2015-06-01 | 2038-06-01 | 2020-06-01 | 2043-06-01 | Note 4 | Note 4 | 0 | 18SP
MIDW | 2012-AG3-014 | 77410543 | WR | WR | 100 | 2016-06-01 | 2046-06-01 | 2020-06-01 | 2050-06-01 | Note 4 | Note 4 | 0 | 23SP
MIDW | 2012-AG3-015 | 77410549 | WR | WR | 100 | 2016-06-01 | 2046-06-01 | 2020-06-01 | 2050-06-01 | Note 4 | Note 4 | 0 | 23SP
MIDW | 2012-AG3-016 | 77410552 | WR | WR | 100 | 2016-06-01 | 2046-06-01 | 2020-06-01 | 2050-06-01 | Note 4 | Note 4 | 0 | 23SP
MIDW | 2012-AG3-017 | 77410571 | WR | WR | 100 | 2016-06-01 | 2046-06-01 | 2020-06-01 | 2050-06-01 | Note 4 | Note 4 | 0 | 23SP
MIDW | 2012-AG3-018 | 77410574 | WR | WR | 100 | 2016-06-01 | 2046-06-01 | 2020-06-01 | 2050-06-01 | Note 4 | Note 4 | 0 | 23SP
MIDW | 2012-AG3-019 | 77410581 | WR | WR | 100 | 2016-06-01 | 2046-06-01 | 2020-06-01 | 2050-06-01 | Note 4 | Note 4 | 0 | 23SP
MIDW | 2012-AG3-020 | 77410583 | WR | WR | 100 | 2016-06-01 | 2046-06-01 | 2020-06-01 | 2050-06-01 | Note 4 | Note 4 | 0 | 23SP
MIDW | 2012-AG3-021 | 77410584 | WR | WR | 100 | 2016-06-01 | 2046-06-01 | 2020-06-01 | 2050-06-01 | Note 4 | Note 4 | 0 | 23SP
MIDW | 2012-AG3-022 | 77410586 | WR | WR | 100 | 2016-06-01 | 2046-06-01 | 2020-06-01 | 2050-06-01 | Note 4 | Note 4 | 0 | 23SP
MIDW | 2012-AG3-023 | 77410589 | WR | WR | 100 | 2016-06-01 | 2046-06-01 | 2020-06-01 | 2050-06-01 | Note 4 | Note 4 | 0 | 23SP
NPPM | 2012-AG3-012 | 77407262 | NPPD | NPPD | 115 | 2018-09-01 | 2028-09-01 | 2018-09-01 | 2028-09-01 | Note 4 | Note 4 | 0 | 23SP
SPSM | 2012-AG3-009 | 77341873 | WFEC | SPS | 36 | 2017-06-01 | 2047-06-01 | 2019-06-01 | 2049-06-01 | Note 4 | Note 4 | 0 | 23SP
SPSM | 2012-AG3-010 | 77341881 | WFEC | SPS | 44 | 2017-06-01 | 2047-06-01 | 2019-06-01 | 2049-06-01 | Note 4 | Note 4 | 0 | 23SP
SPSM | 2012-AG3-011 | 77385839 | SPS | SPS | 1 | 2013-04-01 | 2033-04-01 | 2019-06-01 | 2039-06-01 | Note 4 | Note 4 | 0 | 13SP
WFEC | 2012-AG3-008 | 77193289 | WFEC | WFEC | 320 | 2017-03-01 | 2042-03-01 | 2019-06-01 | 2044-06-01 | Note 4 | Note 4 | 0 | 23SP
WRGS | 2012-AG3-001 | 77379443 | WR | EES | 106 | 2014-01-01 | 2019-01-01 | 6/1/2019 (Note 3) | 6/1/2024 (Note 3) | Note 4 | Note 4 | 0 | 14SP
WRGS | 2012-AG3-002 | 77379445 | WR | EES | 50 | 2014-01-01 | 2019-01-01 | 6/1/2020 (Note 3) | 6/1/2025 (Note 3) | Note 4 | Note 4 | 0 | 14SP
WRGS | 2012-AG3-003 | 77379449 | WR | EES | 106 | 2014-01-01 | 2019-01-01 | 6/1/2020 (Note 3) | 6/1/2025 (Note 3) | Note 4 | Note 4 | 0 | 14SP
WRGS | 2012-AG3-004 | 77379453 | CSWS | EES | 106 | 2014-01-01 | 2019-01-01 | 6/1/2020 (Note 3) | 6/1/2025 (Note 3) | Note 4 | Note 4 | 0 | 14SP
WRGS | 2012-AG3-005 | 77409901 | WR | EES | 106 | 2014-01-01 | 2019-01-01 | 6/1/2020 (Note 3) | 6/1/2025 (Note 3) | Note 4 | Note 4 | 0 | 14SP
WRGS | 2012-AG3-006 | 77409994 | SPS | EES | 106 | 2014-01-01 | 2019-01-01 | 6/1/2020 (Note 3) | 6/1/2025 (Note 3) | Note 4 | Note 4 | 0 | 14SP
WRGS | 2012-AG3-007 | 77412342 | WR | EES | 106 | 2014-01-01 | 2019-01-01 | 6/1/2019 (Note 3) | 6/1/2024 (Note 3) | Note 4 | Note 4 | 0 | 14SP
10412
Note 1: Start and Stop Dates with interim redispatch are determined based on customers choosing option to pursue redispatch to start service at Requested Start and Stop Dates or earliest date possible.
Note 2: Start dates with and without redispatch are based on the assumed completion dates of previous Aggregate Transmission Service Studies currently being conducted. Actual start dates may differ from the potential start dates upon completion of the previous studies.
Note 3: Request is unable to be deferred due to fixed stop dates.
Note 4: Transmission customer did not select “remain in the study using interim redispatch” option.

## Table2
Customer | Study Number | Reservation | Engineering and Construction Cost of Upgrades Allocated to Customer for Revenue Requirements | 1Letter of Credit Amount Required | 2Potential Base Plan Engineering and Construction Funding Allowable | Notes | 4Additional Engineering and Construction Cost for 3rd Party Upgrades | 3 5Total Revenue Requirements for Assigned Upgrades Over Term of Reservation WITH Potential Base Plan Funding Allocation | Point-to-Point Base Rate Over Reservation Period | 4Total Cost of Reservation Assignable to Customer Contingent Upon Base Plan Funding
BPAE | 2012-AG3-070 | 77387381 | 26092656 | 26092660 | 0 |  | Indeterminate | 60242060 | 2634000 | 60242060
BPAE | 2012-AG3-071 | 77387397 | 26092656 | 26092660 | 0 |  | Indeterminate | 60242060 | 2634000 | 60242060
BPAE | 2012-AG3-072 | 77387401 | 15655593 | 15655590 | 0 |  | Indeterminate | 36145230 | 1580400 | 36145230
BPAE | 2012-AG3-073 | 77387415 | 9731680 | 9731680 | 0 | 6,13 | Indeterminate | 30934040 | 5268000 | 30934040
BPAE | 2012-AG3-074 | 77387419 | 9731680 | 9731680 | 0 | 7,13 | Indeterminate | 30934040 | 5268000 | 30934040
BPAE | 2012-AG3-075 | 77387426 | 9731680 | 9731680 | 0 | 6,13 | Indeterminate | 30934040 | 7680000 | 30934040
BPAE | 2012-AG3-076 | 77387430 | 9731680 | 9731680 | 0 | 7,13 | Indeterminate | 30934040 | 7680000 | 30934040
BPAE | 2012-AG3-077 | 77387435 | 9929726 | 9929726 | 0 | 6,13 | Indeterminate | 31726480 | 7680000 | 31726480
BPAE | 2012-AG3-078 | 77387437 | 9929726 | 9929726 | 0 | 7,13 | Indeterminate | 31726480 | 7680000 | 31726480
CCG | 2012-AG3-056 | 76979606 | 2256294 | 2256294 | 0 |  | Indeterminate | 8207390 | 18082667 | 18082670
CCG | 2012-AG3-057 | 76979671 | 0 | 0 | 0 |  | 0 | 0 | 18082667 | 18082670
CCG | 2012-AG3-058 | 76979772 | 0 | 0 | 0 |  | 0 | 0 | 18082667 | 18082670
CCG | 2012-AG3-059 | 77409871 | 8168972 | 8168972 | 0 | 10,13 | Indeterminate | 27829530 | 30720000 | 30720000
CCG | 2012-AG3-060 | 77409907 | 6126731 | 6126731 | 0 | 10,13 | Indeterminate | 20872150 | 23040000 | 23040000
CCG | 2012-AG3-061 | 77409924 | 2042243 | 2042243 | 0 | 10,13 | Indeterminate | 6957382 | 7680000 | 7680000
CCG | 2012-AG3-062 | 77409948 | 5408618 | 5408618 | 0 | 11,13 | Indeterminate | 18426500 | 13960200 | 18426500
CCG | 2012-AG3-063 | 77409969 | 7790315 | 7790315 | 0 | 11,13 | Indeterminate | 26295460 | 15804000 | 26295460
CCG | 2012-AG3-064 | 77410005 | 2040971 | 2040971 | 0 | 11,13 | Indeterminate | 6953350 | 5268000 | 6953350
CCG | 2012-AG3-065 | 77410015 | 14785083 | 14785080 | 0 | 11,13 | Indeterminate | 49246810 | 21072000 | 49246810
CCG | 2012-AG3-066 | 77410023 | 285225 | 285225 | 0 | 10,13 | 0 | 800213 | 32136000 | 32136000
CCG | 2012-AG3-067 | 77410034 | 12798823 | 12798820 | 0 | 10,13 | Indeterminate | 40595580 | 16164808 | 40595580
CCG | 2012-AG3-068 | 77410042 | 0 | 0 | 0 | 11,13 | 0 | 0 | 5268000 | 5268000
CCG | 2012-AG3-069 | 77410049 | 0 | 0 | 0 | 11,13 | 0 | 0 | 2634000 | 2634000
CRGL | 2012-AG3-047 | 77029025 | 1710290 | 1710290 | 0 |  | 0 | 6253176 | 22685527 | 22685530
CRGL | 2012-AG3-048 | 77029027 | 7349086 | 7349086 | 0 |  | 0 | 25562870 | 22685527 | 25562870
CRGL | 2012-AG3-049 | 77410128 | 29133090 | 29133090 | 0 |  | Indeterminate | 85195060 | 15360000 | 85195060
CRGL | 2012-AG3-050 | 77410129 | 16412047 | 16412050 | 0 |  | Indeterminate | 46893080 | 7756800 | 46893080
CRGL | 2012-AG3-051 | 77410131 | 27939717 | 27939720 | 0 |  | Indeterminate | 76039460 | 7680000 | 76039460
CRGL | 2012-AG3-052 | 77410135 | 54153741 | 54153740 | 0 |  | Indeterminate | 117073300 | 5760000 | 117073300
CRGL | 2012-AG3-053 | 77410149 | 34952172 | 34952170 | 0 |  | Indeterminate | 88007560 | 7680000 | 88007560
CRGL | 2012-AG3-054 | 77410157 | 12445384 | 12445380 | 0 |  | Indeterminate | 41005780 | 11520000 | 41005780
ETEC | 2012-AG3-038 | 77410319 | 0 | 0 | 0 |  | 0 | 0 | 0 | Schedule 9 & 11 Charges
ETEC | 2012-AG3-039 | 77410327 | 0 | 0 | 0 |  | 0 | 0 | 0 | Schedule 9 & 11 Charges
ETEC | 2012-AG3-040 | 77410336 | 0 | 0 | 0 |  | 0 | 0 | 0 | Schedule 9 & 11 Charges
ETEC | 2012-AG3-041 | 77410342 | 0 | 0 | 0 |  | 0 | 0 | 0 | Schedule 9 & 11 Charges
ETEC | 2012-AG3-042 | 77410350 | 20332765 | 0 | 20332765 |  | Indeterminate | 0 | 0 | Schedule 9 & 11 Charges
ETEC | 2012-AG3-043 | 77410353 | 0 | 0 | 0 |  | 0 | 0 | 0 | Schedule 9 & 11 Charges
ETEC | 2012-AG3-044 | 77410357 | 0 | 0 | 0 |  | Indeterminate | 0 | 0 | Schedule 9 & 11 Charges
ETEC | 2012-AG3-045 | 77410360 | 0 | 0 | 0 |  | 0 | 0 | 0 | Schedule 9 & 11 Charges
ETEC | 2012-AG3-046 | 77410382 | 0 | 0 | 0 |  | Indeterminate | 0 | 0 | Schedule 9 & 11 Charges
GSECGS | 2012-AG3-032 | 77401449 | 62468 | 0 | 62468 |  | Indeterminate | 0 | 0 | Schedule 9 & 11 Charges
GSECGS | 2012-AG3-033 | 77401452 | 17400 | 0 | 17400 |  | 0 | 0 | 0 | Schedule 9 & 11 Charges
GSECGS | 2012-AG3-034 | 77401453 | 17400 | 0 | 17400 |  | 0 | 0 | 0 | Schedule 9 & 11 Charges
GSECGS | 2012-AG3-035 | 77402179 | 2492124 | 2492124 | 0 |  | 0 | 13805770 | 0 | 13805770
GSECGS | 2012-AG3-036 | 77402184 | 2505505 | 2505505 | 0 |  | 0 | 14115190 | 0 | 14115190
INF | 2012-AG3-030 | 77409954 | 13930451 | 13930450 | 0 | 8,13 | Indeterminate | 45705280 | 15360000 | 45705280
INF | 2012-AG3-031 | 77409979 | 13557531 | 13557530 | 0 | 8,13 | Indeterminate | 44197450 | 15360000 | 44197450
KBPU | 2012-AG3-029 | 77155691 | 60199 | 60199 | 0 |  | Indeterminate | 264629 | 365248 | 365248
KPP | 2012-AG3-024 | 77398979 | 498263 | 0 | 498263 |  | Indeterminate | 0 | 0 | Schedule 9 & 11 Charges
KPP | 2012-AG3-025 | 77405406 | 48874 | 0 | 48874 |  | 0 | 0 | 0 | Schedule 9 & 11 Charges
KPP | 2012-AG3-026 | 77405413 | 146658 | 0 | 146658 |  | Indeterminate | 0 | 0 | Schedule 9 & 11 Charges
KPP | 2012-AG3-027 | 77405416 | 9760611 | 8140611 | 1620000 |  | Indeterminate | 22225439 | 0 | 22225439
KPP | 2012-AG3-028 | 77405426 | 0 | 0 | 0 |  | Indeterminate | 0 | 0 | Schedule 9 & 11 Charges
MIDW | 2012-AG3-013 | 77410531 | 2986982 | 0 | 2986982 |  | 0 | 0 | 0 | Schedule 9 & 11 Charges
MIDW | 2012-AG3-014 | 77410543 | 25637823 | 25637820 | 0 | 9,13 | 0 | 136107200 | 0 | 136107200
MIDW | 2012-AG3-015 | 77410549 | 9309956 | 9309956 | 0 | 9,13 | 0 | 50256500 | 0 | 50256500
MIDW | 2012-AG3-016 | 77410552 | 10667707 | 10667710 | 0 | 9,13 | 0 | 58409570 | 0 | 58409570
MIDW | 2012-AG3-017 | 77410571 | 18920280 | 18920280 | 0 | 9,13 | 0 | 101396600 | 0 | 101396600
MIDW | 2012-AG3-018 | 77410574 | 6327136 | 6327136 | 0 | 9,13 | 0 | 35312750 | 0 | 35312750
MIDW | 2012-AG3-019 | 77410581 | 7696750 | 7696750 | 0 | 9,13 | 0 | 46331220 | 0 | 46331220
MIDW | 2012-AG3-020 | 77410583 | 3382117 | 3382117 | 0 | 9,13 | 0 | 20685770 | 0 | 20685770
MIDW | 2012-AG3-021 | 77410584 | 9789264 | 9789264 | 0 | 9,13 | 0 | 53010730 | 0 | 53010730
MIDW | 2012-AG3-022 | 77410586 | 3200916 | 3200916 | 0 | 9,13 | 0 | 19645400 | 0 | 19645400
MIDW | 2012-AG3-023 | 77410589 | 3301641 | 3301641 | 0 | 9,13 | 0 | 20223330 | 0 | 20223330
NPPM | 2012-AG3-012 | 77407262 | 0 | 0 | 0 |  | 0 | 0 | 0 | Schedule 9 & 11 Charges
SPSM | 2012-AG3-009 | 77341873 | 287972 | 0 | 287972 |  | 0 | 0 | 0 | Schedule 9 & 11 Charges
SPSM | 2012-AG3-010 | 77341881 | 351553 | 0 | 351553 |  | 0 | 0 | 0 | Schedule 9 & 11 Charges
SPSM | 2012-AG3-011 | 77385839 | 5695 | 0 | 5695 |  | 0 | 0 | 0 | Schedule 9 & 11 Charges
WFEC | 2012-AG3-008 | 77193289 | 13455828 | 0 | 13455828 |  | Indeterminate | 0 | 0 | Schedule 9 & 11 Charges
WRGS | 2012-AG3-001 | 77379443 | 73546 | 73546 | 0 | 12,13 | Indeterminate | 228198 | 8140800 | 8140800
WRGS | 2012-AG3-002 | 77379445 | 3851758 | 3851758 | 0 | 12,13 | Indeterminate | 10878730 | 3840000 | 10878730
WRGS | 2012-AG3-003 | 77379449 | 11451502 | 11451500 | 0 | 12,13 | Indeterminate | 31651370 | 8140800 | 31651370
WRGS | 2012-AG3-004 | 77379453 | 1997348 | 1997348 | 0 | 12,13 | Indeterminate | 6740743 | 8140800 | 8140800
WRGS | 2012-AG3-005 | 77409901 | 2735080 | 2735080 | 0 | 12,13 | Indeterminate | 8063886 | 8140800 | 8140800
WRGS | 2012-AG3-006 | 77409994 | 8419643 | 8419643 | 0 | 12,13 | Indeterminate | 23464760 | 8140800 | 23464760
WRGS | 2012-AG3-007 | 77412342 | 0 | 0 | 0 | 12,13 | Indeterminate | 0 | 8140800 | 8140800
Grand Total |  |  | 579706625 |  | 39831858 |  |  | 1798753636
Note 1: Letter of Credit required for financial security for transmission owner for network upgrades is determined by allocated engineering and construction costs less engineering and construction costs for upgrades when network customer is the transmission owner less the E & C allocation of expedited projects. Letter of Credit is required for upgrades assigned to PTP requests. The amount of the letter of credit will be adjusted down on an annual basis to reflect cost recovery based on revenue allocation. This letter of credit is not required for those facilities that are fully base plan funded. The Letter Of Credit Amount listed is based on meeting OATT Attachment J requirements for base plan funding.
Note 2: If potential base plan funding is applicable, this value is the lesser of the Engineering and Construction costs of assignable upgrades or the value of base plan funding calculated pursuant to Attachment J, Section III B criteria. Allocation of base plan funding is contingent upon verification of customer agreements meeting Attachment J, Section II B criteria. Not applicable if Point-to-Point base rate exceeds revenue requirements.
Note 3: Revenue Requirements (RR) are based upon deferred end dates if applicable. Deferred dates are based upon customer's choice to pursue redispatch. Achievable Base Plan Avoided RR in the case of a Base Plan upgrade being displaced or deferred by an earlier in service date for a Requested Upgrade shall be determined per Attachment J, Section VII.C methodology. Assumption of a 40 year service life is utilized for Base Plan funded projects. A present worth analysis of RR on a common year basis between the Base Plan and Requested Upgrades was performed to determine avoided Base Plan RR due to the displacement or deferral of the Base Plan upgrade by the Requested Upgrade. The incremental increase in present worth of a Requested Upgrade on a common year basis as a Base Plan upgrade is assigned to the transmission requests impacting the upgrade based on the displacement or deferral. If the displacement analysis results in lower RR due to the shorter amortization period of the requested upgrade when compared to a base plan amortization period, then no direct assignment of the upgrade cost is made due to the displacement to an earlier start date.
Note 4: For Point-to-Point requests, total cost is based on the higher of the base rate or assigned upgrade revenue requirements. For Network requests, the total cost is based on the assigned upgrade revenue requirement. Allocation of base plan funding will be determined after verification of designated resource meeting Attachment J, Section II B Criteria. Additionally E & C of 3rd Party upgrades is assignable to Customer. This includes prepayments required for any SWPA upgrades. Revenue requirements for 3rd Party facilities are not calculated. Total cost to customer is based on assumption of Revenue Requirements with confirmation of base plan funding. Customer is responsible for negotiating redispatch costs if applicable. Customer is also responsible to pay credits for previously assigned upgrades that are impacted by their request. Credits can be paid from base plan funding if applicable.
Note 5: RR with base plan funding may increase or decrease even if no base plan funding is applicable to a particular request if another request that shares the upgrade is now full base plan funded resulting in a different amortization period for the upgrade and thus different RR.
Note 6: Mutually exclusive with 77387415 and 77387426. System impacts were identified by only modeling mutually exclusive request 77387435.
Note 7: Mutually exclusive with77387419 and 77387430. System impacts were identified by only modeling mutually exclusive request 77387437.
Note 8: Mutually exclusive with 77409954 and 77409979. System impacts were identified by only modeling mutually exclusive request 77409954.
Note 9: Mutually exclusive with 77410549,77410552,77410571,77410574,77410581,77410583,77410584,77410586,77410589,. System impacts were identified by only modeling mutually exclusive request 77410543.
Note 10: Mutually exclusive with 77409871, 77409907, 77409924, 77410023 and 77410034. System impacts were identified by only modeling mutually exclusive request 77409871.
Note 11: Mutually exclusive with 77409948, 77409969, 77410005, 77410015, 77410042 and 77410049. System impacts were identified by only modeling mutually exclusive request 77410015.
Note 12: Mutually exclusive with 77379443, 77379445, 77379449, 77379453, 77409901, and 77412342. System impacts were identified by only modeling mutually exclusive request 77409994.
Note 13: ATSS cost allocation includes all customers’ mutually exclusive requests in SPP-2012-AG3.

## Table3
Customer | Study Number
BPAE | 2012-AG3-070
Customer | Reservation | POR | POD | Requested Amount | Requested Start Date | Requested Stop Date | Deferred Start Date Without Redispatch | Deferred Stop Date Without Redispatch | Potential Base Plan Funding Allowable | Point-to-Point Base Rate | Allocated E & C Cost | Total Revenue Requirements
BPAE | 77387381 | WR | KCPL | 50 | 2014-10-01 | 2019-10-01 | 2020-06-01 | 2025-06-01 | 0 | 2634000 | 26092656 | 60242056.182
[9 empty] | 0 | 2634000 | 26092656 | 60242056.182
Reservation | Upgrade Name | DUN | EOC | Earliest Start Date | Redispatch Available | Allocated E & C Cost | Total E & C Cost | Total Revenue Requirements
77387381 | EASTOWN7 345.00 - IATAN 345KV CKT 1 | 2019-06-01 | 2019-06-01 |  |  | 59345 | 35842500 | 196702.068
| GRAND ISLAND - SWEETWATER 345KV CKT 2 | 2013-06-01 | 2020-06-01 |  |  | 766698 | 96368000 | 2015151.9
| HOLT - NELIGH 345KV CKT 1 | 2013-10-01 | 2019-03-01 |  |  | 200827 | 30656000 | 553052.466
| LYDIA - VALLIANT 345KV CKT 1 | 2015-06-01 | 2017-06-01 |  |  | 332314 | 65746687.5 | 1282618.974
| MATHWSN7 345.00 - NORTHWEST 345KV CKT 1 | 2015-10-01 | 2016-06-01 |  |  | 3089 | 326250 | 12080.322
| PITTSBURG - SEMINOLE 345KV CKT 1 OKGE | 2015-06-01 | 2016-06-01 |  |  | 1695 | 326250 | 6527.49
| PITTSBURG - VALLIANT 345KV CKT 1 | 2015-06-01 | 2016-06-01 |  |  | 1563 | 303750 | 6374.556
| SUB 124 - AURORA H.T. 69KV | 2019-06-01 | 2019-06-01 |  |  | 58937 | 3300000 | 144750
| SWISSVALE - WEST GARDNER 345KV CKT 1 WERE | 2015-06-01 | 2016-06-01 |  |  | 13664 | 393750 | 45952.938
| Wolf Creek to Neosho 345 kV | 2015-10-01 | 2020-06-01 |  |  | 24654524 | 117126900 | 55978845.468
[5 empty] | Total | 26092656 | 350390087.5 | 60242056.182
Expansion Plan - The requested service is contingent upon completion of the following upgrades. Cost is not assignable to the transmission customer.
Reservation | Upgrade Name | DUN | EOC | Earliest Start Date | Redispatch Available
77387381 | IATAN - NASHUA 345KV CKT 1 | 2013-06-01 | 2015-06-01
| Line - Clark County - Thistle 345 kV dbl Ckt | 2013-06-01 | 2015-01-01
| Line - Hitchland - Woodward 345 kV dbl Ckt OKGE | 2013-06-01 | 2014-07-01
| Line - Hitchland - Woodward 345 kV dbl Ckt SPS | 2013-06-01 | 2014-07-01
| Line - Spearville - Clark County 345 kV dbl Ckt | 2013-06-01 | 2015-01-01
| Line - Thistle - Wichita 345 kV dbl Ckt PW | 2013-06-01 | 2015-01-01
| Line - Thistle - Wichita 345 kV dbl Ckt WERE | 2013-06-01 | 2015-01-01
| Line - Thistle - Woodward 345 kV dbl Ckt OKGE | 2013-06-01 | 2015-01-01
| Line - Thistle - Woodward 345 kV dbl Ckt PW | 2013-06-01 | 2015-01-01
| Line - Tuco - Woodward 345 kV line OKGE | 2013-06-01 | 2014-06-01
| Line - Tuco - Woodward 345 kV line SPS | 2013-06-01 | 2014-06-01
| XFR - Thistle 345/138 kV | 2013-06-01 | 2015-01-01
Reliability Projects - The requested service is contingent upon completion of the following upgrades. Cost is not assignable to the transmission customer.
Reservation | Upgrade Name | DUN | EOC | Earliest Start Date | Redispatch Available
77387381 | BLUE SPRING SOUTH - BLUE SPRINGS EAST 161KV CKT 1 #1 | 2014-10-01 | 2014-10-01 | 2014-06-01
| BLUE SPRING SOUTH - PRAIRIE LEE 161KV CKT 1 #1 | 2013-06-01 | 2014-06-01
| Cherry Co - Gentleman 345 kV Ckt1 | 2013-10-01 | 2018-01-01
| Cherry Co - Holt Co 345 kV Ckt1 | 2013-10-01 | 2018-01-01
| Cherry Co 345 kV Terminal Upgrades | 2013-10-01 | 2018-01-01
| Neligh - Hoskins 345 kV Ckt1 | 2013-10-01 | 2019-03-01
| Neligh 345/115 kV Transformer | 2013-10-01 | 2019-03-01
Construction Pending - The requested service is contingent upon completion of the following upgrades. Cost is not assignable to the transmission customer.
Reservation | Upgrade Name | DUN | EOC | Earliest Start Date | Redispatch Available
77387381 | Auburn - JEC 345KV | 2013-06-01 | 2019-06-01
| Auburn - Swissvale 345KV | 2013-06-01 | 2019-06-01
| AUBURN ROAD (AUBRN77X) 345/115/13.8KV TRANSFORMER CKT 1 | 2013-06-01 | 2019-06-01
| BLUE SPRING SOUTH - BLUE SPRINGS EAST 161KV CKT 1 #2 Accelerate | 2014-10-01 | 2016-06-01
| BLUE SPRING SOUTH - PRAIRIE LEE 161KV CKT 1 #2 Accelerate | 2014-10-01 | 2016-06-01
| CHISHOLM - MAIZE 138KV CKT 1 #1 | 2015-06-01 | 2016-06-01
| CHISHOLM - MAIZE 138KV CKT 1 #2 | 2015-06-01 | 2016-06-01
| CIMARRON - DRAPER LAKE 345KV CKT 1 | 2019-10-01 | 2019-10-01
| EVANS ENERGY CENTER NORTH - MAIZE 138KV CKT 1 #1 | 2013-06-01 | 2016-06-01
| EVANS ENERGY CENTER NORTH - MAIZE 138KV CKT 1 #2 | 2015-06-01 | 2016-06-01
| FLINT CREEK - SILOAM SPRINGS TAP 345KV CKT 1 AEPW | 2019-06-01 | 2019-06-01
| FT SMITH - MUSKOGEE 345KV CKT 1 | 2013-06-01 | 2015-06-01
| GOODYEAR JUNCTION - INDIAN HILLS 115KV CKT 1 | 2013-06-01 | 2016-06-01
| GRDA1 - SILOAM SPRINGS TAP 345KV CKT 1 Accelerate | 2014-06-01 | 2016-06-01
| HOYT - JEFFREY ENERGY CENTER 345KV CKT 1 | 2013-06-01 | 2017-06-01
| Iatan - Jeffrey Energy Center 345 kV KACP | 2013-06-01 | 2019-06-01
| Iatan - Jeffrey Energy Center 345 kV WERE | 2013-06-01 | 2019-06-01
| Lacygne - Mariosa 345KV KACP | 2013-06-01 | 2019-06-01
| Mullergren - Reno 345kV Dbl CKT MKEC | 2013-06-01 | 2019-06-01
| Mullergren - Reno 345kV Dbl CKT WERE | 2013-10-01 | 2019-06-01
| Muskogee - VBI 345 kV with 345/161 kV bus tie near VBI | 2013-06-01 | 2019-06-01
| Spearville - Mullergren 345kV Dbl CKT | 2013-06-01 | 2019-06-01
| Viola - Rose Hill 345 kV | 2013-06-01 | 2019-06-01
| WICHITA (WICHT12X) 345/138/13.8KV TRANSFORMER CKT 3 | 2015-10-01 | 2016-06-01
Credits may be required for the following Network Upgrades in accordance with Attachment Z2 of the SPP OATT.
Reservation | Upgrade Name | DUN | EOC | Earliest Start Date | Redispatch Available
77387381 | CIMARRON - DRAPER LAKE 345KV CKT 1 | 2019-10-01 | 2019-10-01
| LACYGNE - WEST GARDNER 345KV CKT 1 | 2006-06-01 | 2006-06-01
Third Party Limitations.
Reservation | Upgrade Name | DUN | EOC | Earliest Start Date | Redispatch Available | *Allocated E & C Cost | *Total E & C Cost
77387381 | 7JASPER 345.00 - MORGAN 345KV CKT 1 | 2015-06-01 | 2016-06-01 |  |  | 6611 | 625000
| Lacygne - Mariosa 345KV AMRN | 2013-06-01 | 2019-06-01 |  |  | 0 | 0
[5 empty] | Total | 6611 | 625000
*Estimated cost allocation as a percentage of total cost is shown for third-party limitations when costs have not yet been established by the third-party.
*Credits may be required for applicable generation interconnection network upgrades.
Customer | Study Number
BPAE | 2012-AG3-071
Customer | Reservation | POR | POD | Requested Amount | Requested Start Date | Requested Stop Date | Deferred Start Date Without Redispatch | Deferred Stop Date Without Redispatch | Potential Base Plan Funding Allowable | Point-to-Point Base Rate | Allocated E & C Cost | Total Revenue Requirements
BPAE | 77387397 | WR | KCPL | 50 | 2014-10-01 | 2019-10-01 | 2020-06-01 | 2025-06-01 | 0 | 2634000 | 26092656 | 60242056.182
[9 empty] | 0 | 2634000 | 26092656 | 60242056.182
Reservation | Upgrade Name | DUN | EOC | Earliest Start Date | Redispatch Available | Allocated E & C Cost | Total E & C Cost | Total Revenue Requirements
77387397 | EASTOWN7 345.00 - IATAN 345KV CKT 1 | 2019-06-01 | 2019-06-01 |  |  | 59345 | 35842500 | 196702.068
| GRAND ISLAND - SWEETWATER 345KV CKT 2 | 2013-06-01 | 2020-06-01 |  |  | 766698 | 96368000 | 2015151.9
| HOLT - NELIGH 345KV CKT 1 | 2013-10-01 | 2019-03-01 |  |  | 200827 | 30656000 | 553052.466
| LYDIA - VALLIANT 345KV CKT 1 | 2015-06-01 | 2017-06-01 |  |  | 332314 | 65746687.5 | 1282618.974
| MATHWSN7 345.00 - NORTHWEST 345KV CKT 1 | 2015-10-01 | 2016-06-01 |  |  | 3089 | 326250 | 12080.322
| PITTSBURG - SEMINOLE 345KV CKT 1 OKGE | 2015-06-01 | 2016-06-01 |  |  | 1695 | 326250 | 6527.49
| PITTSBURG - VALLIANT 345KV CKT 1 | 2015-06-01 | 2016-06-01 |  |  | 1563 | 303750 | 6374.556
| SUB 124 - AURORA H.T. 69KV | 2019-06-01 | 2019-06-01 |  |  | 58937 | 3300000 | 144750
| SWISSVALE - WEST GARDNER 345KV CKT 1 WERE | 2015-06-01 | 2016-06-01 |  |  | 13664 | 393750 | 45952.938
| Wolf Creek to Neosho 345 kV | 2015-10-01 | 2020-06-01 |  |  | 24654524 | 117126900 | 55978845.468
[5 empty] | Total | 26092656 | 350390087.5 | 60242056.182
Expansion Plan - The requested service is contingent upon completion of the following upgrades. Cost is not assignable to the transmission customer.
Reservation | Upgrade Name | DUN | EOC | Earliest Start Date | Redispatch Available
77387397 | IATAN - NASHUA 345KV CKT 1 | 2013-06-01 | 2015-06-01
| Line - Clark County - Thistle 345 kV dbl Ckt | 2013-06-01 | 2015-01-01
| Line - Hitchland - Woodward 345 kV dbl Ckt OKGE | 2013-06-01 | 2014-07-01
| Line - Hitchland - Woodward 345 kV dbl Ckt SPS | 2013-06-01 | 2014-07-01
| Line - Spearville - Clark County 345 kV dbl Ckt | 2013-06-01 | 2015-01-01
| Line - Thistle - Wichita 345 kV dbl Ckt PW | 2013-06-01 | 2015-01-01
| Line - Thistle - Wichita 345 kV dbl Ckt WERE | 2013-06-01 | 2015-01-01
| Line - Thistle - Woodward 345 kV dbl Ckt OKGE | 2013-06-01 | 2015-01-01
| Line - Thistle - Woodward 345 kV dbl Ckt PW | 2013-06-01 | 2015-01-01
| Line - Tuco - Woodward 345 kV line OKGE | 2013-06-01 | 2014-06-01
| Line - Tuco - Woodward 345 kV line SPS | 2013-06-01 | 2014-06-01
| XFR - Thistle 345/138 kV | 2013-06-01 | 2015-01-01
Reliability Projects - The requested service is contingent upon completion of the following upgrades. Cost is not assignable to the transmission customer.
Reservation | Upgrade Name | DUN | EOC | Earliest Start Date | Redispatch Available
77387397 | BLUE SPRING SOUTH - BLUE SPRINGS EAST 161KV CKT 1 #1 | 2014-10-01 | 2014-10-01 | 2014-06-01
| BLUE SPRING SOUTH - PRAIRIE LEE 161KV CKT 1 #1 | 2013-06-01 | 2014-06-01
| Cherry Co - Gentleman 345 kV Ckt1 | 2013-10-01 | 2018-01-01
| Cherry Co - Holt Co 345 kV Ckt1 | 2013-10-01 | 2018-01-01
| Cherry Co 345 kV Terminal Upgrades | 2013-10-01 | 2018-01-01
| Neligh - Hoskins 345 kV Ckt1 | 2013-10-01 | 2019-03-01
| Neligh 345/115 kV Transformer | 2013-10-01 | 2019-03-01
Construction Pending - The requested service is contingent upon completion of the following upgrades. Cost is not assignable to the transmission customer.
Reservation | Upgrade Name | DUN | EOC | Earliest Start Date | Redispatch Available
77387397 | Auburn - JEC 345KV | 2013-06-01 | 2019-06-01
| Auburn - Swissvale 345KV | 2013-06-01 | 2019-06-01
| AUBURN ROAD (AUBRN77X) 345/115/13.8KV TRANSFORMER CKT 1 | 2013-06-01 | 2019-06-01
| BLUE SPRING SOUTH - BLUE SPRINGS EAST 161KV CKT 1 #2 Accelerate | 2014-10-01 | 2016-06-01
| BLUE SPRING SOUTH - PRAIRIE LEE 161KV CKT 1 #2 Accelerate | 2014-10-01 | 2016-06-01
| CHISHOLM - MAIZE 138KV CKT 1 #1 | 2015-06-01 | 2016-06-01
| CHISHOLM - MAIZE 138KV CKT 1 #2 | 2015-06-01 | 2016-06-01
| CIMARRON - DRAPER LAKE 345KV CKT 1 | 2019-10-01 | 2019-10-01
| EVANS ENERGY CENTER NORTH - MAIZE 138KV CKT 1 #1 | 2013-06-01 | 2016-06-01
| EVANS ENERGY CENTER NORTH - MAIZE 138KV CKT 1 #2 | 2015-06-01 | 2016-06-01
| FLINT CREEK - SILOAM SPRINGS TAP 345KV CKT 1 AEPW | 2019-06-01 | 2019-06-01
| FT SMITH - MUSKOGEE 345KV CKT 1 | 2013-06-01 | 2015-06-01
| GOODYEAR JUNCTION - INDIAN HILLS 115KV CKT 1 | 2013-06-01 | 2016-06-01
| GRDA1 - SILOAM SPRINGS TAP 345KV CKT 1 Accelerate | 2014-06-01 | 2016-06-01
| HOYT - JEFFREY ENERGY CENTER 345KV CKT 1 | 2013-06-01 | 2017-06-01
| Iatan - Jeffrey Energy Center 345 kV KACP | 2013-06-01 | 2019-06-01
| Iatan - Jeffrey Energy Center 345 kV WERE | 2013-06-01 | 2019-06-01
| Lacygne - Mariosa 345KV KACP | 2013-06-01 | 2019-06-01
| Mullergren - Reno 345kV Dbl CKT MKEC | 2013-06-01 | 2019-06-01
| Mullergren - Reno 345kV Dbl CKT WERE | 2013-10-01 | 2019-06-01
| Muskogee - VBI 345 kV with 345/161 kV bus tie near VBI | 2013-06-01 | 2019-06-01
| Spearville - Mullergren 345kV Dbl CKT | 2013-06-01 | 2019-06-01
| Viola - Rose Hill 345 kV | 2013-06-01 | 2019-06-01
| WICHITA (WICHT12X) 345/138/13.8KV TRANSFORMER CKT 3 | 2015-10-01 | 2016-06-01
Credits may be required for the following Network Upgrades in accordance with Attachment Z2 of the SPP OATT.
Reservation | Upgrade Name | DUN | EOC | Earliest Start Date | Redispatch Available
77387397 | CIMARRON - DRAPER LAKE 345KV CKT 1 | 2019-10-01 | 2019-10-01
| LACYGNE - WEST GARDNER 345KV CKT 1 | 2006-06-01 | 2006-06-01
Third Party Limitations.
Reservation | Upgrade Name | DUN | EOC | Earliest Start Date | Redispatch Available | *Allocated E & C Cost | *Total E & C Cost
77387397 | 7JASPER 345.00 - MORGAN 345KV CKT 1 | 2015-06-01 | 2016-06-01 |  |  | 6611 | 625000
| Lacygne - Mariosa 345KV AMRN | 2013-06-01 | 2019-06-01 |  |  | 0 | 0
[5 empty] | Total | 6611 | 625000
*Estimated cost allocation as a percentage of total cost is shown for third-party limitations when costs have not yet been established by the third-party.
*Credits may be required for applicable generation interconnection network upgrades.
Customer | Study Number
BPAE | 2012-AG3-072
Customer | Reservation | POR | POD | Requested Amount | Requested Start Date | Requested Stop Date | Deferred Start Date Without Redispatch | Deferred Stop Date Without Redispatch | Potential Base Plan Funding Allowable | Point-to-Point Base Rate | Allocated E & C Cost | Total Revenue Requirements
BPAE | 77387401 | WR | KCPL | 30 | 2014-10-01 | 2019-10-01 | 2020-06-01 | 2025-06-01 | 0 | 1580400 | 15655593 | 36145232.52
[9 empty] | 0 | 1580400 | 15655593 | 36145232.52
Reservation | Upgrade Name | DUN | EOC | Earliest Start Date | Redispatch Available | Allocated E & C Cost | Total E & C Cost | Total Revenue Requirements
77387401 | EASTOWN7 345.00 - IATAN 345KV CKT 1 | 2019-06-01 | 2019-06-01 |  |  | 35607 | 35842500 | 118021.26
| GRAND ISLAND - SWEETWATER 345KV CKT 2 | 2013-06-01 | 2020-06-01 |  |  | 460019 | 96368000 | 1209091.662
| HOLT - NELIGH 345KV CKT 1 | 2013-10-01 | 2019-03-01 |  |  | 120496 | 30656000 | 331830.93
| LYDIA - VALLIANT 345KV CKT 1 | 2015-06-01 | 2017-06-01 |  |  | 199389 | 65746687.5 | 769573.686
| MATHWSN7 345.00 - NORTHWEST 345KV CKT 1 | 2015-10-01 | 2016-06-01 |  |  | 1853 | 326250 | 7246.62
| PITTSBURG - SEMINOLE 345KV CKT 1 OKGE | 2015-06-01 | 2016-06-01 |  |  | 1017 | 326250 | 3916.512
| PITTSBURG - VALLIANT 345KV CKT 1 | 2015-06-01 | 2016-06-01 |  |  | 938 | 303750 | 3825.546
| SUB 124 - AURORA H.T. 69KV | 2019-06-01 | 2019-06-01 |  |  | 35362 | 3300000 | 86849.514
| SWISSVALE - WEST GARDNER 345KV CKT 1 WERE | 2015-06-01 | 2016-06-01 |  |  | 8198 | 393750 | 27570.42
| Wolf Creek to Neosho 345 kV | 2015-10-01 | 2020-06-01 |  |  | 14792714 | 117126900 | 33587306.37
[5 empty] | Total | 15655593 | 350390087.5 | 36145232.52
Expansion Plan - The requested service is contingent upon completion of the following upgrades. Cost is not assignable to the transmission customer.
Reservation | Upgrade Name | DUN | EOC | Earliest Start Date | Redispatch Available
77387401 | IATAN - NASHUA 345KV CKT 1 | 2013-06-01 | 2015-06-01
| Line - Clark County - Thistle 345 kV dbl Ckt | 2013-06-01 | 2015-01-01
| Line - Hitchland - Woodward 345 kV dbl Ckt OKGE | 2013-06-01 | 2014-07-01
| Line - Hitchland - Woodward 345 kV dbl Ckt SPS | 2013-06-01 | 2014-07-01
| Line - Spearville - Clark County 345 kV dbl Ckt | 2013-06-01 | 2015-01-01
| Line - Thistle - Wichita 345 kV dbl Ckt PW | 2013-06-01 | 2015-01-01
| Line - Thistle - Wichita 345 kV dbl Ckt WERE | 2013-06-01 | 2015-01-01
| Line - Thistle - Woodward 345 kV dbl Ckt OKGE | 2013-06-01 | 2015-01-01
| Line - Thistle - Woodward 345 kV dbl Ckt PW | 2013-06-01 | 2015-01-01
| Line - Tuco - Woodward 345 kV line OKGE | 2013-06-01 | 2014-06-01
| Line - Tuco - Woodward 345 kV line SPS | 2013-06-01 | 2014-06-01
| XFR - Thistle 345/138 kV | 2013-06-01 | 2015-01-01
Reliability Projects - The requested service is contingent upon completion of the following upgrades. Cost is not assignable to the transmission customer.
Reservation | Upgrade Name | DUN | EOC | Earliest Start Date | Redispatch Available
77387401 | BLUE SPRING SOUTH - BLUE SPRINGS EAST 161KV CKT 1 #1 | 2014-10-01 | 2014-10-01 | 2014-06-01
| BLUE SPRING SOUTH - PRAIRIE LEE 161KV CKT 1 #1 | 2013-06-01 | 2014-06-01
| Cherry Co - Gentleman 345 kV Ckt1 | 2013-10-01 | 2018-01-01
| Cherry Co - Holt Co 345 kV Ckt1 | 2013-10-01 | 2018-01-01
| Cherry Co 345 kV Terminal Upgrades | 2013-10-01 | 2018-01-01
| Neligh - Hoskins 345 kV Ckt1 | 2013-10-01 | 2019-03-01
| Neligh 345/115 kV Transformer | 2013-10-01 | 2019-03-01
Construction Pending - The requested service is contingent upon completion of the following upgrades. Cost is not assignable to the transmission customer.
Reservation | Upgrade Name | DUN | EOC | Earliest Start Date | Redispatch Available
77387401 | Auburn - JEC 345KV | 2013-06-01 | 2019-06-01
| Auburn - Swissvale 345KV | 2013-06-01 | 2019-06-01
| AUBURN ROAD (AUBRN77X) 345/115/13.8KV TRANSFORMER CKT 1 | 2013-06-01 | 2019-06-01
| BLUE SPRING SOUTH - BLUE SPRINGS EAST 161KV CKT 1 #2 Accelerate | 2014-10-01 | 2016-06-01
| BLUE SPRING SOUTH - PRAIRIE LEE 161KV CKT 1 #2 Accelerate | 2014-10-01 | 2016-06-01
| CHISHOLM - MAIZE 138KV CKT 1 #1 | 2015-06-01 | 2016-06-01
| CHISHOLM - MAIZE 138KV CKT 1 #2 | 2015-06-01 | 2016-06-01
| CIMARRON - DRAPER LAKE 345KV CKT 1 | 2019-10-01 | 2019-10-01
| EVANS ENERGY CENTER NORTH - MAIZE 138KV CKT 1 #1 | 2013-06-01 | 2016-06-01
| EVANS ENERGY CENTER NORTH - MAIZE 138KV CKT 1 #2 | 2015-06-01 | 2016-06-01
| FLINT CREEK - SILOAM SPRINGS TAP 345KV CKT 1 AEPW | 2019-06-01 | 2019-06-01
| FT SMITH - MUSKOGEE 345KV CKT 1 | 2013-06-01 | 2015-06-01
| GOODYEAR JUNCTION - INDIAN HILLS 115KV CKT 1 | 2013-06-01 | 2016-06-01
| GRDA1 - SILOAM SPRINGS TAP 345KV CKT 1 Accelerate | 2014-06-01 | 2016-06-01
| HOYT - JEFFREY ENERGY CENTER 345KV CKT 1 | 2013-06-01 | 2017-06-01
| Iatan - Jeffrey Energy Center 345 kV KACP | 2013-06-01 | 2019-06-01
| Iatan - Jeffrey Energy Center 345 kV WERE | 2013-06-01 | 2019-06-01
| Lacygne - Mariosa 345KV KACP | 2013-06-01 | 2019-06-01
| Mullergren - Reno 345kV Dbl CKT MKEC | 2013-06-01 | 2019-06-01
| Mullergren - Reno 345kV Dbl CKT WERE | 2013-10-01 | 2019-06-01
| Muskogee - VBI 345 kV with 345/161 kV bus tie near VBI | 2013-06-01 | 2019-06-01
| Spearville - Mullergren 345kV Dbl CKT | 2013-06-01 | 2019-06-01
| Viola - Rose Hill 345 kV | 2013-06-01 | 2019-06-01
| WICHITA (WICHT12X) 345/138/13.8KV TRANSFORMER CKT 3 | 2015-10-01 | 2016-06-01
Credits may be required for the following Network Upgrades in accordance with Attachment Z2 of the SPP OATT.
Reservation | Upgrade Name | DUN | EOC | Earliest Start Date | Redispatch Available
77387401 | CIMARRON - DRAPER LAKE 345KV CKT 1 | 2019-10-01 | 2019-10-01
| LACYGNE - WEST GARDNER 345KV CKT 1 | 2006-06-01 | 2006-06-01
Third Party Limitations.
Reservation | Upgrade Name | DUN | EOC | Earliest Start Date | Redispatch Available | *Allocated E & C Cost | *Total E & C Cost
77387401 | 7JASPER 345.00 - MORGAN 345KV CKT 1 | 2015-06-01 | 2016-06-01 |  |  | 3966 | 625000
| Lacygne - Mariosa 345KV AMRN | 2013-06-01 | 2019-06-01 |  |  | 0 | 0
[5 empty] | Total | 3966 | 625000
*Estimated cost allocation as a percentage of total cost is shown for third-party limitations when costs have not yet been established by the third-party.
*Credits may be required for applicable generation interconnection network upgrades.
Customer | Study Number
BPAE | 2012-AG3-073
Customer | Reservation | POR | POD | Requested Amount | Requested Start Date | Requested Stop Date | Deferred Start Date Without Redispatch | Deferred Stop Date Without Redispatch | Potential Base Plan Funding Allowable | Point-to-Point Base Rate | Allocated E & C Cost | Total Revenue Requirements
BPAE | 77387415 | SPS | AMRN | 100 | 2014-10-01 | 2019-10-01 | 2020-06-01 | 2025-06-01 | 0 | 5268000 | 9731680 | 30934040.322
[9 empty] | 0 | 5268000 | 9731680 | 30934040.322
Reservation | Upgrade Name | DUN | EOC | Earliest Start Date | Redispatch Available | Allocated E & C Cost | Total E & C Cost | Total Revenue Requirements
77387415 | Cimarron - Mathewson 345 kV Ckt 1 Accelerate | 2013-06-01 | 2019-06-01 |  |  | 196956 | 4145572 | 607255.764
| CIMARRON - SARA 138KV CKT 1 | 2015-10-01 | 2016-06-01 |  |  | 6926 | 326250 | 26568.546
| EASTOWN7 345.00 - IATAN 345KV CKT 1 | 2019-06-01 | 2019-06-01 |  |  | 1685766 | 35842500 | 5587558.764
| GRAND ISLAND - SWEETWATER 345KV CKT 2 | 2013-06-01 | 2020-06-01 |  |  | 2337958 | 96368000 | 6144975.594
| HOLT - NELIGH 345KV CKT 1 | 2013-10-01 | 2019-03-01 |  |  | 802414 | 30656000 | 2209747.908
| LYDIA - VALLIANT 345KV CKT 1 | 2015-06-01 | 2017-06-01 |  |  | 2400608 | 65746687.5 | 9265529.976
| Mathewson - Tatonga 345 kV Ckt 2 Accelerate | 2013-06-01 | 2019-06-01 |  |  | 759393 | 10387750 | 2341364.436
| Mathewson 345 kV Accelerate | 2013-06-01 | 2019-06-01 |  |  | 121185 | 2550731 | 373638.222
| MATHWSN7 345.00 - NORTHWEST 345KV CKT 1 | 2015-10-01 | 2016-06-01 |  |  | 19341 | 326250 | 75637.896
| OKLAUNION 345KV SVC | 2013-06-01 | 2019-06-01 |  |  | 210260 | 10240300 | 811666.938
| PITTSBURG - SEMINOLE 345KV CKT 1 OKGE | 2015-06-01 | 2016-06-01 |  |  | 8877 | 326250 | 34185.564
| PITTSBURG - VALLIANT 345KV CKT 1 | 2015-06-01 | 2016-06-01 |  |  | 11028 | 303750 | 44976.708
| SMOKYHL6 230.00 - SUMMIT 230KV CKT 2 MIDW | 2013-06-01 | 2019-06-01 |  |  | 94439 | 13864500 | 225563.634
| SMOKYHL6 230.00 - SUMMIT 230KV CKT 2 WERE | 2013-06-01 | 2019-06-01 |  |  | 232012 | 34061343.75 | 681009.918
| SUB 124 - AURORA H.T. 69KV | 2019-06-01 | 2019-06-01 |  |  | 164336 | 3300000 | 403611.258
| SWISSVALE - WEST GARDNER 345KV CKT 1 WERE | 2015-06-01 | 2016-06-01 |  |  | 12905 | 393750 | 43400.364
| Tatonga - Woodward EHV 345 kV Ckt 2 Accelerate | 2013-06-01 | 2019-06-01 |  |  | 667276 | 9127831 | 2057348.832
[5 empty] | Total | 9731680 | 317967465.25 | 30934040.322
Expansion Plan - The requested service is contingent upon completion of the following upgrades. Cost is not assignable to the transmission customer.
Reservation | Upgrade Name | DUN | EOC | Earliest Start Date | Redispatch Available
77387415 | IATAN - NASHUA 345KV CKT 1 | 2013-06-01 | 2015-06-01
| Line - Clark County - Thistle 345 kV dbl Ckt | 2013-06-01 | 2015-01-01
| Line - Hitchland - Woodward 345 kV dbl Ckt OKGE | 2013-06-01 | 2014-07-01
| Line - Hitchland - Woodward 345 kV dbl Ckt SPS | 2013-06-01 | 2014-07-01
| Line - Spearville - Clark County 345 kV dbl Ckt | 2013-06-01 | 2015-01-01
| Line - Thistle - Wichita 345 kV dbl Ckt PW | 2013-06-01 | 2015-01-01
| Line - Thistle - Wichita 345 kV dbl Ckt WERE | 2013-06-01 | 2015-01-01
| Line - Thistle - Woodward 345 kV dbl Ckt OKGE | 2013-06-01 | 2015-01-01
| Line - Thistle - Woodward 345 kV dbl Ckt PW | 2013-06-01 | 2015-01-01
| Line - Tuco - Woodward 345 kV line OKGE | 2013-06-01 | 2014-06-01
| Line - Tuco - Woodward 345 kV line SPS | 2013-06-01 | 2014-06-01
| XFR - Thistle 345/138 kV | 2013-06-01 | 2015-01-01
Reliability Projects - The requested service is contingent upon completion of the following upgrades. Cost is not assignable to the transmission customer.
Reservation | Upgrade Name | DUN | EOC | Earliest Start Date | Redispatch Available
77387415 | Cherry Co - Gentleman 345 kV Ckt1 | 2013-10-01 | 2018-01-01
| Cherry Co - Holt Co 345 kV Ckt1 | 2013-10-01 | 2018-01-01
| Cherry Co 345 kV Terminal Upgrades | 2013-10-01 | 2018-01-01
| Neligh - Hoskins 345 kV Ckt1 | 2013-10-01 | 2019-03-01
| Neligh 345/115 kV Transformer | 2013-10-01 | 2019-03-01
Construction Pending - The requested service is contingent upon completion of the following upgrades. Cost is not assignable to the transmission customer.
Reservation | Upgrade Name | DUN | EOC | Earliest Start Date | Redispatch Available
77387415 | ADABELL - VBI 161KV CKT 1 | 2013-11-01 | 2018-06-01
| Auburn - JEC 345KV | 2013-06-01 | 2019-06-01
| Auburn - Swissvale 345KV | 2013-06-01 | 2019-06-01
| AUBURN ROAD (AUBRN77X) 345/115/13.8KV TRANSFORMER CKT 1 | 2013-06-01 | 2019-06-01
| BEAVER - EUREKA SPRINGS 161KV CKT 1 AEPW | 2014-06-01 | 2015-06-01
| CHISHOLM - MAIZE 138KV CKT 1 #1 | 2015-06-01 | 2016-06-01
| CHISHOLM - MAIZE 138KV CKT 1 #2 | 2015-06-01 | 2016-06-01
| CIMARRON - DRAPER LAKE 345KV CKT 1 | 2019-10-01 | 2019-10-01
| EVANS ENERGY CENTER NORTH - MAIZE 138KV CKT 1 #1 | 2013-06-01 | 2016-06-01
| EVANS ENERGY CENTER NORTH - MAIZE 138KV CKT 1 #2 | 2015-06-01 | 2016-06-01
| FLINT CREEK - SILOAM SPRINGS TAP 345KV CKT 1 AEPW | 2019-06-01 | 2019-06-01
| FT SMITH - MUSKOGEE 345KV CKT 1 | 2013-06-01 | 2015-06-01
| FT SMITH (FTSMITH1) 500/345/13.8KV TRANSFORMER CKT 1 | 2013-06-01 | 2018-06-01
| GOODYEAR JUNCTION - INDIAN HILLS 115KV CKT 1 | 2013-06-01 | 2016-06-01
| GRDA1 - SILOAM SPRINGS TAP 345KV CKT 1 Accelerate | 2014-06-01 | 2016-06-01
| HOYT - JEFFREY ENERGY CENTER 345KV CKT 1 | 2013-06-01 | 2017-06-01
| Iatan - Jeffrey Energy Center 345 kV KACP | 2013-06-01 | 2019-06-01
| Iatan - Jeffrey Energy Center 345 kV WERE | 2013-06-01 | 2019-06-01
| Lacygne - Mariosa 345KV KACP | 2013-06-01 | 2019-06-01
| Mullergren - Reno 345kV Dbl CKT MKEC | 2013-06-01 | 2019-06-01
| Mullergren - Reno 345kV Dbl CKT WERE | 2013-10-01 | 2019-06-01
| Muskogee - VBI 345 kV with 345/161 kV bus tie near VBI | 2013-06-01 | 2019-06-01
| Spearville - Mullergren 345kV Dbl CKT | 2013-06-01 | 2019-06-01
| VBI - Arkansas Nuclear One 345kV OKGE | 2013-11-01 | 2019-06-01
| Viola - Rose Hill 345 kV | 2013-06-01 | 2019-06-01
| WICHITA (WICHT12X) 345/138/13.8KV TRANSFORMER CKT 3 | 2015-10-01 | 2016-06-01
Credits may be required for the following Network Upgrades in accordance with Attachment Z2 of the SPP OATT.
Reservation | Upgrade Name | DUN | EOC | Earliest Start Date | Redispatch Available
77387415 | CIMARRON - DRAPER LAKE 345KV CKT 1 | 2019-10-01 | 2019-10-01
| HUGO POWER PLANT - VALLIANT 345 KV AEPW | 2012-07-01 | 2012-07-01
| HUGO POWER PLANT - VALLIANT 345KV CKT 1 WFEC | 2012-07-01 | 2012-07-01
| Mullergren - Reno 345kV Dbl CKT MKEC | 2012-10-01 | 2019-06-01
| Mullergren - Reno 345kV Dbl CKT WERE | 2012-10-01 | 2019-06-01
| NORTHWEST - TATONGA 345KV CKT 1 | 2010-01-01 | 2010-01-01
| Spearville - Mullergren 345kV Dbl CKT | 2012-10-01 | 2019-06-01
| TATONGA - WOODWARD 345KV CKT 1 | 2010-01-01 | 2010-01-01
| WOODWARD - WOODWARD EHV 138KV CKT 1 | 2010-01-01 | 2010-01-01
| WOODWARD 345/138KV TRANSFORMER CKT 1 | 2010-01-01 | 2010-01-01
Third Party Limitations.
Reservation | Upgrade Name | DUN | EOC | Earliest Start Date | Redispatch Available | *Allocated E & C Cost | *Total E & C Cost
77387415 | 7JASPER 345.00 - MORGAN 345KV CKT 1 | 2015-06-01 | 2016-06-01 |  |  | 31609 | 625000
| 7OVERTON 345.00 () 345/161/13.8KV TRANSFORMER CKT 1 | 2013-11-01 | 2014-06-01 |  |  | 3.579% | 100%
| Arkansas Nuclear One 500/345 Transformer | 2013-11-01 | 2019-06-01 |  |  | 679752 | 12000000
| BEAVER - EUREKA SPRINGS 161KV CKT 1 SWPA | 2014-06-01 | 2015-06-01 |  |  | 0 | 0
| BUFORD 5 161.00 - BULL SHOALS 161KV CKT 1 | 2014-01-01 | 2016-06-01 |  |  | 0 | 0
| BUFORD 5 161.00 - NORFORK 161KV CKT 1 | 2014-06-01 | 2016-06-01 |  |  | 0 | 0
| CLAY - LOGAN 161KV CKT 1 SWPA | 2014-06-01 | 2017-06-01 |  |  | 159260 | 1995000
| CLAY - SPRINGFIELD 161KV CKT 1 SWPA #1 | 2013-11-01 | 2014-06-01 |  |  | 0 | 0
| CLAY - SPRINGFIELD 161KV CKT 1 SWPA #2 | 2014-06-01 | 2016-06-01 |  |  | 0 | 0
| CORDO; B 345.00 - NELSO; B 345.00 345KV CKT 1 | 2015-06-01 | 2015-06-01 |  |  | 4.872% | 100%
| H471 ; 345.00 - QUAD3-11 345.00 345KV CKT 1 | 2015-06-01 | 2015-06-01 |  |  | 4.866% | 100%
| Lacygne - Mariosa 345KV AMRN | 2013-06-01 | 2019-06-01 |  |  | 0 | 0
| LOGAN - MANSFIELD 161KV CKT 1 SWPA | 2014-06-01 | 2017-06-01 |  |  | 1485306 | 18606000
| NORFORK - SOUTHLAND AECC 161KV CKT 1 | 2015-06-01 | 2016-06-01 |  |  | 23357 | 225000
| VBI - Arkansas Nuclear One 345kV EES | 2013-11-01 | 2019-06-01 |  |  | 5.665% | 100%
[5 empty] | Total | 2379284 | 33451000
*Estimated cost allocation as a percentage of total cost is shown for third-party limitations when costs have not yet been established by the third-party.
*Credits may be required for applicable generation interconnection network upgrades.
Customer | Study Number
BPAE | 2012-AG3-074
Customer | Reservation | POR | POD | Requested Amount | Requested Start Date | Requested Stop Date | Deferred Start Date Without Redispatch | Deferred Stop Date Without Redispatch | Potential Base Plan Funding Allowable | Point-to-Point Base Rate | Allocated E & C Cost | Total Revenue Requirements
BPAE | 77387419 | SPS | AMRN | 100 | 2014-10-01 | 2019-10-01 | 2020-06-01 | 2025-06-01 | 0 | 5268000 | 9731680 | 30934040.322
[9 empty] | 0 | 5268000 | 9731680 | 30934040.322
Reservation | Upgrade Name | DUN | EOC | Earliest Start Date | Redispatch Available | Allocated E & C Cost | Total E & C Cost | Total Revenue Requirements
77387419 | Cimarron - Mathewson 345 kV Ckt 1 Accelerate | 2013-06-01 | 2019-06-01 |  |  | 196956 | 4145572 | 607255.764
| CIMARRON - SARA 138KV CKT 1 | 2015-10-01 | 2016-06-01 |  |  | 6926 | 326250 | 26568.546
| EASTOWN7 345.00 - IATAN 345KV CKT 1 | 2019-06-01 | 2019-06-01 |  |  | 1685766 | 35842500 | 5587558.764
| GRAND ISLAND - SWEETWATER 345KV CKT 2 | 2013-06-01 | 2020-06-01 |  |  | 2337958 | 96368000 | 6144975.594
| HOLT - NELIGH 345KV CKT 1 | 2013-10-01 | 2019-03-01 |  |  | 802414 | 30656000 | 2209747.908
| LYDIA - VALLIANT 345KV CKT 1 | 2015-06-01 | 2017-06-01 |  |  | 2400608 | 65746687.5 | 9265529.976
| Mathewson - Tatonga 345 kV Ckt 2 Accelerate | 2013-06-01 | 2019-06-01 |  |  | 759393 | 10387750 | 2341364.436
| Mathewson 345 kV Accelerate | 2013-06-01 | 2019-06-01 |  |  | 121185 | 2550731 | 373638.222
| MATHWSN7 345.00 - NORTHWEST 345KV CKT 1 | 2015-10-01 | 2016-06-01 |  |  | 19341 | 326250 | 75637.896
| OKLAUNION 345KV SVC | 2013-06-01 | 2019-06-01 |  |  | 210260 | 10240300 | 811666.938
| PITTSBURG - SEMINOLE 345KV CKT 1 OKGE | 2015-06-01 | 2016-06-01 |  |  | 8877 | 326250 | 34185.564
| PITTSBURG - VALLIANT 345KV CKT 1 | 2015-06-01 | 2016-06-01 |  |  | 11028 | 303750 | 44976.708
| SMOKYHL6 230.00 - SUMMIT 230KV CKT 2 MIDW | 2013-06-01 | 2019-06-01 |  |  | 94439 | 13864500 | 225563.634
| SMOKYHL6 230.00 - SUMMIT 230KV CKT 2 WERE | 2013-06-01 | 2019-06-01 |  |  | 232012 | 34061343.75 | 681009.918
| SUB 124 - AURORA H.T. 69KV | 2019-06-01 | 2019-06-01 |  |  | 164336 | 3300000 | 403611.258
| SWISSVALE - WEST GARDNER 345KV CKT 1 WERE | 2015-06-01 | 2016-06-01 |  |  | 12905 | 393750 | 43400.364
| Tatonga - Woodward EHV 345 kV Ckt 2 Accelerate | 2013-06-01 | 2019-06-01 |  |  | 667276 | 9127831 | 2057348.832
[5 empty] | Total | 9731680 | 317967465.25 | 30934040.322
Expansion Plan - The requested service is contingent upon completion of the following upgrades. Cost is not assignable to the transmission customer.
Reservation | Upgrade Name | DUN | EOC | Earliest Start Date | Redispatch Available
77387419 | IATAN - NASHUA 345KV CKT 1 | 2013-06-01 | 2015-06-01
| Line - Clark County - Thistle 345 kV dbl Ckt | 2013-06-01 | 2015-01-01
| Line - Hitchland - Woodward 345 kV dbl Ckt OKGE | 2013-06-01 | 2014-07-01
| Line - Hitchland - Woodward 345 kV dbl Ckt SPS | 2013-06-01 | 2014-07-01
| Line - Spearville - Clark County 345 kV dbl Ckt | 2013-06-01 | 2015-01-01
| Line - Thistle - Wichita 345 kV dbl Ckt PW | 2013-06-01 | 2015-01-01
| Line - Thistle - Wichita 345 kV dbl Ckt WERE | 2013-06-01 | 2015-01-01
| Line - Thistle - Woodward 345 kV dbl Ckt OKGE | 2013-06-01 | 2015-01-01
| Line - Thistle - Woodward 345 kV dbl Ckt PW | 2013-06-01 | 2015-01-01
| Line - Tuco - Woodward 345 kV line OKGE | 2013-06-01 | 2014-06-01
| Line - Tuco - Woodward 345 kV line SPS | 2013-06-01 | 2014-06-01
| XFR - Thistle 345/138 kV | 2013-06-01 | 2015-01-01
Reliability Projects - The requested service is contingent upon completion of the following upgrades. Cost is not assignable to the transmission customer.
Reservation | Upgrade Name | DUN | EOC | Earliest Start Date | Redispatch Available
77387419 | Cherry Co - Gentleman 345 kV Ckt1 | 2013-10-01 | 2018-01-01
| Cherry Co - Holt Co 345 kV Ckt1 | 2013-10-01 | 2018-01-01
| Cherry Co 345 kV Terminal Upgrades | 2013-10-01 | 2018-01-01
| Neligh - Hoskins 345 kV Ckt1 | 2013-10-01 | 2019-03-01
| Neligh 345/115 kV Transformer | 2013-10-01 | 2019-03-01
Construction Pending - The requested service is contingent upon completion of the following upgrades. Cost is not assignable to the transmission customer.
Reservation | Upgrade Name | DUN | EOC | Earliest Start Date | Redispatch Available
77387419 | ADABELL - VBI 161KV CKT 1 | 2013-11-01 | 2018-06-01
| Auburn - JEC 345KV | 2013-06-01 | 2019-06-01
| Auburn - Swissvale 345KV | 2013-06-01 | 2019-06-01
| AUBURN ROAD (AUBRN77X) 345/115/13.8KV TRANSFORMER CKT 1 | 2013-06-01 | 2019-06-01
| BEAVER - EUREKA SPRINGS 161KV CKT 1 AEPW | 2014-06-01 | 2015-06-01
| CHISHOLM - MAIZE 138KV CKT 1 #1 | 2015-06-01 | 2016-06-01
| CHISHOLM - MAIZE 138KV CKT 1 #2 | 2015-06-01 | 2016-06-01
| CIMARRON - DRAPER LAKE 345KV CKT 1 | 2019-10-01 | 2019-10-01
| EVANS ENERGY CENTER NORTH - MAIZE 138KV CKT 1 #1 | 2013-06-01 | 2016-06-01
| EVANS ENERGY CENTER NORTH - MAIZE 138KV CKT 1 #2 | 2015-06-01 | 2016-06-01
| FLINT CREEK - SILOAM SPRINGS TAP 345KV CKT 1 AEPW | 2019-06-01 | 2019-06-01
| FT SMITH - MUSKOGEE 345KV CKT 1 | 2013-06-01 | 2015-06-01
| FT SMITH (FTSMITH1) 500/345/13.8KV TRANSFORMER CKT 1 | 2013-06-01 | 2018-06-01
| GOODYEAR JUNCTION - INDIAN HILLS 115KV CKT 1 | 2013-06-01 | 2016-06-01
| GRDA1 - SILOAM SPRINGS TAP 345KV CKT 1 Accelerate | 2014-06-01 | 2016-06-01
| HOYT - JEFFREY ENERGY CENTER 345KV CKT 1 | 2013-06-01 | 2017-06-01
| Iatan - Jeffrey Energy Center 345 kV KACP | 2013-06-01 | 2019-06-01
| Iatan - Jeffrey Energy Center 345 kV WERE | 2013-06-01 | 2019-06-01
| Lacygne - Mariosa 345KV KACP | 2013-06-01 | 2019-06-01
| Mullergren - Reno 345kV Dbl CKT MKEC | 2013-06-01 | 2019-06-01
| Mullergren - Reno 345kV Dbl CKT WERE | 2013-10-01 | 2019-06-01
| Muskogee - VBI 345 kV with 345/161 kV bus tie near VBI | 2013-06-01 | 2019-06-01
| Spearville - Mullergren 345kV Dbl CKT | 2013-06-01 | 2019-06-01
| VBI - Arkansas Nuclear One 345kV OKGE | 2013-11-01 | 2019-06-01
| Viola - Rose Hill 345 kV | 2013-06-01 | 2019-06-01
| WICHITA (WICHT12X) 345/138/13.8KV TRANSFORMER CKT 3 | 2015-10-01 | 2016-06-01
Credits may be required for the following Network Upgrades in accordance with Attachment Z2 of the SPP OATT.
Reservation | Upgrade Name | DUN | EOC | Earliest Start Date | Redispatch Available
77387419 | CIMARRON - DRAPER LAKE 345KV CKT 1 | 2019-10-01 | 2019-10-01
| HUGO POWER PLANT - VALLIANT 345 KV AEPW | 2012-07-01 | 2012-07-01
| HUGO POWER PLANT - VALLIANT 345KV CKT 1 WFEC | 2012-07-01 | 2012-07-01
| Mullergren - Reno 345kV Dbl CKT MKEC | 2012-10-01 | 2019-06-01
| Mullergren - Reno 345kV Dbl CKT WERE | 2012-10-01 | 2019-06-01
| NORTHWEST - TATONGA 345KV CKT 1 | 2010-01-01 | 2010-01-01
| Spearville - Mullergren 345kV Dbl CKT | 2012-10-01 | 2019-06-01
| TATONGA - WOODWARD 345KV CKT 1 | 2010-01-01 | 2010-01-01
| WOODWARD - WOODWARD EHV 138KV CKT 1 | 2010-01-01 | 2010-01-01
| WOODWARD 345/138KV TRANSFORMER CKT 1 | 2010-01-01 | 2010-01-01
Third Party Limitations.
Reservation | Upgrade Name | DUN | EOC | Earliest Start Date | Redispatch Available | *Allocated E & C Cost | *Total E & C Cost
77387419 | 7JASPER 345.00 - MORGAN 345KV CKT 1 | 2015-06-01 | 2016-06-01 |  |  | 31609 | 625000
| 7OVERTON 345.00 () 345/161/13.8KV TRANSFORMER CKT 1 | 2013-11-01 | 2014-06-01 |  |  | 3.579% | 100%
| Arkansas Nuclear One 500/345 Transformer | 2013-11-01 | 2019-06-01 |  |  | 679752 | 12000000
| BEAVER - EUREKA SPRINGS 161KV CKT 1 SWPA | 2014-06-01 | 2015-06-01 |  |  | 0 | 0
| BUFORD 5 161.00 - BULL SHOALS 161KV CKT 1 | 2014-01-01 | 2016-06-01 |  |  | 0 | 0
| BUFORD 5 161.00 - NORFORK 161KV CKT 1 | 2014-06-01 | 2016-06-01 |  |  | 0 | 0
| CLAY - LOGAN 161KV CKT 1 SWPA | 2014-06-01 | 2017-06-01 |  |  | 159260 | 1995000
| CLAY - SPRINGFIELD 161KV CKT 1 SWPA #1 | 2013-11-01 | 2014-06-01 |  |  | 0 | 0
| CLAY - SPRINGFIELD 161KV CKT 1 SWPA #2 | 2014-06-01 | 2016-06-01 |  |  | 0 | 0
| CORDO; B 345.00 - NELSO; B 345.00 345KV CKT 1 | 2015-06-01 | 2015-06-01 |  |  | 4.872% | 100%
| H471 ; 345.00 - QUAD3-11 345.00 345KV CKT 1 | 2015-06-01 | 2015-06-01 |  |  | 4.866% | 100%
| Lacygne - Mariosa 345KV AMRN | 2013-06-01 | 2019-06-01 |  |  | 0 | 0
| LOGAN - MANSFIELD 161KV CKT 1 SWPA | 2014-06-01 | 2017-06-01 |  |  | 1485306 | 18606000
| NORFORK - SOUTHLAND AECC 161KV CKT 1 | 2015-06-01 | 2016-06-01 |  |  | 23357 | 225000
| VBI - Arkansas Nuclear One 345kV EES | 2013-11-01 | 2019-06-01 |  |  | 5.665% | 100%
[5 empty] | Total | 2379284 | 33451000
*Estimated cost allocation as a percentage of total cost is shown for third-party limitations when costs have not yet been established by the third-party.
*Credits may be required for applicable generation interconnection network upgrades.
Customer | Study Number
BPAE | 2012-AG3-075
Customer | Reservation | POR | POD | Requested Amount | Requested Start Date | Requested Stop Date | Deferred Start Date Without Redispatch | Deferred Stop Date Without Redispatch | Potential Base Plan Funding Allowable | Point-to-Point Base Rate | Allocated E & C Cost | Total Revenue Requirements
BPAE | 77387426 | SPS | EES | 100 | 2014-10-01 | 2019-10-01 | 2020-06-01 | 2025-06-01 | 0 | 7680000 | 9731680 | 30934040.322
[9 empty] | 0 | 7680000 | 9731680 | 30934040.322
Reservation | Upgrade Name | DUN | EOC | Earliest Start Date | Redispatch Available | Allocated E & C Cost | Total E & C Cost | Total Revenue Requirements
77387426 | Cimarron - Mathewson 345 kV Ckt 1 Accelerate | 2013-06-01 | 2019-06-01 |  |  | 196956 | 4145572 | 607255.764
| CIMARRON - SARA 138KV CKT 1 | 2015-10-01 | 2016-06-01 |  |  | 6926 | 326250 | 26568.546
| EASTOWN7 345.00 - IATAN 345KV CKT 1 | 2019-06-01 | 2019-06-01 |  |  | 1685766 | 35842500 | 5587558.764
| GRAND ISLAND - SWEETWATER 345KV CKT 2 | 2013-06-01 | 2020-06-01 |  |  | 2337958 | 96368000 | 6144975.594
| HOLT - NELIGH 345KV CKT 1 | 2013-10-01 | 2019-03-01 |  |  | 802414 | 30656000 | 2209747.908
| LYDIA - VALLIANT 345KV CKT 1 | 2015-06-01 | 2017-06-01 |  |  | 2400608 | 65746687.5 | 9265529.976
| Mathewson - Tatonga 345 kV Ckt 2 Accelerate | 2013-06-01 | 2019-06-01 |  |  | 759393 | 10387750 | 2341364.436
| Mathewson 345 kV Accelerate | 2013-06-01 | 2019-06-01 |  |  | 121185 | 2550731 | 373638.222
| MATHWSN7 345.00 - NORTHWEST 345KV CKT 1 | 2015-10-01 | 2016-06-01 |  |  | 19341 | 326250 | 75637.896
| OKLAUNION 345KV SVC | 2013-06-01 | 2019-06-01 |  |  | 210260 | 10240300 | 811666.938
| PITTSBURG - SEMINOLE 345KV CKT 1 OKGE | 2015-06-01 | 2016-06-01 |  |  | 8877 | 326250 | 34185.564
| PITTSBURG - VALLIANT 345KV CKT 1 | 2015-06-01 | 2016-06-01 |  |  | 11028 | 303750 | 44976.708
| SMOKYHL6 230.00 - SUMMIT 230KV CKT 2 MIDW | 2013-06-01 | 2019-06-01 |  |  | 94439 | 13864500 | 225563.634
| SMOKYHL6 230.00 - SUMMIT 230KV CKT 2 WERE | 2013-06-01 | 2019-06-01 |  |  | 232012 | 34061343.75 | 681009.918
| SUB 124 - AURORA H.T. 69KV | 2019-06-01 | 2019-06-01 |  |  | 164336 | 3300000 | 403611.258
| SWISSVALE - WEST GARDNER 345KV CKT 1 WERE | 2015-06-01 | 2016-06-01 |  |  | 12905 | 393750 | 43400.364
| Tatonga - Woodward EHV 345 kV Ckt 2 Accelerate | 2013-06-01 | 2019-06-01 |  |  | 667276 | 9127831 | 2057348.832
[5 empty] | Total | 9731680 | 317967465.25 | 30934040.322
Expansion Plan - The requested service is contingent upon completion of the following upgrades. Cost is not assignable to the transmission customer.
Reservation | Upgrade Name | DUN | EOC | Earliest Start Date | Redispatch Available
77387426 | IATAN - NASHUA 345KV CKT 1 | 2013-06-01 | 2015-06-01
| Line - Clark County - Thistle 345 kV dbl Ckt | 2013-06-01 | 2015-01-01
| Line - Hitchland - Woodward 345 kV dbl Ckt OKGE | 2013-06-01 | 2014-07-01
| Line - Hitchland - Woodward 345 kV dbl Ckt SPS | 2013-06-01 | 2014-07-01
| Line - Spearville - Clark County 345 kV dbl Ckt | 2013-06-01 | 2015-01-01
| Line - Thistle - Wichita 345 kV dbl Ckt PW | 2013-06-01 | 2015-01-01
| Line - Thistle - Wichita 345 kV dbl Ckt WERE | 2013-06-01 | 2015-01-01
| Line - Thistle - Woodward 345 kV dbl Ckt OKGE | 2013-06-01 | 2015-01-01
| Line - Thistle - Woodward 345 kV dbl Ckt PW | 2013-06-01 | 2015-01-01
| Line - Tuco - Woodward 345 kV line OKGE | 2013-06-01 | 2014-06-01
| Line - Tuco - Woodward 345 kV line SPS | 2013-06-01 | 2014-06-01
| XFR - Thistle 345/138 kV | 2013-06-01 | 2015-01-01
Reliability Projects - The requested service is contingent upon completion of the following upgrades. Cost is not assignable to the transmission customer.
Reservation | Upgrade Name | DUN | EOC | Earliest Start Date | Redispatch Available
77387426 | Cherry Co - Gentleman 345 kV Ckt1 | 2013-10-01 | 2018-01-01
| Cherry Co - Holt Co 345 kV Ckt1 | 2013-10-01 | 2018-01-01
| Cherry Co 345 kV Terminal Upgrades | 2013-10-01 | 2018-01-01
| Neligh - Hoskins 345 kV Ckt1 | 2013-10-01 | 2019-03-01
| Neligh 345/115 kV Transformer | 2013-10-01 | 2019-03-01
Construction Pending - The requested service is contingent upon completion of the following upgrades. Cost is not assignable to the transmission customer.
Reservation | Upgrade Name | DUN | EOC | Earliest Start Date | Redispatch Available
77387426 | ADABELL - VBI 161KV CKT 1 | 2013-11-01 | 2018-06-01
| Auburn - JEC 345KV | 2013-06-01 | 2019-06-01
| Auburn - Swissvale 345KV | 2013-06-01 | 2019-06-01
| AUBURN ROAD (AUBRN77X) 345/115/13.8KV TRANSFORMER CKT 1 | 2013-06-01 | 2019-06-01
| BEAVER - EUREKA SPRINGS 161KV CKT 1 AEPW | 2014-06-01 | 2015-06-01
| CHISHOLM - MAIZE 138KV CKT 1 #1 | 2015-06-01 | 2016-06-01
| CHISHOLM - MAIZE 138KV CKT 1 #2 | 2015-06-01 | 2016-06-01
| CIMARRON - DRAPER LAKE 345KV CKT 1 | 2019-10-01 | 2019-10-01
| EVANS ENERGY CENTER NORTH - MAIZE 138KV CKT 1 #1 | 2013-06-01 | 2016-06-01
| EVANS ENERGY CENTER NORTH - MAIZE 138KV CKT 1 #2 | 2015-06-01 | 2016-06-01
| FLINT CREEK - SILOAM SPRINGS TAP 345KV CKT 1 AEPW | 2019-06-01 | 2019-06-01
| FT SMITH - MUSKOGEE 345KV CKT 1 | 2013-06-01 | 2015-06-01
| FT SMITH (FTSMITH1) 500/345/13.8KV TRANSFORMER CKT 1 | 2013-06-01 | 2018-06-01
| GOODYEAR JUNCTION - INDIAN HILLS 115KV CKT 1 | 2013-06-01 | 2016-06-01
| GRDA1 - SILOAM SPRINGS TAP 345KV CKT 1 Accelerate | 2014-06-01 | 2016-06-01
| HOYT - JEFFREY ENERGY CENTER 345KV CKT 1 | 2013-06-01 | 2017-06-01
| Iatan - Jeffrey Energy Center 345 kV KACP | 2013-06-01 | 2019-06-01
| Iatan - Jeffrey Energy Center 345 kV WERE | 2013-06-01 | 2019-06-01
| Lacygne - Mariosa 345KV KACP | 2013-06-01 | 2019-06-01
| Mullergren - Reno 345kV Dbl CKT MKEC | 2013-06-01 | 2019-06-01
| Mullergren - Reno 345kV Dbl CKT WERE | 2013-10-01 | 2019-06-01
| Muskogee - VBI 345 kV with 345/161 kV bus tie near VBI | 2013-06-01 | 2019-06-01
| Spearville - Mullergren 345kV Dbl CKT | 2013-06-01 | 2019-06-01
| VBI - Arkansas Nuclear One 345kV OKGE | 2013-11-01 | 2019-06-01
| Viola - Rose Hill 345 kV | 2013-06-01 | 2019-06-01
| WICHITA (WICHT12X) 345/138/13.8KV TRANSFORMER CKT 3 | 2015-10-01 | 2016-06-01
Credits may be required for the following Network Upgrades in accordance with Attachment Z2 of the SPP OATT.
Reservation | Upgrade Name | DUN | EOC | Earliest Start Date | Redispatch Available
77387426 | CIMARRON - DRAPER LAKE 345KV CKT 1 | 2019-10-01 | 2019-10-01
| HUGO POWER PLANT - VALLIANT 345 KV AEPW | 2012-07-01 | 2012-07-01
| HUGO POWER PLANT - VALLIANT 345KV CKT 1 WFEC | 2012-07-01 | 2012-07-01
| Mullergren - Reno 345kV Dbl CKT MKEC | 2012-10-01 | 2019-06-01
| Mullergren - Reno 345kV Dbl CKT WERE | 2012-10-01 | 2019-06-01
| NORTHWEST - TATONGA 345KV CKT 1 | 2010-01-01 | 2010-01-01
| Spearville - Mullergren 345kV Dbl CKT | 2012-10-01 | 2019-06-01
| TATONGA - WOODWARD 345KV CKT 1 | 2010-01-01 | 2010-01-01
| WOODWARD - WOODWARD EHV 138KV CKT 1 | 2010-01-01 | 2010-01-01
| WOODWARD 345/138KV TRANSFORMER CKT 1 | 2010-01-01 | 2010-01-01
Third Party Limitations.
Reservation | Upgrade Name | DUN | EOC | Earliest Start Date | Redispatch Available | *Allocated E & C Cost | *Total E & C Cost
77387426 | 7JASPER 345.00 - MORGAN 345KV CKT 1 | 2015-06-01 | 2016-06-01 |  |  | 31609 | 625000
| 7OVERTON 345.00 () 345/161/13.8KV TRANSFORMER CKT 1 | 2013-11-01 | 2014-06-01 |  |  | 3.579% | 100%
| Arkansas Nuclear One 500/345 Transformer | 2013-11-01 | 2019-06-01 |  |  | 679752 | 12000000
| BEAVER - EUREKA SPRINGS 161KV CKT 1 SWPA | 2014-06-01 | 2015-06-01 |  |  | 0 | 0
| BUFORD 5 161.00 - BULL SHOALS 161KV CKT 1 | 2014-01-01 | 2016-06-01 |  |  | 0 | 0
| BUFORD 5 161.00 - NORFORK 161KV CKT 1 | 2014-06-01 | 2016-06-01 |  |  | 0 | 0
| CLAY - LOGAN 161KV CKT 1 SWPA | 2014-06-01 | 2017-06-01 |  |  | 159260 | 1995000
| CLAY - SPRINGFIELD 161KV CKT 1 SWPA #1 | 2013-11-01 | 2014-06-01 |  |  | 0 | 0
| CLAY - SPRINGFIELD 161KV CKT 1 SWPA #2 | 2014-06-01 | 2016-06-01 |  |  | 0 | 0
| CORDO; B 345.00 - NELSO; B 345.00 345KV CKT 1 | 2015-06-01 | 2015-06-01 |  |  | 4.872% | 100%
| H471 ; 345.00 - QUAD3-11 345.00 345KV CKT 1 | 2015-06-01 | 2015-06-01 |  |  | 4.866% | 100%
| Lacygne - Mariosa 345KV AMRN | 2013-06-01 | 2019-06-01 |  |  | 0 | 0
| LOGAN - MANSFIELD 161KV CKT 1 SWPA | 2014-06-01 | 2017-06-01 |  |  | 1485306 | 18606000
| NORFORK - SOUTHLAND AECC 161KV CKT 1 | 2015-06-01 | 2016-06-01 |  |  | 23357 | 225000
| VBI - Arkansas Nuclear One 345kV EES | 2013-11-01 | 2019-06-01 |  |  | 5.665% | 100%
[5 empty] | Total | 2379284 | 33451000
*Estimated cost allocation as a percentage of total cost is shown for third-party limitations when costs have not yet been established by the third-party.
*Credits may be required for applicable generation interconnection network upgrades.
Customer | Study Number
BPAE | 2012-AG3-076
Customer | Reservation | POR | POD | Requested Amount | Requested Start Date | Requested Stop Date | Deferred Start Date Without Redispatch | Deferred Stop Date Without Redispatch | Potential Base Plan Funding Allowable | Point-to-Point Base Rate | Allocated E & C Cost | Total Revenue Requirements
BPAE | 77387430 | SPS | EES | 100 | 2014-10-01 | 2019-10-01 | 2020-06-01 | 2025-06-01 | 0 | 7680000 | 9731680 | 30934040.322
[9 empty] | 0 | 7680000 | 9731680 | 30934040.322
Reservation | Upgrade Name | DUN | EOC | Earliest Start Date | Redispatch Available | Allocated E & C Cost | Total E & C Cost | Total Revenue Requirements
77387430 | Cimarron - Mathewson 345 kV Ckt 1 Accelerate | 2013-06-01 | 2019-06-01 |  |  | 196956 | 4145572 | 607255.764
| CIMARRON - SARA 138KV CKT 1 | 2015-10-01 | 2016-06-01 |  |  | 6926 | 326250 | 26568.546
| EASTOWN7 345.00 - IATAN 345KV CKT 1 | 2019-06-01 | 2019-06-01 |  |  | 1685766 | 35842500 | 5587558.764
| GRAND ISLAND - SWEETWATER 345KV CKT 2 | 2013-06-01 | 2020-06-01 |  |  | 2337958 | 96368000 | 6144975.594
| HOLT - NELIGH 345KV CKT 1 | 2013-10-01 | 2019-03-01 |  |  | 802414 | 30656000 | 2209747.908
| LYDIA - VALLIANT 345KV CKT 1 | 2015-06-01 | 2017-06-01 |  |  | 2400608 | 65746687.5 | 9265529.976
| Mathewson - Tatonga 345 kV Ckt 2 Accelerate | 2013-06-01 | 2019-06-01 |  |  | 759393 | 10387750 | 2341364.436
| Mathewson 345 kV Accelerate | 2013-06-01 | 2019-06-01 |  |  | 121185 | 2550731 | 373638.222
| MATHWSN7 345.00 - NORTHWEST 345KV CKT 1 | 2015-10-01 | 2016-06-01 |  |  | 19341 | 326250 | 75637.896
| OKLAUNION 345KV SVC | 2013-06-01 | 2019-06-01 |  |  | 210260 | 10240300 | 811666.938
| PITTSBURG - SEMINOLE 345KV CKT 1 OKGE | 2015-06-01 | 2016-06-01 |  |  | 8877 | 326250 | 34185.564
| PITTSBURG - VALLIANT 345KV CKT 1 | 2015-06-01 | 2016-06-01 |  |  | 11028 | 303750 | 44976.708
| SMOKYHL6 230.00 - SUMMIT 230KV CKT 2 MIDW | 2013-06-01 | 2019-06-01 |  |  | 94439 | 13864500 | 225563.634
| SMOKYHL6 230.00 - SUMMIT 230KV CKT 2 WERE | 2013-06-01 | 2019-06-01 |  |  | 232012 | 34061343.75 | 681009.918
| SUB 124 - AURORA H.T. 69KV | 2019-06-01 | 2019-06-01 |  |  | 164336 | 3300000 | 403611.258
| SWISSVALE - WEST GARDNER 345KV CKT 1 WERE | 2015-06-01 | 2016-06-01 |  |  | 12905 | 393750 | 43400.364
| Tatonga - Woodward EHV 345 kV Ckt 2 Accelerate | 2013-06-01 | 2019-06-01 |  |  | 667276 | 9127831 | 2057348.832
[5 empty] | Total | 9731680 | 317967465.25 | 30934040.322
Expansion Plan - The requested service is contingent upon completion of the following upgrades. Cost is not assignable to the transmission customer.
Reservation | Upgrade Name | DUN | EOC | Earliest Start Date | Redispatch Available
77387430 | IATAN - NASHUA 345KV CKT 1 | 2013-06-01 | 2015-06-01
| Line - Clark County - Thistle 345 kV dbl Ckt | 2013-06-01 | 2015-01-01
| Line - Hitchland - Woodward 345 kV dbl Ckt OKGE | 2013-06-01 | 2014-07-01
| Line - Hitchland - Woodward 345 kV dbl Ckt SPS | 2013-06-01 | 2014-07-01
| Line - Spearville - Clark County 345 kV dbl Ckt | 2013-06-01 | 2015-01-01
| Line - Thistle - Wichita 345 kV dbl Ckt PW | 2013-06-01 | 2015-01-01
| Line - Thistle - Wichita 345 kV dbl Ckt WERE | 2013-06-01 | 2015-01-01
| Line - Thistle - Woodward 345 kV dbl Ckt OKGE | 2013-06-01 | 2015-01-01
| Line - Thistle - Woodward 345 kV dbl Ckt PW | 2013-06-01 | 2015-01-01
| Line - Tuco - Woodward 345 kV line OKGE | 2013-06-01 | 2014-06-01
| Line - Tuco - Woodward 345 kV line SPS | 2013-06-01 | 2014-06-01
| XFR - Thistle 345/138 kV | 2013-06-01 | 2015-01-01
Reliability Projects - The requested service is contingent upon completion of the following upgrades. Cost is not assignable to the transmission customer.
Reservation | Upgrade Name | DUN | EOC | Earliest Start Date | Redispatch Available
77387430 | Cherry Co - Gentleman 345 kV Ckt1 | 2013-10-01 | 2018-01-01
| Cherry Co - Holt Co 345 kV Ckt1 | 2013-10-01 | 2018-01-01
| Cherry Co 345 kV Terminal Upgrades | 2013-10-01 | 2018-01-01
| Neligh - Hoskins 345 kV Ckt1 | 2013-10-01 | 2019-03-01
| Neligh 345/115 kV Transformer | 2013-10-01 | 2019-03-01
Construction Pending - The requested service is contingent upon completion of the following upgrades. Cost is not assignable to the transmission customer.
Reservation | Upgrade Name | DUN | EOC | Earliest Start Date | Redispatch Available
77387430 | ADABELL - VBI 161KV CKT 1 | 2013-11-01 | 2018-06-01
| Auburn - JEC 345KV | 2013-06-01 | 2019-06-01
| Auburn - Swissvale 345KV | 2013-06-01 | 2019-06-01
| AUBURN ROAD (AUBRN77X) 345/115/13.8KV TRANSFORMER CKT 1 | 2013-06-01 | 2019-06-01
| BEAVER - EUREKA SPRINGS 161KV CKT 1 AEPW | 2014-06-01 | 2015-06-01
| CHISHOLM - MAIZE 138KV CKT 1 #1 | 2015-06-01 | 2016-06-01
| CHISHOLM - MAIZE 138KV CKT 1 #2 | 2015-06-01 | 2016-06-01
| CIMARRON - DRAPER LAKE 345KV CKT 1 | 2019-10-01 | 2019-10-01
| EVANS ENERGY CENTER NORTH - MAIZE 138KV CKT 1 #1 | 2013-06-01 | 2016-06-01
| EVANS ENERGY CENTER NORTH - MAIZE 138KV CKT 1 #2 | 2015-06-01 | 2016-06-01
| FLINT CREEK - SILOAM SPRINGS TAP 345KV CKT 1 AEPW | 2019-06-01 | 2019-06-01
| FT SMITH - MUSKOGEE 345KV CKT 1 | 2013-06-01 | 2015-06-01
| FT SMITH (FTSMITH1) 500/345/13.8KV TRANSFORMER CKT 1 | 2013-06-01 | 2018-06-01
| GOODYEAR JUNCTION - INDIAN HILLS 115KV CKT 1 | 2013-06-01 | 2016-06-01
| GRDA1 - SILOAM SPRINGS TAP 345KV CKT 1 Accelerate | 2014-06-01 | 2016-06-01
| HOYT - JEFFREY ENERGY CENTER 345KV CKT 1 | 2013-06-01 | 2017-06-01
| Iatan - Jeffrey Energy Center 345 kV KACP | 2013-06-01 | 2019-06-01
| Iatan - Jeffrey Energy Center 345 kV WERE | 2013-06-01 | 2019-06-01
| Lacygne - Mariosa 345KV KACP | 2013-06-01 | 2019-06-01
| Mullergren - Reno 345kV Dbl CKT MKEC | 2013-06-01 | 2019-06-01
| Mullergren - Reno 345kV Dbl CKT WERE | 2013-10-01 | 2019-06-01
| Muskogee - VBI 345 kV with 345/161 kV bus tie near VBI | 2013-06-01 | 2019-06-01
| Spearville - Mullergren 345kV Dbl CKT | 2013-06-01 | 2019-06-01
| VBI - Arkansas Nuclear One 345kV OKGE | 2013-11-01 | 2019-06-01
| Viola - Rose Hill 345 kV | 2013-06-01 | 2019-06-01
| WICHITA (WICHT12X) 345/138/13.8KV TRANSFORMER CKT 3 | 2015-10-01 | 2016-06-01
Credits may be required for the following Network Upgrades in accordance with Attachment Z2 of the SPP OATT.
Reservation | Upgrade Name | DUN | EOC | Earliest Start Date | Redispatch Available
77387430 | CIMARRON - DRAPER LAKE 345KV CKT 1 | 2019-10-01 | 2019-10-01
| HUGO POWER PLANT - VALLIANT 345 KV AEPW | 2012-07-01 | 2012-07-01
| HUGO POWER PLANT - VALLIANT 345KV CKT 1 WFEC | 2012-07-01 | 2012-07-01
| Mullergren - Reno 345kV Dbl CKT MKEC | 2012-10-01 | 2019-06-01
| Mullergren - Reno 345kV Dbl CKT WERE | 2012-10-01 | 2019-06-01
| NORTHWEST - TATONGA 345KV CKT 1 | 2010-01-01 | 2010-01-01
| Spearville - Mullergren 345kV Dbl CKT | 2012-10-01 | 2019-06-01
| TATONGA - WOODWARD 345KV CKT 1 | 2010-01-01 | 2010-01-01
| WOODWARD - WOODWARD EHV 138KV CKT 1 | 2010-01-01 | 2010-01-01
| WOODWARD 345/138KV TRANSFORMER CKT 1 | 2010-01-01 | 2010-01-01
Third Party Limitations.
Reservation | Upgrade Name | DUN | EOC | Earliest Start Date | Redispatch Available | *Allocated E & C Cost | *Total E & C Cost
77387430 | 7JASPER 345.00 - MORGAN 345KV CKT 1 | 2015-06-01 | 2016-06-01 |  |  | 31609 | 625000
| 7OVERTON 345.00 () 345/161/13.8KV TRANSFORMER CKT 1 | 2013-11-01 | 2014-06-01 |  |  | 3.579% | 100%
| Arkansas Nuclear One 500/345 Transformer | 2013-11-01 | 2019-06-01 |  |  | 679752 | 12000000
| BEAVER - EUREKA SPRINGS 161KV CKT 1 SWPA | 2014-06-01 | 2015-06-01 |  |  | 0 | 0
| BUFORD 5 161.00 - BULL SHOALS 161KV CKT 1 | 2014-01-01 | 2016-06-01 |  |  | 0 | 0
| BUFORD 5 161.00 - NORFORK 161KV CKT 1 | 2014-06-01 | 2016-06-01 |  |  | 0 | 0
| CLAY - LOGAN 161KV CKT 1 SWPA | 2014-06-01 | 2017-06-01 |  |  | 159260 | 1995000
| CLAY - SPRINGFIELD 161KV CKT 1 SWPA #1 | 2013-11-01 | 2014-06-01 |  |  | 0 | 0
| CLAY - SPRINGFIELD 161KV CKT 1 SWPA #2 | 2014-06-01 | 2016-06-01 |  |  | 0 | 0
| CORDO; B 345.00 - NELSO; B 345.00 345KV CKT 1 | 2015-06-01 | 2015-06-01 |  |  | 4.872% | 100%
| H471 ; 345.00 - QUAD3-11 345.00 345KV CKT 1 | 2015-06-01 | 2015-06-01 |  |  | 4.866% | 100%
| Lacygne - Mariosa 345KV AMRN | 2013-06-01 | 2019-06-01 |  |  | 0 | 0
| LOGAN - MANSFIELD 161KV CKT 1 SWPA | 2014-06-01 | 2017-06-01 |  |  | 1485306 | 18606000
| NORFORK - SOUTHLAND AECC 161KV CKT 1 | 2015-06-01 | 2016-06-01 |  |  | 23357 | 225000
| VBI - Arkansas Nuclear One 345kV EES | 2013-11-01 | 2019-06-01 |  |  | 5.665% | 100%
[5 empty] | Total | 2379284 | 33451000
*Estimated cost allocation as a percentage of total cost is shown for third-party limitations when costs have not yet been established by the third-party.
*Credits may be required for applicable generation interconnection network upgrades.
Customer | Study Number
BPAE | 2012-AG3-077
Customer | Reservation | POR | POD | Requested Amount | Requested Start Date | Requested Stop Date | Deferred Start Date Without Redispatch | Deferred Stop Date Without Redispatch | Potential Base Plan Funding Allowable | Point-to-Point Base Rate | Allocated E & C Cost | Total Revenue Requirements
BPAE | 77387435 | SPS | EES | 100 | 2014-10-01 | 2019-10-01 | 2020-06-01 | 2025-06-01 | 0 | 7680000 | 9929726 | 31726475.514
[9 empty] | 0 | 7680000 | 9929726 | 31726475.514
Reservation | Upgrade Name | DUN | EOC | Earliest Start Date | Redispatch Available | Allocated E & C Cost | Total E & C Cost | Total Revenue Requirements
77387435 | Cimarron - Mathewson 345 kV Ckt 1 Accelerate | 2013-06-01 | 2019-06-01 |  |  | 200936 | 4145572 | 619526.916
| CIMARRON - SARA 138KV CKT 1 | 2015-10-01 | 2016-06-01 |  |  | 7048 | 326250 | 27036.546
| EASTOWN7 345.00 - IATAN 345KV CKT 1 | 2019-06-01 | 2019-06-01 |  |  | 1682169 | 35842500 | 5575636.32
| GRAND ISLAND - SWEETWATER 345KV CKT 2 | 2013-06-01 | 2020-06-01 |  |  | 2323154 | 96368000 | 6106065.468
| HOLT - NELIGH 345KV CKT 1 | 2013-10-01 | 2019-03-01 |  |  | 798243 | 30656000 | 2198261.49
| LYDIA - VALLIANT 345KV CKT 1 | 2015-06-01 | 2017-06-01 |  |  | 2614987 | 65746687.5 | 10092959.976
| Mathewson - Tatonga 345 kV Ckt 2 Accelerate | 2013-06-01 | 2019-06-01 |  |  | 762705 | 10387750 | 2351576.01
| Mathewson 345 kV Accelerate | 2013-06-01 | 2019-06-01 |  |  | 123634 | 2550731 | 381188.994
| MATHWSN7 345.00 - NORTHWEST 345KV CKT 1 | 2015-10-01 | 2016-06-01 |  |  | 19439 | 326250 | 76021.14
| OKLAUNION 345KV SVC | 2013-06-01 | 2019-06-01 |  |  | 212239 | 10240300 | 819306.474
| PITTSBURG - SEMINOLE 345KV CKT 1 OKGE | 2015-06-01 | 2016-06-01 |  |  | 9407 | 326250 | 36226.614
| PITTSBURG - VALLIANT 345KV CKT 1 | 2015-06-01 | 2016-06-01 |  |  | 12106 | 303750 | 49373.226
| SMOKYHL6 230.00 - SUMMIT 230KV CKT 2 MIDW | 2013-06-01 | 2019-06-01 |  |  | 93262 | 13864500 | 222752.43
| SMOKYHL6 230.00 - SUMMIT 230KV CKT 2 WERE | 2013-06-01 | 2019-06-01 |  |  | 229120 | 34061343.75 | 672521.214
| SUB 124 - AURORA H.T. 69KV | 2019-06-01 | 2019-06-01 |  |  | 158406 | 3300000 | 389047.11
| SWISSVALE - WEST GARDNER 345KV CKT 1 WERE | 2015-06-01 | 2016-06-01 |  |  | 12664 | 393750 | 42589.878
| Tatonga - Woodward EHV 345 kV Ckt 2 Accelerate | 2013-06-01 | 2019-06-01 |  |  | 670207 | 9127831 | 2066385.708
[5 empty] | Total | 9929726 | 317967465.25 | 31726475.514
Expansion Plan - The requested service is contingent upon completion of the following upgrades. Cost is not assignable to the transmission customer.
Reservation | Upgrade Name | DUN | EOC | Earliest Start Date | Redispatch Available
77387435 | IATAN - NASHUA 345KV CKT 1 | 2013-06-01 | 2015-06-01
| Line - Clark County - Thistle 345 kV dbl Ckt | 2013-06-01 | 2015-01-01
| Line - Hitchland - Woodward 345 kV dbl Ckt OKGE | 2013-06-01 | 2014-07-01
| Line - Hitchland - Woodward 345 kV dbl Ckt SPS | 2013-06-01 | 2014-07-01
| Line - Spearville - Clark County 345 kV dbl Ckt | 2013-06-01 | 2015-01-01
| Line - Thistle - Wichita 345 kV dbl Ckt PW | 2013-06-01 | 2015-01-01
| Line - Thistle - Wichita 345 kV dbl Ckt WERE | 2013-06-01 | 2015-01-01
| Line - Thistle - Woodward 345 kV dbl Ckt OKGE | 2013-06-01 | 2015-01-01
| Line - Thistle - Woodward 345 kV dbl Ckt PW | 2013-06-01 | 2015-01-01
| Line - Tuco - Woodward 345 kV line OKGE | 2013-06-01 | 2014-06-01
| Line - Tuco - Woodward 345 kV line SPS | 2013-06-01 | 2014-06-01
| XFR - Thistle 345/138 kV | 2013-06-01 | 2015-01-01
Reliability Projects - The requested service is contingent upon completion of the following upgrades. Cost is not assignable to the transmission customer.
Reservation | Upgrade Name | DUN | EOC | Earliest Start Date | Redispatch Available
77387435 | Cherry Co - Gentleman 345 kV Ckt1 | 2013-10-01 | 2018-01-01
| Cherry Co - Holt Co 345 kV Ckt1 | 2013-10-01 | 2018-01-01
| Cherry Co 345 kV Terminal Upgrades | 2013-10-01 | 2018-01-01
| Neligh - Hoskins 345 kV Ckt1 | 2013-10-01 | 2019-03-01
| Neligh 345/115 kV Transformer | 2013-10-01 | 2019-03-01
Construction Pending - The requested service is contingent upon completion of the following upgrades. Cost is not assignable to the transmission customer.
Reservation | Upgrade Name | DUN | EOC | Earliest Start Date | Redispatch Available
77387435 | ADABELL - VBI 161KV CKT 1 | 2013-11-01 | 2018-06-01
| Auburn - JEC 345KV | 2013-06-01 | 2019-06-01
| Auburn - Swissvale 345KV | 2013-06-01 | 2019-06-01
| AUBURN ROAD (AUBRN77X) 345/115/13.8KV TRANSFORMER CKT 1 | 2013-06-01 | 2019-06-01
| BEAVER - EUREKA SPRINGS 161KV CKT 1 AEPW | 2014-06-01 | 2015-06-01
| CHISHOLM - MAIZE 138KV CKT 1 #1 | 2015-06-01 | 2016-06-01
| CHISHOLM - MAIZE 138KV CKT 1 #2 | 2015-06-01 | 2016-06-01
| CIMARRON - DRAPER LAKE 345KV CKT 1 | 2019-10-01 | 2019-10-01
| EVANS ENERGY CENTER NORTH - MAIZE 138KV CKT 1 #1 | 2013-06-01 | 2016-06-01
| EVANS ENERGY CENTER NORTH - MAIZE 138KV CKT 1 #2 | 2015-06-01 | 2016-06-01
| FLINT CREEK - SILOAM SPRINGS TAP 345KV CKT 1 AEPW | 2019-06-01 | 2019-06-01
| FT SMITH - MUSKOGEE 345KV CKT 1 | 2013-06-01 | 2015-06-01
| FT SMITH (FTSMITH1) 500/345/13.8KV TRANSFORMER CKT 1 | 2013-06-01 | 2018-06-01
| GOODYEAR JUNCTION - INDIAN HILLS 115KV CKT 1 | 2013-06-01 | 2016-06-01
| GRDA1 - SILOAM SPRINGS TAP 345KV CKT 1 Accelerate | 2014-06-01 | 2016-06-01
| HOYT - JEFFREY ENERGY CENTER 345KV CKT 1 | 2013-06-01 | 2017-06-01
| Iatan - Jeffrey Energy Center 345 kV KACP | 2013-06-01 | 2019-06-01
| Iatan - Jeffrey Energy Center 345 kV WERE | 2013-06-01 | 2019-06-01
| Lacygne - Mariosa 345KV KACP | 2013-06-01 | 2019-06-01
| Mullergren - Reno 345kV Dbl CKT MKEC | 2013-06-01 | 2019-06-01
| Mullergren - Reno 345kV Dbl CKT WERE | 2013-10-01 | 2019-06-01
| Muskogee - VBI 345 kV with 345/161 kV bus tie near VBI | 2013-06-01 | 2019-06-01
| Spearville - Mullergren 345kV Dbl CKT | 2013-06-01 | 2019-06-01
| VBI - Arkansas Nuclear One 345kV OKGE | 2013-11-01 | 2019-06-01
| Viola - Rose Hill 345 kV | 2013-06-01 | 2019-06-01
| WICHITA (WICHT12X) 345/138/13.8KV TRANSFORMER CKT 3 | 2015-10-01 | 2016-06-01
Credits may be required for the following Network Upgrades in accordance with Attachment Z2 of the SPP OATT.
Reservation | Upgrade Name | DUN | EOC | Earliest Start Date | Redispatch Available
77387435 | CIMARRON - DRAPER LAKE 345KV CKT 1 | 2019-10-01 | 2019-10-01
| HUGO POWER PLANT - VALLIANT 345 KV AEPW | 2012-07-01 | 2012-07-01
| HUGO POWER PLANT - VALLIANT 345KV CKT 1 WFEC | 2012-07-01 | 2012-07-01
| Mullergren - Reno 345kV Dbl CKT MKEC | 2012-10-01 | 2019-06-01
| Mullergren - Reno 345kV Dbl CKT WERE | 2012-10-01 | 2019-06-01
| NORTHWEST - TATONGA 345KV CKT 1 | 2010-01-01 | 2010-01-01
| Spearville - Mullergren 345kV Dbl CKT | 2012-10-01 | 2019-06-01
| TATONGA - WOODWARD 345KV CKT 1 | 2010-01-01 | 2010-01-01
| WOODWARD - WOODWARD EHV 138KV CKT 1 | 2010-01-01 | 2010-01-01
| WOODWARD 345/138KV TRANSFORMER CKT 1 | 2010-01-01 | 2010-01-01
Third Party Limitations.
Reservation | Upgrade Name | DUN | EOC | Earliest Start Date | Redispatch Available | *Allocated E & C Cost | *Total E & C Cost
77387435 | 7JASPER 345.00 - MORGAN 345KV CKT 1 | 2015-06-01 | 2016-06-01 |  |  | 30249 | 625000
| 7OVERTON 345.00 () 345/161/13.8KV TRANSFORMER CKT 1 | 2013-11-01 | 2014-06-01 |  |  | 3.441% | 100%
| Arkansas Nuclear One 500/345 Transformer | 2013-11-01 | 2019-06-01 |  |  | 682477 | 12000000
| BEAVER - EUREKA SPRINGS 161KV CKT 1 SWPA | 2014-06-01 | 2015-06-01 |  |  | 0 | 0
| CORDO; B 345.00 - NELSO; B 345.00 345KV CKT 1 | 2015-06-01 | 2015-06-01 |  |  | 5.061% | 100%
| H471 ; 345.00 - QUAD3-11 345.00 345KV CKT 1 | 2015-06-01 | 2015-06-01 |  |  | 5.053% | 100%
| Lacygne - Mariosa 345KV AMRN | 2013-06-01 | 2019-06-01 |  |  | 0 | 0
| NORTH SLIDELL - SLIDELL 230KV CKT 1 CELE | 2019-10-01 | 2019-10-01 |  |  | 8.985% | 100%
| SHEELDSHEHSE | 2015-10-01 | 2015-10-01 |  |  | 6.717% | 100%
| VBI - Arkansas Nuclear One 345kV EES | 2013-11-01 | 2019-06-01 |  |  | 5.687% | 100%
[5 empty] | Total | 712726 | 12625000
*Estimated cost allocation as a percentage of total cost is shown for third-party limitations when costs have not yet been established by the third-party.
*Credits may be required for applicable generation interconnection network upgrades.
Customer | Study Number
BPAE | 2012-AG3-078
Customer | Reservation | POR | POD | Requested Amount | Requested Start Date | Requested Stop Date | Deferred Start Date Without Redispatch | Deferred Stop Date Without Redispatch | Potential Base Plan Funding Allowable | Point-to-Point Base Rate | Allocated E & C Cost | Total Revenue Requirements
BPAE | 77387437 | SPS | EES | 100 | 2014-10-01 | 2019-10-01 | 2020-06-01 | 2025-06-01 | 0 | 7680000 | 9929726 | 31726475.514
[9 empty] | 0 | 7680000 | 9929726 | 31726475.514
Reservation | Upgrade Name | DUN | EOC | Earliest Start Date | Redispatch Available | Allocated E & C Cost | Total E & C Cost | Total Revenue Requirements
77387437 | Cimarron - Mathewson 345 kV Ckt 1 Accelerate | 2013-06-01 | 2019-06-01 |  |  | 200936 | 4145572 | 619526.916
| CIMARRON - SARA 138KV CKT 1 | 2015-10-01 | 2016-06-01 |  |  | 7048 | 326250 | 27036.546
| EASTOWN7 345.00 - IATAN 345KV CKT 1 | 2019-06-01 | 2019-06-01 |  |  | 1682169 | 35842500 | 5575636.32
| GRAND ISLAND - SWEETWATER 345KV CKT 2 | 2013-06-01 | 2020-06-01 |  |  | 2323154 | 96368000 | 6106065.468
| HOLT - NELIGH 345KV CKT 1 | 2013-10-01 | 2019-03-01 |  |  | 798243 | 30656000 | 2198261.49
| LYDIA - VALLIANT 345KV CKT 1 | 2015-06-01 | 2017-06-01 |  |  | 2614987 | 65746687.5 | 10092959.976
| Mathewson - Tatonga 345 kV Ckt 2 Accelerate | 2013-06-01 | 2019-06-01 |  |  | 762705 | 10387750 | 2351576.01
| Mathewson 345 kV Accelerate | 2013-06-01 | 2019-06-01 |  |  | 123634 | 2550731 | 381188.994
| MATHWSN7 345.00 - NORTHWEST 345KV CKT 1 | 2015-10-01 | 2016-06-01 |  |  | 19439 | 326250 | 76021.14
| OKLAUNION 345KV SVC | 2013-06-01 | 2019-06-01 |  |  | 212239 | 10240300 | 819306.474
| PITTSBURG - SEMINOLE 345KV CKT 1 OKGE | 2015-06-01 | 2016-06-01 |  |  | 9407 | 326250 | 36226.614
| PITTSBURG - VALLIANT 345KV CKT 1 | 2015-06-01 | 2016-06-01 |  |  | 12106 | 303750 | 49373.226
| SMOKYHL6 230.00 - SUMMIT 230KV CKT 2 MIDW | 2013-06-01 | 2019-06-01 |  |  | 93262 | 13864500 | 222752.43
| SMOKYHL6 230.00 - SUMMIT 230KV CKT 2 WERE | 2013-06-01 | 2019-06-01 |  |  | 229120 | 34061343.75 | 672521.214
| SUB 124 - AURORA H.T. 69KV | 2019-06-01 | 2019-06-01 |  |  | 158406 | 3300000 | 389047.11
| SWISSVALE - WEST GARDNER 345KV CKT 1 WERE | 2015-06-01 | 2016-06-01 |  |  | 12664 | 393750 | 42589.878
| Tatonga - Woodward EHV 345 kV Ckt 2 Accelerate | 2013-06-01 | 2019-06-01 |  |  | 670207 | 9127831 | 2066385.708
[5 empty] | Total | 9929726 | 317967465.25 | 31726475.514
Expansion Plan - The requested service is contingent upon completion of the following upgrades. Cost is not assignable to the transmission customer.
Reservation | Upgrade Name | DUN | EOC | Earliest Start Date | Redispatch Available
77387437 | IATAN - NASHUA 345KV CKT 1 | 2013-06-01 | 2015-06-01
| Line - Clark County - Thistle 345 kV dbl Ckt | 2013-06-01 | 2015-01-01
| Line - Hitchland - Woodward 345 kV dbl Ckt OKGE | 2013-06-01 | 2014-07-01
| Line - Hitchland - Woodward 345 kV dbl Ckt SPS | 2013-06-01 | 2014-07-01
| Line - Spearville - Clark County 345 kV dbl Ckt | 2013-06-01 | 2015-01-01
| Line - Thistle - Wichita 345 kV dbl Ckt PW | 2013-06-01 | 2015-01-01
| Line - Thistle - Wichita 345 kV dbl Ckt WERE | 2013-06-01 | 2015-01-01
| Line - Thistle - Woodward 345 kV dbl Ckt OKGE | 2013-06-01 | 2015-01-01
| Line - Thistle - Woodward 345 kV dbl Ckt PW | 2013-06-01 | 2015-01-01
| Line - Tuco - Woodward 345 kV line OKGE | 2013-06-01 | 2014-06-01
| Line - Tuco - Woodward 345 kV line SPS | 2013-06-01 | 2014-06-01
| XFR - Thistle 345/138 kV | 2013-06-01 | 2015-01-01
Reliability Projects - The requested service is contingent upon completion of the following upgrades. Cost is not assignable to the transmission customer.
Reservation | Upgrade Name | DUN | EOC | Earliest Start Date | Redispatch Available
77387437 | Cherry Co - Gentleman 345 kV Ckt1 | 2013-10-01 | 2018-01-01
| Cherry Co - Holt Co 345 kV Ckt1 | 2013-10-01 | 2018-01-01
| Cherry Co 345 kV Terminal Upgrades | 2013-10-01 | 2018-01-01
| Neligh - Hoskins 345 kV Ckt1 | 2013-10-01 | 2019-03-01
| Neligh 345/115 kV Transformer | 2013-10-01 | 2019-03-01
Construction Pending - The requested service is contingent upon completion of the following upgrades. Cost is not assignable to the transmission customer.
Reservation | Upgrade Name | DUN | EOC | Earliest Start Date | Redispatch Available
77387437 | ADABELL - VBI 161KV CKT 1 | 2013-11-01 | 2018-06-01
| Auburn - JEC 345KV | 2013-06-01 | 2019-06-01
| Auburn - Swissvale 345KV | 2013-06-01 | 2019-06-01
| AUBURN ROAD (AUBRN77X) 345/115/13.8KV TRANSFORMER CKT 1 | 2013-06-01 | 2019-06-01
| BEAVER - EUREKA SPRINGS 161KV CKT 1 AEPW | 2014-06-01 | 2015-06-01
| CHISHOLM - MAIZE 138KV CKT 1 #1 | 2015-06-01 | 2016-06-01
| CHISHOLM - MAIZE 138KV CKT 1 #2 | 2015-06-01 | 2016-06-01
| CIMARRON - DRAPER LAKE 345KV CKT 1 | 2019-10-01 | 2019-10-01
| EVANS ENERGY CENTER NORTH - MAIZE 138KV CKT 1 #1 | 2013-06-01 | 2016-06-01
| EVANS ENERGY CENTER NORTH - MAIZE 138KV CKT 1 #2 | 2015-06-01 | 2016-06-01
| FLINT CREEK - SILOAM SPRINGS TAP 345KV CKT 1 AEPW | 2019-06-01 | 2019-06-01
| FT SMITH - MUSKOGEE 345KV CKT 1 | 2013-06-01 | 2015-06-01
| FT SMITH (FTSMITH1) 500/345/13.8KV TRANSFORMER CKT 1 | 2013-06-01 | 2018-06-01
| GOODYEAR JUNCTION - INDIAN HILLS 115KV CKT 1 | 2013-06-01 | 2016-06-01
| GRDA1 - SILOAM SPRINGS TAP 345KV CKT 1 Accelerate | 2014-06-01 | 2016-06-01
| HOYT - JEFFREY ENERGY CENTER 345KV CKT 1 | 2013-06-01 | 2017-06-01
| Iatan - Jeffrey Energy Center 345 kV KACP | 2013-06-01 | 2019-06-01
| Iatan - Jeffrey Energy Center 345 kV WERE | 2013-06-01 | 2019-06-01
| Lacygne - Mariosa 345KV KACP | 2013-06-01 | 2019-06-01
| Mullergren - Reno 345kV Dbl CKT MKEC | 2013-06-01 | 2019-06-01
| Mullergren - Reno 345kV Dbl CKT WERE | 2013-10-01 | 2019-06-01
| Muskogee - VBI 345 kV with 345/161 kV bus tie near VBI | 2013-06-01 | 2019-06-01
| Spearville - Mullergren 345kV Dbl CKT | 2013-06-01 | 2019-06-01
| VBI - Arkansas Nuclear One 345kV OKGE | 2013-11-01 | 2019-06-01
| Viola - Rose Hill 345 kV | 2013-06-01 | 2019-06-01
| WICHITA (WICHT12X) 345/138/13.8KV TRANSFORMER CKT 3 | 2015-10-01 | 2016-06-01
Credits may be required for the following Network Upgrades in accordance with Attachment Z2 of the SPP OATT.
Reservation | Upgrade Name | DUN | EOC | Earliest Start Date | Redispatch Available
77387437 | CIMARRON - DRAPER LAKE 345KV CKT 1 | 2019-10-01 | 2019-10-01
| HUGO POWER PLANT - VALLIANT 345 KV AEPW | 2012-07-01 | 2012-07-01
| HUGO POWER PLANT - VALLIANT 345KV CKT 1 WFEC | 2012-07-01 | 2012-07-01
| Mullergren - Reno 345kV Dbl CKT MKEC | 2012-10-01 | 2019-06-01
| Mullergren - Reno 345kV Dbl CKT WERE | 2012-10-01 | 2019-06-01
| NORTHWEST - TATONGA 345KV CKT 1 | 2010-01-01 | 2010-01-01
| Spearville - Mullergren 345kV Dbl CKT | 2012-10-01 | 2019-06-01
| TATONGA - WOODWARD 345KV CKT 1 | 2010-01-01 | 2010-01-01
| WOODWARD - WOODWARD EHV 138KV CKT 1 | 2010-01-01 | 2010-01-01
| WOODWARD 345/138KV TRANSFORMER CKT 1 | 2010-01-01 | 2010-01-01
Third Party Limitations.
Reservation | Upgrade Name | DUN | EOC | Earliest Start Date | Redispatch Available | *Allocated E & C Cost | *Total E & C Cost
77387437 | 7JASPER 345.00 - MORGAN 345KV CKT 1 | 2015-06-01 | 2016-06-01 |  |  | 30249 | 625000
| 7OVERTON 345.00 () 345/161/13.8KV TRANSFORMER CKT 1 | 2013-11-01 | 2014-06-01 |  |  | 3.441% | 100%
| Arkansas Nuclear One 500/345 Transformer | 2013-11-01 | 2019-06-01 |  |  | 682477 | 12000000
| BEAVER - EUREKA SPRINGS 161KV CKT 1 SWPA | 2014-06-01 | 2015-06-01 |  |  | 0 | 0
| CORDO; B 345.00 - NELSO; B 345.00 345KV CKT 1 | 2015-06-01 | 2015-06-01 |  |  | 5.061% | 100%
| H471 ; 345.00 - QUAD3-11 345.00 345KV CKT 1 | 2015-06-01 | 2015-06-01 |  |  | 5.053% | 100%
| Lacygne - Mariosa 345KV AMRN | 2013-06-01 | 2019-06-01 |  |  | 0 | 0
| NORTH SLIDELL - SLIDELL 230KV CKT 1 CELE | 2019-10-01 | 2019-10-01 |  |  | 8.985% | 100%
| SHEELDSHEHSE | 2015-10-01 | 2015-10-01 |  |  | 6.717% | 100%
| VBI - Arkansas Nuclear One 345kV EES | 2013-11-01 | 2019-06-01 |  |  | 5.687% | 100%
[5 empty] | Total | 712726 | 12625000
*Estimated cost allocation as a percentage of total cost is shown for third-party limitations when costs have not yet been established by the third-party.
*Credits may be required for applicable generation interconnection network upgrades.
Customer | Study Number
CCG | 2012-AG3-056
Customer | Reservation | POR | POD | Requested Amount | Requested Start Date | Requested Stop Date | Deferred Start Date Without Redispatch | Deferred Stop Date Without Redispatch | Potential Base Plan Funding Allowable | Point-to-Point Base Rate | Allocated E & C Cost | Total Revenue Requirements
CCG | 76979606 | CSWS | ERCOTN | 198 | 2013-06-01 | 2018-06-01 | 2020-06-01 | 2025-06-01 | 0 | 18082667 | 2256294 | 8207389.578
[9 empty] | 0 | 18082667 | 2256294 | 8207389.578
Reservation | Upgrade Name | DUN | EOC | Earliest Start Date | Redispatch Available | Allocated E & C Cost | Total E & C Cost | Total Revenue Requirements
76979606 | Cimarron - Mathewson 345 kV Ckt 1 Accelerate | 2013-06-01 | 2019-06-01 |  |  | 337797 | 4145572 | 1041497.466
| ELGIN JUNCTION - SOUTHWESTERN STATION 138KV CKT 1 | 2015-06-01 | 2016-06-01 |  |  | 47817 | 303750 | 198190.464
| Mathewson 345 kV Accelerate | 2013-06-01 | 2019-06-01 |  |  | 207843 | 2550731 | 640822.62
| OKLAUNION 345KV SVC | 2013-06-01 | 2019-06-01 |  |  | 1567423 | 10240300 | 6050724.93
| PLANT X STATION - POTTER COUNTY INTERCHANGE 230KV CKT 1 | 2013-10-01 | 2016-06-01 |  |  | 95414 | 236250 | 276154.098
[5 empty] | Total | 2256294 | 17476603 | 8207389.58
Expansion Plan - The requested service is contingent upon completion of the following upgrades. Cost is not assignable to the transmission customer.
Reservation | Upgrade Name | DUN | EOC | Earliest Start Date | Redispatch Available
76979606 | Line - Clark County - Thistle 345 kV dbl Ckt | 2013-06-01 | 2015-01-01
| Line - Hitchland - Woodward 345 kV dbl Ckt OKGE | 2013-06-01 | 2014-07-01
| Line - Hitchland - Woodward 345 kV dbl Ckt SPS | 2013-06-01 | 2014-07-01
| Line - Spearville - Clark County 345 kV dbl Ckt | 2013-06-01 | 2015-01-01
| Line - Thistle - Wichita 345 kV dbl Ckt PW | 2013-06-01 | 2015-01-01
| Line - Thistle - Wichita 345 kV dbl Ckt WERE | 2013-06-01 | 2015-01-01
| Line - Thistle - Woodward 345 kV dbl Ckt OKGE | 2013-06-01 | 2015-01-01
| Line - Thistle - Woodward 345 kV dbl Ckt PW | 2013-06-01 | 2015-01-01
| Line - Tuco - Woodward 345 kV line OKGE | 2013-06-01 | 2014-06-01
| Line - Tuco - Woodward 345 kV line SPS | 2013-06-01 | 2014-06-01
| XFR - Thistle 345/138 kV | 2013-06-01 | 2015-01-01
Reliability Projects - The requested service is contingent upon completion of the following upgrades. Cost is not assignable to the transmission customer.
Reservation | Upgrade Name | DUN | EOC | Earliest Start Date | Redispatch Available
76979606 | Arcadia 345 kV Terminal Upgrades | 2013-06-01 | 2016-06-01
| BLUEBELL - PRATTVILLE 138KV CKT 1 | 2014-06-01 | 2016-06-01
| Line - Harrington - Randall County 230 kV | 2013-06-01 | 2014-06-01
Construction Pending - The requested service is contingent upon completion of the following upgrades. Cost is not assignable to the transmission customer.
Reservation | Upgrade Name | DUN | EOC | Earliest Start Date | Redispatch Available
76979606 | Auburn - JEC 345KV | 2013-06-01 | 2019-06-01
| Auburn - Swissvale 345KV | 2013-06-01 | 2019-06-01
| AUBURN ROAD (AUBRN77X) 345/115/13.8KV TRANSFORMER CKT 1 | 2013-06-01 | 2019-06-01
| BUSHLAND INTERCHANGE - DEAF SMITH COUNTY INTERCHANGE 230KV CKT 1 | 2013-06-01 | 2014-06-01
| FT SMITH - MUSKOGEE 345KV CKT 1 | 2013-06-01 | 2015-06-01
| FT SMITH (FTSMITH1) 500/345/13.8KV TRANSFORMER CKT 1 | 2013-06-01 | 2018-06-01
| GOODYEAR JUNCTION - INDIAN HILLS 115KV CKT 1 | 2013-06-01 | 2016-06-01
| HOYT - JEFFREY ENERGY CENTER 345KV CKT 1 | 2013-06-01 | 2017-06-01
| Iatan - Jeffrey Energy Center 345 kV KACP | 2013-06-01 | 2019-06-01
| Iatan - Jeffrey Energy Center 345 kV WERE | 2013-06-01 | 2019-06-01
| Lacygne - Mariosa 345KV KACP | 2013-06-01 | 2019-06-01
| Muskogee - VBI 345 kV with 345/161 kV bus tie near VBI | 2013-06-01 | 2019-06-01
Credits may be required for the following Network Upgrades in accordance with Attachment Z2 of the SPP OATT.
Reservation | Upgrade Name | DUN | EOC | Earliest Start Date | Redispatch Available
76979606 | BEELINE - EXPLORER GLENPOOL TAP 138KV CKT 1 | 2009-06-01 | 2009-06-01
| CIMARRON - DRAPER LAKE 345KV CKT 1 | 2019-10-01 | 2019-10-01
| EXPLORER GLENPOOL TAP - RIVERSIDE STATION 138KV CKT 1 AEPW | 2009-06-01 | 2009-06-01
| EXPLORER GLENPOOL TAP - RIVERSIDE STATION 138KV CKT 1 OKGE | 2009-06-01 | 2009-06-01
| HUGO POWER PLANT - VALLIANT 345 KV AEPW | 2012-07-01 | 2012-07-01
| HUGO POWER PLANT - VALLIANT 345KV CKT 1 WFEC | 2012-07-01 | 2012-07-01
| NORTHWEST - TATONGA 345KV CKT 1 | 2010-01-01 | 2010-01-01
| TATONGA - WOODWARD 345KV CKT 1 | 2010-01-01 | 2010-01-01
Potential reservation deferral and redispatch requirement on the following upgrades due to positive MW Impact on limitations that require upgrade. No cost assignment due to negative MW impact on defined upgrade.
Reservation | Upgrade Name | DUN | EOC | Earliest Start Date | Redispatch Available
76979606 | Mathewson - Tatonga 345 kV Ckt 2 Accelerate | 2013-06-01 | 2019-06-01 | 2019-06-01
| Tatonga - Woodward EHV 345 kV Ckt 2 Accelerate | 2013-06-01 | 2019-06-01 | 2019-06-01
| Wolf Creek to Neosho 345 kV | 2015-10-01 | 2020-06-01 | 2020-06-01
Third Party Limitations.
Reservation | Upgrade Name | DUN | EOC | Earliest Start Date | Redispatch Available | *Allocated E & C Cost | *Total E & C Cost
76979606 | Lacygne - Mariosa 345KV AMRN | 2013-06-01 | 2019-06-01 |  |  | 0 | 0
| SHEELDSHEHSE | 2015-10-01 | 2015-10-01 |  |  | 6.464% | 100%
[5 empty] | Total | 0 | 0
*Estimated cost allocation as a percentage of total cost is shown for third-party limitations when costs have not yet been established by the third-party.
*Credits may be required for applicable generation interconnection network upgrades.
*The North DC Tie is derated to 210mw indefinately.
*The NORTH DC tie is scheduled for an outage beginning 12/1/2013 until 3/31/2014 to refurbish the facility.
*198 MW of available ERCOT North to South capacity without consideration of prior queued STUDY requests in active Aggregate Transmission Service Studies. Network Upgrades to address DC Tie Capacity are indeterminate. Available capacity will be allocated on a first come first served basis in accordance with Attachment Z1 III.b. of SPP OATT.
Customer | Study Number
CCG | 2012-AG3-057
Customer | Reservation | POR | POD | Requested Amount | Requested Start Date | Requested Stop Date | Deferred Start Date Without Redispatch | Deferred Stop Date Without Redispatch | Potential Base Plan Funding Allowable | Point-to-Point Base Rate | Allocated E & C Cost | Total Revenue Requirements
CCG | 76979671 | ERCOTN | ERCOTN | 198 | 2014-05-01 | 2019-05-01 |  |  | 0 | 18082667 | 0 | 0
[9 empty] | 0 | 18082667 | 0 | 0
Reservation | Upgrade Name | DUN | EOC | Earliest Start Date | Redispatch Available | Allocated E & C Cost | Total E & C Cost | Total Revenue Requirements
76979671 | None |  |  |  |  | 0 | 0 | 0
[5 empty] | Total | 0 | 0 | 0
*Credits may be required for applicable generation interconnection network upgrades.
*The North DC Tie is derated to 210mw indefinately.
*The NORTH DC tie is scheduled for an outage beginning 12/1/2013 until 3/31/2014 to refurbish the facility.
*198 MW of available ERCOT North to South capacity without consideration of prior queued STUDY requests in active Aggregate Transmission Service Studies. Network Upgrades to address DC Tie Capacity are indeterminate. Available capacity will be allocated on a first come first served basis in accordance with Attachment Z1 III.b. of SPP OATT.
Customer | Study Number
CCG | 2012-AG3-058
Customer | Reservation | POR | POD | Requested Amount | Requested Start Date | Requested Stop Date | Deferred Start Date Without Redispatch | Deferred Stop Date Without Redispatch | Potential Base Plan Funding Allowable | Point-to-Point Base Rate | Allocated E & C Cost | Total Revenue Requirements
CCG | 76979772 | ERCOTN | ERCOTN | 198 | 2015-05-01 | 2020-05-01 |  |  | 0 | 18082667 | 0 | 0
[9 empty] | 0 | 18082667 | 0 | 0
Reservation | Upgrade Name | DUN | EOC | Earliest Start Date | Redispatch Available | Allocated E & C Cost | Total E & C Cost | Total Revenue Requirements
76979772 | None |  |  |  |  | 0 | 0 | 0
[5 empty] | Total | 0 | 0 | 0
*Credits may be required for applicable generation interconnection network upgrades.
*The North DC Tie is derated to 210mw indefinately.
*The NORTH DC tie is scheduled for an outage beginning 12/1/2013 until 3/31/2014 to refurbish the facility.
*198 MW of available ERCOT North to South capacity without consideration of prior queued STUDY requests in active Aggregate Transmission Service Studies. Network Upgrades to address DC Tie Capacity are indeterminate. Available capacity will be allocated on a first come first served basis in accordance with Attachment Z1 III.b. of SPP OATT.
Customer | Study Number
CCG | 2012-AG3-059
Customer | Reservation | POR | POD | Requested Amount | Requested Start Date | Requested Stop Date | Deferred Start Date Without Redispatch | Deferred Stop Date Without Redispatch | Potential Base Plan Funding Allowable | Point-to-Point Base Rate | Allocated E & C Cost | Total Revenue Requirements
CCG | 77409871 | OKGE | EES | 400 | 2013-11-01 | 2018-11-01 | 2020-06-01 | 2025-06-01 | 0 | 30720000 | 8168972 | 27829527.99
[9 empty] | 0 | 30720000 | 8168972 | 27829527.99
Reservation | Upgrade Name | DUN | EOC | Earliest Start Date | Redispatch Available | Allocated E & C Cost | Total E & C Cost | Total Revenue Requirements
77409871 | CIMARRON - SARA 138KV CKT 1 | 2015-10-01 | 2016-06-01 |  |  | 50693 | 326250 | 194461.344
| CIMARRON (CIMARON3) 345/138/13.8KV TRANSFORMER CKT 3 | 2015-10-01 | 2017-06-01 |  |  | 3158748 | 16312500 | 11358842.652
| EASTOWN7 345.00 - IATAN 345KV CKT 1 | 2019-06-01 | 2019-06-01 |  |  | 481956 | 35842500 | 1597468.146
| GRAND ISLAND - SWEETWATER 345KV CKT 2 | 2013-06-01 | 2020-06-01 |  |  | 1639873 | 96368000 | 4310162.778
| HOLT - NELIGH 345KV CKT 1 | 2013-10-01 | 2019-03-01 |  |  | 520839 | 30656000 | 1434325.536
| LYDIA - VALLIANT 345KV CKT 1 | 2015-06-01 | 2017-06-01 |  |  | 2262949 | 65746687.5 | 8734213.098
| PITTSBURG - SEMINOLE 345KV CKT 1 OKGE | 2015-06-01 | 2016-06-01 |  |  | 30480 | 326250 | 117379.326
| PITTSBURG - VALLIANT 345KV CKT 1 | 2015-06-01 | 2016-06-01 |  |  | 5403 | 303750 | 22035.654
| SWISSVALE - WEST GARDNER 345KV CKT 1 WERE | 2015-06-01 | 2016-06-01 |  |  | 18031 | 393750 | 60639.456
[5 empty] | Total | 8168972 | 246275687.5 | 27829527.99
Expansion Plan - The requested service is contingent upon completion of the following upgrades. Cost is not assignable to the transmission customer.
Reservation | Upgrade Name | DUN | EOC | Earliest Start Date | Redispatch Available
77409871 | IATAN - NASHUA 345KV CKT 1 | 2013-06-01 | 2015-06-01
| Line - Clark County - Thistle 345 kV dbl Ckt | 2013-06-01 | 2015-01-01
| Line - Hitchland - Woodward 345 kV dbl Ckt OKGE | 2013-06-01 | 2014-07-01
| Line - Hitchland - Woodward 345 kV dbl Ckt SPS | 2013-06-01 | 2014-07-01
| Line - Spearville - Clark County 345 kV dbl Ckt | 2013-06-01 | 2015-01-01
| Line - Thistle - Wichita 345 kV dbl Ckt PW | 2013-06-01 | 2015-01-01
| Line - Thistle - Wichita 345 kV dbl Ckt WERE | 2013-06-01 | 2015-01-01
| Line - Thistle - Woodward 345 kV dbl Ckt OKGE | 2013-06-01 | 2015-01-01
| Line - Thistle - Woodward 345 kV dbl Ckt PW | 2013-06-01 | 2015-01-01
| Line - Tuco - Woodward 345 kV line OKGE | 2013-06-01 | 2014-06-01
| Line - Tuco - Woodward 345 kV line SPS | 2013-06-01 | 2014-06-01
| NORTHWEST TEXARKANA - VALLIANT 345KV CKT 1 | 2014-06-01 | 2015-05-01
| XFR - Thistle 345/138 kV | 2013-06-01 | 2015-01-01
Reliability Projects - The requested service is contingent upon completion of the following upgrades. Cost is not assignable to the transmission customer.
Reservation | Upgrade Name | DUN | EOC | Earliest Start Date | Redispatch Available
77409871 | Cherry Co - Gentleman 345 kV Ckt1 | 2013-10-01 | 2018-01-01
| Cherry Co - Holt Co 345 kV Ckt1 | 2013-10-01 | 2018-01-01
| Cherry Co 345 kV Terminal Upgrades | 2013-10-01 | 2018-01-01
| Neligh - Hoskins 345 kV Ckt1 | 2013-10-01 | 2019-03-01
| Neligh 345/115 kV Transformer | 2013-10-01 | 2019-03-01
Construction Pending - The requested service is contingent upon completion of the following upgrades. Cost is not assignable to the transmission customer.
Reservation | Upgrade Name | DUN | EOC | Earliest Start Date | Redispatch Available
77409871 | Auburn - JEC 345KV | 2013-06-01 | 2019-06-01
| Auburn - Swissvale 345KV | 2013-06-01 | 2019-06-01
| AUBURN ROAD (AUBRN77X) 345/115/13.8KV TRANSFORMER CKT 1 | 2013-06-01 | 2019-06-01
| CIMARRON - DRAPER LAKE 345KV CKT 1 | 2019-10-01 | 2019-10-01
| GOODYEAR JUNCTION - INDIAN HILLS 115KV CKT 1 | 2013-06-01 | 2016-06-01
| HOYT - JEFFREY ENERGY CENTER 345KV CKT 1 | 2013-06-01 | 2017-06-01
| Iatan - Jeffrey Energy Center 345 kV KACP | 2013-06-01 | 2019-06-01
| Iatan - Jeffrey Energy Center 345 kV WERE | 2013-06-01 | 2019-06-01
| Lacygne - Mariosa 345KV KACP | 2013-06-01 | 2019-06-01
| Mullergren - Reno 345kV Dbl CKT MKEC | 2013-06-01 | 2019-06-01
| Mullergren - Reno 345kV Dbl CKT WERE | 2013-10-01 | 2019-06-01
| Spearville - Mullergren 345kV Dbl CKT | 2013-06-01 | 2019-06-01
Credits may be required for the following Network Upgrades in accordance with Attachment Z2 of the SPP OATT.
Reservation | Upgrade Name | DUN | EOC | Earliest Start Date | Redispatch Available
77409871 | ALBION - PETERSBURG 115KV CKT 1 | 2013-01-01 | 2013-01-01
| ALEXANDER - PRATT 115KV CKT 1 | 2009-12-01 | 2013-06-01
| ALUMAX TAP - BANN 138KV CKT 1 | 2008-06-01 | 2008-06-01
| ASHDOWN REC (MILLWOOD) - OKAY 138KV CKT 1 | 2012-07-01 | 2012-07-01
| ASHDOWN REC (MILLWOOD) - PATTERSON 138KV CKT 1 | 2012-07-01 | 2012-07-01
| BANN - RED SPRINGS REC 138KV CKT 1 | 2012-07-01 | 2012-07-01
| BARBER - MEDICINE LODGE 115KV CKT 1 | 2009-12-01 | 2013-06-01
| BARBER - SAWYER 115KV CKT 1 | 2009-12-01 | 2013-06-01
| BARBER (BARBER 4) 138/115/2.72KV TRANSFORMER CKT 1 | 2009-12-01 | 2013-06-01
| CHERRY6 230.00 - Harrington Station East Bus 230KV CKT 1 | 2015-06-01 | 2015-06-01
| CIMARRON - DRAPER LAKE 345KV CKT 1 | 2019-10-01 | 2019-10-01
| CLIFTON - GREENLEAF 115KV CKT 1 | 2011-06-01 | 2013-06-01
| FLATRDG3 138.00 - MEDICINE LODGE 138KV CKT 1 | 2009-12-01 | 2013-06-01
| FLATRDG3 138.00 - HARPER 138KV CKT 1 | 2009-12-01 | 2013-06-01
| FT RANDAL - MADISONCO 230.00 230KV CKT 1 | 2013-10-01 | 2014-11-01
| G03-05T 138.00 - PARADISE 138KV CKT 1 | 2010-06-01 | 2013-06-01
| GRACMNT4 138.00 - WASHITA 138KV CKT 2 OKGE | 2012-01-01 | 2012-01-01
| GRACMNT4 138.00 - WASHITA 138KV CKT 2 WFEC | 2012-01-01 | 2012-01-01
| GREENLEAF - KNOB HILL 115KV CKT 1 MKEC | 2013-06-01 | 2013-06-01
| HUGO POWER PLANT - VALLIANT 345 KV AEPW | 2012-07-01 | 2012-07-01
| HUGO POWER PLANT - VALLIANT 345KV CKT 1 WFEC | 2012-07-01 | 2012-07-01
| Judson Large - North Judson Large 115KV CKT 2 | 2013-10-01 | 2015-06-01
| KELLY - MADISONCO 230.00 230KV CKT 1 | 2013-10-01 | 2014-11-01
| LYONS - RICE_CO 115KV CKT 1 | 2012-10-01 | 2013-04-01
| LYONS - WHEATLAND 115KV CKT 1 #1 | 2012-10-01 | 2013-07-15
| LYONS - WHEATLAND 115KV CKT 1 #2 | 2012-10-01 | 2013-07-15
| MANDEVILTP4 - SE TEXARKANA 138KV CKT 1 | 2012-07-01 | 2012-07-01
| MANDEVILTP4 - TURK 138KV CKT 1 | 2012-07-01 | 2012-07-01
| MCNAB REC - TURK 115KV CKT 1 | 2012-07-01 | 2012-07-01
| Mullergren - Reno 345kV Dbl CKT MKEC | 2012-10-01 | 2019-06-01
| Mullergren - Reno 345kV Dbl CKT WERE | 2012-10-01 | 2019-06-01
| NELIGH - PETERSBURG 115KV CKT 1 | 2013-01-01 | 2013-01-01
| North Judson Large - Spearville 115KV CKT 2 | 2013-10-01 | 2015-06-01
| NORTHWEST - TATONGA 345KV CKT 1 | 2010-01-01 | 2010-01-01
| OKAY - TURK 138KV CKT 1 | 2012-07-01 | 2012-07-01
| Spearville - Mullergren 345kV Dbl CKT | 2012-10-01 | 2019-06-01
| SUGAR HILL - TURK 138KV CKT 1 | 2012-07-01 | 2012-07-01
| TATONGA - WOODWARD 345KV CKT 1 | 2010-01-01 | 2010-01-01
| WOODWARD - IODINE 138KV CKT 1 | 2010-01-01 | 2010-01-01
| WOODWARD - WOODWARD EHV 138KV CKT 1 | 2010-01-01 | 2010-01-01
| WOODWARD - WOODWARD EHV 138KV CKT 2 | 2010-01-01 | 2010-01-01
| WOODWARD 345/138KV TRANSFORMER CKT 1 | 2010-01-01 | 2010-01-01
Third Party Limitations.
Reservation | Upgrade Name | DUN | EOC | Earliest Start Date | Redispatch Available | *Allocated E & C Cost | *Total E & C Cost
77409871 | 7OVERTON 345.00 () 345/161/13.8KV TRANSFORMER CKT 1 | 2013-11-01 | 2014-06-01 |  |  | 4.428% | 100%
| CORDO; B 345.00 - NELSO; B 345.00 345KV CKT 1 | 2015-06-01 | 2015-06-01 |  |  | 1.237% | 100%
| GRIMES - MT. ZION 138KV CKT 1 | 2013-11-01 | 2016-06-01 |  |  | 5383986 | 14966895
| H471 ; 345.00 - QUAD3-11 345.00 345KV CKT 1 | 2015-06-01 | 2015-06-01 |  |  | 1.245% | 100%
| Lacygne - Mariosa 345KV AMRN | 2013-06-01 | 2019-06-01 |  |  | 0 | 0
[5 empty] | Total | 5383986 | 14966895
*Estimated cost allocation as a percentage of total cost is shown for third-party limitations when costs have not yet been established by the third-party.
*Credits may be required for applicable generation interconnection network upgrades.
Customer | Study Number
CCG | 2012-AG3-060
Customer | Reservation | POR | POD | Requested Amount | Requested Start Date | Requested Stop Date | Deferred Start Date Without Redispatch | Deferred Stop Date Without Redispatch | Potential Base Plan Funding Allowable | Point-to-Point Base Rate | Allocated E & C Cost | Total Revenue Requirements
CCG | 77409907 | OKGE | EES | 300 | 2013-11-01 | 2018-11-01 | 2020-06-01 | 2025-06-01 | 0 | 23040000 | 6126731 | 20872153.476
[9 empty] | 0 | 23040000 | 6126731 | 20872153.476
Reservation | Upgrade Name | DUN | EOC | Earliest Start Date | Redispatch Available | Allocated E & C Cost | Total E & C Cost | Total Revenue Requirements
77409907 | CIMARRON - SARA 138KV CKT 1 | 2015-10-01 | 2016-06-01 |  |  | 38020 | 326250 | 145846.956
| CIMARRON (CIMARON3) 345/138/13.8KV TRANSFORMER CKT 3 | 2015-10-01 | 2017-06-01 |  |  | 2369061 | 16312500 | 8519131.992
| EASTOWN7 345.00 - IATAN 345KV CKT 1 | 2019-06-01 | 2019-06-01 |  |  | 361467 | 35842500 | 1198101.108
| GRAND ISLAND - SWEETWATER 345KV CKT 2 | 2013-06-01 | 2020-06-01 |  |  | 1229905 | 96368000 | 3232622.748
| HOLT - NELIGH 345KV CKT 1 | 2013-10-01 | 2019-03-01 |  |  | 390629 | 30656000 | 1075743.48
| LYDIA - VALLIANT 345KV CKT 1 | 2015-06-01 | 2017-06-01 |  |  | 1697212 | 65746687.5 | 6550660.788
| PITTSBURG - SEMINOLE 345KV CKT 1 OKGE | 2015-06-01 | 2016-06-01 |  |  | 22860 | 326250 | 88034.496
| PITTSBURG - VALLIANT 345KV CKT 1 | 2015-06-01 | 2016-06-01 |  |  | 4053 | 303750 | 16529.79
| SWISSVALE - WEST GARDNER 345KV CKT 1 WERE | 2015-06-01 | 2016-06-01 |  |  | 13524 | 393750 | 45482.118
[5 empty] | Total | 6126731 | 246275687.5 | 20872153.476
Expansion Plan - The requested service is contingent upon completion of the following upgrades. Cost is not assignable to the transmission customer.
Reservation | Upgrade Name | DUN | EOC | Earliest Start Date | Redispatch Available
77409907 | IATAN - NASHUA 345KV CKT 1 | 2013-06-01 | 2015-06-01
| Line - Clark County - Thistle 345 kV dbl Ckt | 2013-06-01 | 2015-01-01
| Line - Hitchland - Woodward 345 kV dbl Ckt OKGE | 2013-06-01 | 2014-07-01
| Line - Hitchland - Woodward 345 kV dbl Ckt SPS | 2013-06-01 | 2014-07-01
| Line - Spearville - Clark County 345 kV dbl Ckt | 2013-06-01 | 2015-01-01
| Line - Thistle - Wichita 345 kV dbl Ckt PW | 2013-06-01 | 2015-01-01
| Line - Thistle - Wichita 345 kV dbl Ckt WERE | 2013-06-01 | 2015-01-01
| Line - Thistle - Woodward 345 kV dbl Ckt OKGE | 2013-06-01 | 2015-01-01
| Line - Thistle - Woodward 345 kV dbl Ckt PW | 2013-06-01 | 2015-01-01
| Line - Tuco - Woodward 345 kV line OKGE | 2013-06-01 | 2014-06-01
| Line - Tuco - Woodward 345 kV line SPS | 2013-06-01 | 2014-06-01
| NORTHWEST TEXARKANA - VALLIANT 345KV CKT 1 | 2014-06-01 | 2015-05-01
| XFR - Thistle 345/138 kV | 2013-06-01 | 2015-01-01
Reliability Projects - The requested service is contingent upon completion of the following upgrades. Cost is not assignable to the transmission customer.
Reservation | Upgrade Name | DUN | EOC | Earliest Start Date | Redispatch Available
77409907 | Cherry Co - Gentleman 345 kV Ckt1 | 2013-10-01 | 2018-01-01
| Cherry Co - Holt Co 345 kV Ckt1 | 2013-10-01 | 2018-01-01
| Cherry Co 345 kV Terminal Upgrades | 2013-10-01 | 2018-01-01
| Neligh - Hoskins 345 kV Ckt1 | 2013-10-01 | 2019-03-01
| Neligh 345/115 kV Transformer | 2013-10-01 | 2019-03-01
Construction Pending - The requested service is contingent upon completion of the following upgrades. Cost is not assignable to the transmission customer.
Reservation | Upgrade Name | DUN | EOC | Earliest Start Date | Redispatch Available
77409907 | Auburn - JEC 345KV | 2013-06-01 | 2019-06-01
| Auburn - Swissvale 345KV | 2013-06-01 | 2019-06-01
| AUBURN ROAD (AUBRN77X) 345/115/13.8KV TRANSFORMER CKT 1 | 2013-06-01 | 2019-06-01
| CIMARRON - DRAPER LAKE 345KV CKT 1 | 2019-10-01 | 2019-10-01
| GOODYEAR JUNCTION - INDIAN HILLS 115KV CKT 1 | 2013-06-01 | 2016-06-01
| HOYT - JEFFREY ENERGY CENTER 345KV CKT 1 | 2013-06-01 | 2017-06-01
| Iatan - Jeffrey Energy Center 345 kV KACP | 2013-06-01 | 2019-06-01
| Iatan - Jeffrey Energy Center 345 kV WERE | 2013-06-01 | 2019-06-01
| Lacygne - Mariosa 345KV KACP | 2013-06-01 | 2019-06-01
| Mullergren - Reno 345kV Dbl CKT MKEC | 2013-06-01 | 2019-06-01
| Mullergren - Reno 345kV Dbl CKT WERE | 2013-10-01 | 2019-06-01
| Spearville - Mullergren 345kV Dbl CKT | 2013-06-01 | 2019-06-01
Credits may be required for the following Network Upgrades in accordance with Attachment Z2 of the SPP OATT.
Reservation | Upgrade Name | DUN | EOC | Earliest Start Date | Redispatch Available
77409907 | ALBION - PETERSBURG 115KV CKT 1 | 2013-01-01 | 2013-01-01
| ALEXANDER - PRATT 115KV CKT 1 | 2009-12-01 | 2013-06-01
| ALUMAX TAP - BANN 138KV CKT 1 | 2008-06-01 | 2008-06-01
| BANN - RED SPRINGS REC 138KV CKT 1 | 2012-07-01 | 2012-07-01
| BARBER - MEDICINE LODGE 115KV CKT 1 | 2009-12-01 | 2013-06-01
| BARBER - SAWYER 115KV CKT 1 | 2009-12-01 | 2013-06-01
| BARBER (BARBER 4) 138/115/2.72KV TRANSFORMER CKT 1 | 2009-12-01 | 2013-06-01
| CHERRY6 230.00 - Harrington Station East Bus 230KV CKT 1 | 2015-06-01 | 2015-06-01
| CIMARRON - DRAPER LAKE 345KV CKT 1 | 2019-10-01 | 2019-10-01
| CLIFTON - GREENLEAF 115KV CKT 1 | 2011-06-01 | 2013-06-01
| FLATRDG3 138.00 - MEDICINE LODGE 138KV CKT 1 | 2009-12-01 | 2013-06-01
| FLATRDG3 138.00 - HARPER 138KV CKT 1 | 2009-12-01 | 2013-06-01
| FT RANDAL - MADISONCO 230.00 230KV CKT 1 | 2013-10-01 | 2014-11-01
| G03-05T 138.00 - PARADISE 138KV CKT 1 | 2010-06-01 | 2013-06-01
| GRACMNT4 138.00 - WASHITA 138KV CKT 2 OKGE | 2012-01-01 | 2012-01-01
| GRACMNT4 138.00 - WASHITA 138KV CKT 2 WFEC | 2012-01-01 | 2012-01-01
| GREENLEAF - KNOB HILL 115KV CKT 1 MKEC | 2013-06-01 | 2013-06-01
| HUGO POWER PLANT - VALLIANT 345 KV AEPW | 2012-07-01 | 2012-07-01
| HUGO POWER PLANT - VALLIANT 345KV CKT 1 WFEC | 2012-07-01 | 2012-07-01
| Judson Large - North Judson Large 115KV CKT 2 | 2013-10-01 | 2015-06-01
| KELLY - MADISONCO 230.00 230KV CKT 1 | 2013-10-01 | 2014-11-01
| LYONS - RICE_CO 115KV CKT 1 | 2012-10-01 | 2013-04-01
| LYONS - WHEATLAND 115KV CKT 1 #1 | 2012-10-01 | 2013-07-15
| LYONS - WHEATLAND 115KV CKT 1 #2 | 2012-10-01 | 2013-07-15
| MCNAB REC - TURK 115KV CKT 1 | 2012-07-01 | 2012-07-01
| Mullergren - Reno 345kV Dbl CKT MKEC | 2012-10-01 | 2019-06-01
| Mullergren - Reno 345kV Dbl CKT WERE | 2012-10-01 | 2019-06-01
| NELIGH - PETERSBURG 115KV CKT 1 | 2013-01-01 | 2013-01-01
| North Judson Large - Spearville 115KV CKT 2 | 2013-10-01 | 2015-06-01
| NORTHWEST - TATONGA 345KV CKT 1 | 2010-01-01 | 2010-01-01
| OKAY - TURK 138KV CKT 1 | 2012-07-01 | 2012-07-01
| Spearville - Mullergren 345kV Dbl CKT | 2012-10-01 | 2019-06-01
| SUGAR HILL - TURK 138KV CKT 1 | 2012-07-01 | 2012-07-01
| TATONGA - WOODWARD 345KV CKT 1 | 2010-01-01 | 2010-01-01
| WOODWARD - IODINE 138KV CKT 1 | 2010-01-01 | 2010-01-01
| WOODWARD - WOODWARD EHV 138KV CKT 1 | 2010-01-01 | 2010-01-01
| WOODWARD - WOODWARD EHV 138KV CKT 2 | 2010-01-01 | 2010-01-01
| WOODWARD 345/138KV TRANSFORMER CKT 1 | 2010-01-01 | 2010-01-01
Third Party Limitations.
Reservation | Upgrade Name | DUN | EOC | Earliest Start Date | Redispatch Available | *Allocated E & C Cost | *Total E & C Cost
77409907 | 7OVERTON 345.00 () 345/161/13.8KV TRANSFORMER CKT 1 | 2013-11-01 | 2014-06-01 |  |  | 3.321% | 100%
| CORDO; B 345.00 - NELSO; B 345.00 345KV CKT 1 | 2015-06-01 | 2015-06-01 |  |  | 0.9277% | 100%
| GRIMES - MT. ZION 138KV CKT 1 | 2013-11-01 | 2016-06-01 |  |  | 4037989 | 14966895
| H471 ; 345.00 - QUAD3-11 345.00 345KV CKT 1 | 2015-06-01 | 2015-06-01 |  |  | 0.9339% | 100%
| Lacygne - Mariosa 345KV AMRN | 2013-06-01 | 2019-06-01 |  |  | 0 | 0
[5 empty] | Total | 4037989 | 14966895
*Estimated cost allocation as a percentage of total cost is shown for third-party limitations when costs have not yet been established by the third-party.
*Credits may be required for applicable generation interconnection network upgrades.
Customer | Study Number
CCG | 2012-AG3-061
Customer | Reservation | POR | POD | Requested Amount | Requested Start Date | Requested Stop Date | Deferred Start Date Without Redispatch | Deferred Stop Date Without Redispatch | Potential Base Plan Funding Allowable | Point-to-Point Base Rate | Allocated E & C Cost | Total Revenue Requirements
CCG | 77409924 | OKGE | EES | 100 | 2014-11-01 | 2019-11-01 | 2020-06-01 | 2025-06-01 | 0 | 7680000 | 2042243 | 6957381.96
[9 empty] | 0 | 7680000 | 2042243 | 6957381.96
Reservation | Upgrade Name | DUN | EOC | Earliest Start Date | Redispatch Available | Allocated E & C Cost | Total E & C Cost | Total Revenue Requirements
77409924 | CIMARRON - SARA 138KV CKT 1 | 2015-10-01 | 2016-06-01 |  |  | 12673 | 326250 | 48614.37
| CIMARRON (CIMARON3) 345/138/13.8KV TRANSFORMER CKT 3 | 2015-10-01 | 2017-06-01 |  |  | 789687 | 16312500 | 2839710.678
| EASTOWN7 345.00 - IATAN 345KV CKT 1 | 2019-06-01 | 2019-06-01 |  |  | 120489 | 35842500 | 399367.032
| GRAND ISLAND - SWEETWATER 345KV CKT 2 | 2013-06-01 | 2020-06-01 |  |  | 409968 | 96368000 | 1077540.042
| HOLT - NELIGH 345KV CKT 1 | 2013-10-01 | 2019-03-01 |  |  | 130210 | 30656000 | 358582.074
| LYDIA - VALLIANT 345KV CKT 1 | 2015-06-01 | 2017-06-01 |  |  | 565737 | 65746687.5 | 2183552.304
| PITTSBURG - SEMINOLE 345KV CKT 1 OKGE | 2015-06-01 | 2016-06-01 |  |  | 7620 | 326250 | 29344.824
| PITTSBURG - VALLIANT 345KV CKT 1 | 2015-06-01 | 2016-06-01 |  |  | 1351 | 303750 | 5509.932
| SWISSVALE - WEST GARDNER 345KV CKT 1 WERE | 2015-06-01 | 2016-06-01 |  |  | 4508 | 393750 | 15160.704
[5 empty] | Total | 2042243 | 246275687.5 | 6957381.96
Expansion Plan - The requested service is contingent upon completion of the following upgrades. Cost is not assignable to the transmission customer.
Reservation | Upgrade Name | DUN | EOC | Earliest Start Date | Redispatch Available
77409924 | IATAN - NASHUA 345KV CKT 1 | 2013-06-01 | 2015-06-01
| Line - Clark County - Thistle 345 kV dbl Ckt | 2013-06-01 | 2015-01-01
| Line - Hitchland - Woodward 345 kV dbl Ckt OKGE | 2013-06-01 | 2014-07-01
| Line - Hitchland - Woodward 345 kV dbl Ckt SPS | 2013-06-01 | 2014-07-01
| Line - Spearville - Clark County 345 kV dbl Ckt | 2013-06-01 | 2015-01-01
| Line - Thistle - Wichita 345 kV dbl Ckt PW | 2013-06-01 | 2015-01-01
| Line - Thistle - Wichita 345 kV dbl Ckt WERE | 2013-06-01 | 2015-01-01
| Line - Thistle - Woodward 345 kV dbl Ckt OKGE | 2013-06-01 | 2015-01-01
| Line - Thistle - Woodward 345 kV dbl Ckt PW | 2013-06-01 | 2015-01-01
| Line - Tuco - Woodward 345 kV line OKGE | 2013-06-01 | 2014-06-01
| Line - Tuco - Woodward 345 kV line SPS | 2013-06-01 | 2014-06-01
| XFR - Thistle 345/138 kV | 2013-06-01 | 2015-01-01
Reliability Projects - The requested service is contingent upon completion of the following upgrades. Cost is not assignable to the transmission customer.
Reservation | Upgrade Name | DUN | EOC | Earliest Start Date | Redispatch Available
77409924 | Cherry Co - Gentleman 345 kV Ckt1 | 2013-10-01 | 2018-01-01
| Cherry Co - Holt Co 345 kV Ckt1 | 2013-10-01 | 2018-01-01
| Cherry Co 345 kV Terminal Upgrades | 2013-10-01 | 2018-01-01
| Neligh - Hoskins 345 kV Ckt1 | 2013-10-01 | 2019-03-01
| Neligh 345/115 kV Transformer | 2013-10-01 | 2019-03-01
Construction Pending - The requested service is contingent upon completion of the following upgrades. Cost is not assignable to the transmission customer.
Reservation | Upgrade Name | DUN | EOC | Earliest Start Date | Redispatch Available
77409924 | Auburn - JEC 345KV | 2013-06-01 | 2019-06-01
| Auburn - Swissvale 345KV | 2013-06-01 | 2019-06-01
| AUBURN ROAD (AUBRN77X) 345/115/13.8KV TRANSFORMER CKT 1 | 2013-06-01 | 2019-06-01
| CIMARRON - DRAPER LAKE 345KV CKT 1 | 2019-10-01 | 2019-10-01
| GOODYEAR JUNCTION - INDIAN HILLS 115KV CKT 1 | 2013-06-01 | 2016-06-01
| HOYT - JEFFREY ENERGY CENTER 345KV CKT 1 | 2013-06-01 | 2017-06-01
| Iatan - Jeffrey Energy Center 345 kV KACP | 2013-06-01 | 2019-06-01
| Iatan - Jeffrey Energy Center 345 kV WERE | 2013-06-01 | 2019-06-01
| Lacygne - Mariosa 345KV KACP | 2013-06-01 | 2019-06-01
| Mullergren - Reno 345kV Dbl CKT MKEC | 2013-06-01 | 2019-06-01
| Mullergren - Reno 345kV Dbl CKT WERE | 2013-10-01 | 2019-06-01
| Spearville - Mullergren 345kV Dbl CKT | 2013-06-01 | 2019-06-01
Credits may be required for the following Network Upgrades in accordance with Attachment Z2 of the SPP OATT.
Reservation | Upgrade Name | DUN | EOC | Earliest Start Date | Redispatch Available
77409924 | ALEXANDER - PRATT 115KV CKT 1 | 2009-12-01 | 2013-06-01
| ALUMAX TAP - BANN 138KV CKT 1 | 2008-06-01 | 2008-06-01
| BANN - RED SPRINGS REC 138KV CKT 1 | 2012-07-01 | 2012-07-01
| BARBER - SAWYER 115KV CKT 1 | 2009-12-01 | 2013-06-01
| BARBER (BARBER 4) 138/115/2.72KV TRANSFORMER CKT 1 | 2009-12-01 | 2013-06-01
| CHERRY6 230.00 - Harrington Station East Bus 230KV CKT 1 | 2015-06-01 | 2015-06-01
| CIMARRON - DRAPER LAKE 345KV CKT 1 | 2019-10-01 | 2019-10-01
| CLIFTON - GREENLEAF 115KV CKT 1 | 2011-06-01 | 2013-06-01
| FLATRDG3 138.00 - MEDICINE LODGE 138KV CKT 1 | 2009-12-01 | 2013-06-01
| FLATRDG3 138.00 - HARPER 138KV CKT 1 | 2009-12-01 | 2013-06-01
| GRACMNT4 138.00 - WASHITA 138KV CKT 2 OKGE | 2012-01-01 | 2012-01-01
| GRACMNT4 138.00 - WASHITA 138KV CKT 2 WFEC | 2012-01-01 | 2012-01-01
| GREENLEAF - KNOB HILL 115KV CKT 1 MKEC | 2013-06-01 | 2013-06-01
| HUGO POWER PLANT - VALLIANT 345 KV AEPW | 2012-07-01 | 2012-07-01
| HUGO POWER PLANT - VALLIANT 345KV CKT 1 WFEC | 2012-07-01 | 2012-07-01
| MCNAB REC - TURK 115KV CKT 1 | 2012-07-01 | 2012-07-01
| Mullergren - Reno 345kV Dbl CKT MKEC | 2012-10-01 | 2019-06-01
| Mullergren - Reno 345kV Dbl CKT WERE | 2012-10-01 | 2019-06-01
| NORTHWEST - TATONGA 345KV CKT 1 | 2010-01-01 | 2010-01-01
| Spearville - Mullergren 345kV Dbl CKT | 2012-10-01 | 2019-06-01
| TATONGA - WOODWARD 345KV CKT 1 | 2010-01-01 | 2010-01-01
| WOODWARD - IODINE 138KV CKT 1 | 2010-01-01 | 2010-01-01
| WOODWARD - WOODWARD EHV 138KV CKT 1 | 2010-01-01 | 2010-01-01
| WOODWARD - WOODWARD EHV 138KV CKT 2 | 2010-01-01 | 2010-01-01
| WOODWARD 345/138KV TRANSFORMER CKT 1 | 2010-01-01 | 2010-01-01
Third Party Limitations.
Reservation | Upgrade Name | DUN | EOC | Earliest Start Date | Redispatch Available | *Allocated E & C Cost | *Total E & C Cost
77409924 | 7OVERTON 345.00 () 345/161/13.8KV TRANSFORMER CKT 1 | 2013-11-01 | 2014-06-01 |  |  | 1.006% | 100%
| CORDO; B 345.00 - NELSO; B 345.00 345KV CKT 1 | 2015-06-01 | 2015-06-01 |  |  | 0.3092% | 100%
| GRIMES - MT. ZION 138KV CKT 1 | 2013-11-01 | 2016-06-01 |  |  | 1345996 | 14966895
| H471 ; 345.00 - QUAD3-11 345.00 345KV CKT 1 | 2015-06-01 | 2015-06-01 |  |  | 0.3113% | 100%
| Lacygne - Mariosa 345KV AMRN | 2013-06-01 | 2019-06-01 |  |  | 0 | 0
[5 empty] | Total | 1345996 | 14966895
*Estimated cost allocation as a percentage of total cost is shown for third-party limitations when costs have not yet been established by the third-party.
*Credits may be required for applicable generation interconnection network upgrades.
Customer | Study Number
CCG | 2012-AG3-062
Customer | Reservation | POR | POD | Requested Amount | Requested Start Date | Requested Stop Date | Deferred Start Date Without Redispatch | Deferred Stop Date Without Redispatch | Potential Base Plan Funding Allowable | Point-to-Point Base Rate | Allocated E & C Cost | Total Revenue Requirements
CCG | 77409948 | OKGE | AMRN | 265 | 2013-11-01 | 2018-11-01 | 2020-06-01 | 2025-06-01 | 0 | 13960200 | 5408618 | 18426498.492
[9 empty] | 0 | 13960200 | 5408618 | 18426498.492
Reservation | Upgrade Name | DUN | EOC | Earliest Start Date | Redispatch Available | Allocated E & C Cost | Total E & C Cost | Total Revenue Requirements
77409948 | CIMARRON - SARA 138KV CKT 1 | 2015-10-01 | 2016-06-01 |  |  | 33584 | 326250 | 128830.194
| CIMARRON (CIMARON3) 345/138/13.8KV TRANSFORMER CKT 3 | 2015-10-01 | 2017-06-01 |  |  | 2092844 | 16312500 | 7525856.994
| EASTOWN7 345.00 - IATAN 345KV CKT 1 | 2019-06-01 | 2019-06-01 |  |  | 318342 | 35842500 | 1055161.056
| GRAND ISLAND - SWEETWATER 345KV CKT 2 | 2013-06-01 | 2020-06-01 |  |  | 1084936 | 96368000 | 2851593.234
| HOLT - NELIGH 345KV CKT 1 | 2013-10-01 | 2019-03-01 |  |  | 345071 | 30656000 | 950282.418
| LYDIA - VALLIANT 345KV CKT 1 | 2015-06-01 | 2017-06-01 |  |  | 1498122 | 65746687.5 | 5782241.13
| PITTSBURG - SEMINOLE 345KV CKT 1 OKGE | 2015-06-01 | 2016-06-01 |  |  | 20189 | 326250 | 77748.408
| PITTSBURG - VALLIANT 345KV CKT 1 | 2015-06-01 | 2016-06-01 |  |  | 3574 | 303750 | 14576.238
| SWISSVALE - WEST GARDNER 345KV CKT 1 WERE | 2015-06-01 | 2016-06-01 |  |  | 11956 | 393750 | 40208.82
[5 empty] | Total | 5408618 | 246275687.5 | 18426498.492
Expansion Plan - The requested service is contingent upon completion of the following upgrades. Cost is not assignable to the transmission customer.
Reservation | Upgrade Name | DUN | EOC | Earliest Start Date | Redispatch Available
77409948 | IATAN - NASHUA 345KV CKT 1 | 2013-06-01 | 2015-06-01
| Line - Clark County - Thistle 345 kV dbl Ckt | 2013-06-01 | 2015-01-01
| Line - Hitchland - Woodward 345 kV dbl Ckt OKGE | 2013-06-01 | 2014-07-01
| Line - Hitchland - Woodward 345 kV dbl Ckt SPS | 2013-06-01 | 2014-07-01
| Line - Spearville - Clark County 345 kV dbl Ckt | 2013-06-01 | 2015-01-01
| Line - Thistle - Wichita 345 kV dbl Ckt PW | 2013-06-01 | 2015-01-01
| Line - Thistle - Wichita 345 kV dbl Ckt WERE | 2013-06-01 | 2015-01-01
| Line - Thistle - Woodward 345 kV dbl Ckt OKGE | 2013-06-01 | 2015-01-01
| Line - Thistle - Woodward 345 kV dbl Ckt PW | 2013-06-01 | 2015-01-01
| Line - Tuco - Woodward 345 kV line OKGE | 2013-06-01 | 2014-06-01
| Line - Tuco - Woodward 345 kV line SPS | 2013-06-01 | 2014-06-01
| NORTHWEST TEXARKANA - VALLIANT 345KV CKT 1 | 2014-06-01 | 2015-05-01
| XFR - Thistle 345/138 kV | 2013-06-01 | 2015-01-01
Reliability Projects - The requested service is contingent upon completion of the following upgrades. Cost is not assignable to the transmission customer.
Reservation | Upgrade Name | DUN | EOC | Earliest Start Date | Redispatch Available
77409948 | Cherry Co - Gentleman 345 kV Ckt1 | 2013-10-01 | 2018-01-01
| Cherry Co - Holt Co 345 kV Ckt1 | 2013-10-01 | 2018-01-01
| Cherry Co 345 kV Terminal Upgrades | 2013-10-01 | 2018-01-01
| Neligh - Hoskins 345 kV Ckt1 | 2013-10-01 | 2019-03-01
| Neligh 345/115 kV Transformer | 2013-10-01 | 2019-03-01
Construction Pending - The requested service is contingent upon completion of the following upgrades. Cost is not assignable to the transmission customer.
Reservation | Upgrade Name | DUN | EOC | Earliest Start Date | Redispatch Available
77409948 | Auburn - JEC 345KV | 2013-06-01 | 2019-06-01
| Auburn - Swissvale 345KV | 2013-06-01 | 2019-06-01
| AUBURN ROAD (AUBRN77X) 345/115/13.8KV TRANSFORMER CKT 1 | 2013-06-01 | 2019-06-01
| CIMARRON - DRAPER LAKE 345KV CKT 1 | 2019-10-01 | 2019-10-01
| GOODYEAR JUNCTION - INDIAN HILLS 115KV CKT 1 | 2013-06-01 | 2016-06-01
| HOYT - JEFFREY ENERGY CENTER 345KV CKT 1 | 2013-06-01 | 2017-06-01
| Iatan - Jeffrey Energy Center 345 kV KACP | 2013-06-01 | 2019-06-01
| Iatan - Jeffrey Energy Center 345 kV WERE | 2013-06-01 | 2019-06-01
| Lacygne - Mariosa 345KV KACP | 2013-06-01 | 2019-06-01
| Mullergren - Reno 345kV Dbl CKT MKEC | 2013-06-01 | 2019-06-01
| Mullergren - Reno 345kV Dbl CKT WERE | 2013-10-01 | 2019-06-01
| Spearville - Mullergren 345kV Dbl CKT | 2013-06-01 | 2019-06-01
Credits may be required for the following Network Upgrades in accordance with Attachment Z2 of the SPP OATT.
Reservation | Upgrade Name | DUN | EOC | Earliest Start Date | Redispatch Available
77409948 | ALBION - PETERSBURG 115KV CKT 1 | 2013-01-01 | 2013-01-01
| ALEXANDER - PRATT 115KV CKT 1 | 2009-12-01 | 2013-06-01
| ALUMAX TAP - BANN 138KV CKT 1 | 2008-06-01 | 2008-06-01
| BANN - RED SPRINGS REC 138KV CKT 1 | 2012-07-01 | 2012-07-01
| BARBER - MEDICINE LODGE 115KV CKT 1 | 2009-12-01 | 2013-06-01
| BARBER - SAWYER 115KV CKT 1 | 2009-12-01 | 2013-06-01
| BARBER (BARBER 4) 138/115/2.72KV TRANSFORMER CKT 1 | 2009-12-01 | 2013-06-01
| CHERRY6 230.00 - Harrington Station East Bus 230KV CKT 1 | 2015-06-01 | 2015-06-01
| CIMARRON - DRAPER LAKE 345KV CKT 1 | 2019-10-01 | 2019-10-01
| CLIFTON - GREENLEAF 115KV CKT 1 | 2011-06-01 | 2013-06-01
| FLATRDG3 138.00 - MEDICINE LODGE 138KV CKT 1 | 2009-12-01 | 2013-06-01
| FLATRDG3 138.00 - HARPER 138KV CKT 1 | 2009-12-01 | 2013-06-01
| FT RANDAL - MADISONCO 230.00 230KV CKT 1 | 2013-10-01 | 2014-11-01
| G03-05T 138.00 - PARADISE 138KV CKT 1 | 2010-06-01 | 2013-06-01
| GRACMNT4 138.00 - WASHITA 138KV CKT 2 OKGE | 2012-01-01 | 2012-01-01
| GRACMNT4 138.00 - WASHITA 138KV CKT 2 WFEC | 2012-01-01 | 2012-01-01
| GREENLEAF - KNOB HILL 115KV CKT 1 MKEC | 2013-06-01 | 2013-06-01
| HUGO POWER PLANT - VALLIANT 345 KV AEPW | 2012-07-01 | 2012-07-01
| HUGO POWER PLANT - VALLIANT 345KV CKT 1 WFEC | 2012-07-01 | 2012-07-01
| KELLY - MADISONCO 230.00 230KV CKT 1 | 2013-10-01 | 2014-11-01
| LYONS - RICE_CO 115KV CKT 1 | 2012-10-01 | 2013-04-01
| LYONS - WHEATLAND 115KV CKT 1 #1 | 2012-10-01 | 2013-07-15
| LYONS - WHEATLAND 115KV CKT 1 #2 | 2012-10-01 | 2013-07-15
| MCNAB REC - TURK 115KV CKT 1 | 2012-07-01 | 2012-07-01
| Mullergren - Reno 345kV Dbl CKT MKEC | 2012-10-01 | 2019-06-01
| Mullergren - Reno 345kV Dbl CKT WERE | 2012-10-01 | 2019-06-01
| NELIGH - PETERSBURG 115KV CKT 1 | 2013-01-01 | 2013-01-01
| North Judson Large - Spearville 115KV CKT 2 | 2013-10-01 | 2015-06-01
| NORTHWEST - TATONGA 345KV CKT 1 | 2010-01-01 | 2010-01-01
| OKAY - TURK 138KV CKT 1 | 2012-07-01 | 2012-07-01
| Spearville - Mullergren 345kV Dbl CKT | 2012-10-01 | 2019-06-01
| SUGAR HILL - TURK 138KV CKT 1 | 2012-07-01 | 2012-07-01
| TATONGA - WOODWARD 345KV CKT 1 | 2010-01-01 | 2010-01-01
| WOODWARD - IODINE 138KV CKT 1 | 2010-01-01 | 2010-01-01
| WOODWARD - WOODWARD EHV 138KV CKT 1 | 2010-01-01 | 2010-01-01
| WOODWARD - WOODWARD EHV 138KV CKT 2 | 2010-01-01 | 2010-01-01
| WOODWARD 345/138KV TRANSFORMER CKT 1 | 2010-01-01 | 2010-01-01
Third Party Limitations.
Reservation | Upgrade Name | DUN | EOC | Earliest Start Date | Redispatch Available | *Allocated E & C Cost | *Total E & C Cost
77409948 | 7OVERTON 345.00 () 345/161/13.8KV TRANSFORMER CKT 1 | 2013-11-01 | 2014-06-01 |  |  | 2.927% | 100%
| CLINTON - MONTROSE 161KV CKT 1 AECI | 2014-06-01 | 2014-06-01 |  |  | 8881 | 180000
| CORDO; B 345.00 - NELSO; B 345.00 345KV CKT 1 | 2015-06-01 | 2015-06-01 |  |  | 0.8061% | 100%
| H471 ; 345.00 - QUAD3-11 345.00 345KV CKT 1 | 2015-06-01 | 2015-06-01 |  |  | 0.81% | 100%
| Lacygne - Mariosa 345KV AMRN | 2013-06-01 | 2019-06-01 |  |  | 0 | 0
[5 empty] | Total | 8881 | 180000
*Estimated cost allocation as a percentage of total cost is shown for third-party limitations when costs have not yet been established by the third-party.
*Credits may be required for applicable generation interconnection network upgrades.
Customer | Study Number
CCG | 2012-AG3-063
Customer | Reservation | POR | POD | Requested Amount | Requested Start Date | Requested Stop Date | Deferred Start Date Without Redispatch | Deferred Stop Date Without Redispatch | Potential Base Plan Funding Allowable | Point-to-Point Base Rate | Allocated E & C Cost | Total Revenue Requirements
CCG | 77409969 | OKGE | AMRN | 300 | 2013-11-01 | 2018-11-01 | 2020-06-01 | 2025-06-01 | 0 | 15804000 | 7790315 | 26295455.826
[9 empty] | 0 | 15804000 | 7790315 | 26295455.826
Reservation | Upgrade Name | DUN | EOC | Earliest Start Date | Redispatch Available | Allocated E & C Cost | Total E & C Cost | Total Revenue Requirements
77409969 | CIMARRON - SARA 138KV CKT 1 | 2015-10-01 | 2016-06-01 |  |  | 37421 | 326250 | 143549.148
| CIMARRON (CIMARON3) 345/138/13.8KV TRANSFORMER CKT 3 | 2015-10-01 | 2017-06-01 |  |  | 2349624 | 16312500 | 8449236.642
| EASTOWN7 345.00 - IATAN 345KV CKT 1 | 2019-06-01 | 2019-06-01 |  |  | 946359 | 35842500 | 3136755.954
| GRAND ISLAND - SWEETWATER 345KV CKT 2 | 2013-06-01 | 2020-06-01 |  |  | 1650065 | 96368000 | 4336950.93
| HOLT - NELIGH 345KV CKT 1 | 2013-10-01 | 2019-03-01 |  |  | 540922 | 30656000 | 1489631.616
| LYDIA - VALLIANT 345KV CKT 1 | 2015-06-01 | 2017-06-01 |  |  | 2219447 | 65746687.5 | 8566310.178
| PITTSBURG - SEMINOLE 345KV CKT 1 OKGE | 2015-06-01 | 2016-06-01 |  |  | 24001 | 326250 | 92428.524
| PITTSBURG - VALLIANT 345KV CKT 1 | 2015-06-01 | 2016-06-01 |  |  | 6996 | 303750 | 28532.568
| SWISSVALE - WEST GARDNER 345KV CKT 1 WERE | 2015-06-01 | 2016-06-01 |  |  | 15480 | 393750 | 52060.266
[5 empty] | Total | 7790315 | 246275687.5 | 26295455.826
Expansion Plan - The requested service is contingent upon completion of the following upgrades. Cost is not assignable to the transmission customer.
Reservation | Upgrade Name | DUN | EOC | Earliest Start Date | Redispatch Available
77409969 | IATAN - NASHUA 345KV CKT 1 | 2013-06-01 | 2015-06-01
| Line - Clark County - Thistle 345 kV dbl Ckt | 2013-06-01 | 2015-01-01
| Line - Hitchland - Woodward 345 kV dbl Ckt OKGE | 2013-06-01 | 2014-07-01
| Line - Hitchland - Woodward 345 kV dbl Ckt SPS | 2013-06-01 | 2014-07-01
| Line - Spearville - Clark County 345 kV dbl Ckt | 2013-06-01 | 2015-01-01
| Line - Thistle - Wichita 345 kV dbl Ckt PW | 2013-06-01 | 2015-01-01
| Line - Thistle - Wichita 345 kV dbl Ckt WERE | 2013-06-01 | 2015-01-01
| Line - Thistle - Woodward 345 kV dbl Ckt OKGE | 2013-06-01 | 2015-01-01
| Line - Thistle - Woodward 345 kV dbl Ckt PW | 2013-06-01 | 2015-01-01
| Line - Tuco - Woodward 345 kV line OKGE | 2013-06-01 | 2014-06-01
| Line - Tuco - Woodward 345 kV line SPS | 2013-06-01 | 2014-06-01
| NORTHWEST TEXARKANA - VALLIANT 345KV CKT 1 | 2014-06-01 | 2015-05-01
| XFR - Thistle 345/138 kV | 2013-06-01 | 2015-01-01
Reliability Projects - The requested service is contingent upon completion of the following upgrades. Cost is not assignable to the transmission customer.
Reservation | Upgrade Name | DUN | EOC | Earliest Start Date | Redispatch Available
77409969 | BLUE SPRING SOUTH - BLUE SPRINGS EAST 161KV CKT 1 | 2014-06-01 | 2014-06-01
| BLUE SPRING SOUTH - BLUE SPRINGS EAST 161KV CKT 1 #1 | 2014-10-01 | 2014-10-01 | 2014-06-01
| BLUE SPRING SOUTH - PRAIRIE LEE 161KV CKT 1 #1 | 2013-06-01 | 2014-06-01
| Cherry Co - Gentleman 345 kV Ckt1 | 2013-10-01 | 2018-01-01
| Cherry Co - Holt Co 345 kV Ckt1 | 2013-10-01 | 2018-01-01
| Cherry Co 345 kV Terminal Upgrades | 2013-10-01 | 2018-01-01
| Neligh - Hoskins 345 kV Ckt1 | 2013-10-01 | 2019-03-01
| Neligh 345/115 kV Transformer | 2013-10-01 | 2019-03-01
Construction Pending - The requested service is contingent upon completion of the following upgrades. Cost is not assignable to the transmission customer.
Reservation | Upgrade Name | DUN | EOC | Earliest Start Date | Redispatch Available
77409969 | Auburn - JEC 345KV | 2013-06-01 | 2019-06-01
| Auburn - Swissvale 345KV | 2013-06-01 | 2019-06-01
| AUBURN ROAD (AUBRN77X) 345/115/13.8KV TRANSFORMER CKT 1 | 2013-06-01 | 2019-06-01
| BLUE SPRING SOUTH - BLUE SPRINGS EAST 161KV CKT 1 #2 Accelerate | 2014-10-01 | 2016-06-01
| BLUE SPRING SOUTH - PRAIRIE LEE 161KV CKT 1 #2 Accelerate | 2014-10-01 | 2016-06-01
| CIMARRON - DRAPER LAKE 345KV CKT 1 | 2019-10-01 | 2019-10-01
| GOODYEAR JUNCTION - INDIAN HILLS 115KV CKT 1 | 2013-06-01 | 2016-06-01
| HOYT - JEFFREY ENERGY CENTER 345KV CKT 1 | 2013-06-01 | 2017-06-01
| Iatan - Jeffrey Energy Center 345 kV KACP | 2013-06-01 | 2019-06-01
| Iatan - Jeffrey Energy Center 345 kV WERE | 2013-06-01 | 2019-06-01
| Lacygne - Mariosa 345KV KACP | 2013-06-01 | 2019-06-01
| Mullergren - Reno 345kV Dbl CKT MKEC | 2013-06-01 | 2019-06-01
| Mullergren - Reno 345kV Dbl CKT WERE | 2013-10-01 | 2019-06-01
| Spearville - Mullergren 345kV Dbl CKT | 2013-06-01 | 2019-06-01
Credits may be required for the following Network Upgrades in accordance with Attachment Z2 of the SPP OATT.
Reservation | Upgrade Name | DUN | EOC | Earliest Start Date | Redispatch Available
77409969 | ALBION - PETERSBURG 115KV CKT 1 | 2013-01-01 | 2013-01-01
| ALEXANDER - PRATT 115KV CKT 1 | 2009-12-01 | 2013-06-01
| ALUMAX TAP - BANN 138KV CKT 1 | 2008-06-01 | 2008-06-01
| ASHDOWN REC (MILLWOOD) - OKAY 138KV CKT 1 | 2012-07-01 | 2012-07-01
| ASHDOWN REC (MILLWOOD) - PATTERSON 138KV CKT 1 | 2012-07-01 | 2012-07-01
| BANN - RED SPRINGS REC 138KV CKT 1 | 2012-07-01 | 2012-07-01
| BARBER - MEDICINE LODGE 115KV CKT 1 | 2009-12-01 | 2013-06-01
| BARBER - SAWYER 115KV CKT 1 | 2009-12-01 | 2013-06-01
| BARBER (BARBER 4) 138/115/2.72KV TRANSFORMER CKT 1 | 2009-12-01 | 2013-06-01
| CHERRY6 230.00 - Harrington Station East Bus 230KV CKT 1 | 2015-06-01 | 2015-06-01
| CIMARRON - DRAPER LAKE 345KV CKT 1 | 2019-10-01 | 2019-10-01
| CLIFTON - GREENLEAF 115KV CKT 1 | 2011-06-01 | 2013-06-01
| FLATRDG3 138.00 - MEDICINE LODGE 138KV CKT 1 | 2009-12-01 | 2013-06-01
| FLATRDG3 138.00 - HARPER 138KV CKT 1 | 2009-12-01 | 2013-06-01
| FT RANDAL - MADISONCO 230.00 230KV CKT 1 | 2013-10-01 | 2014-11-01
| G03-05T 138.00 - PARADISE 138KV CKT 1 | 2010-06-01 | 2013-06-01
| GRACMNT4 138.00 - WASHITA 138KV CKT 2 OKGE | 2012-01-01 | 2012-01-01
| GRACMNT4 138.00 - WASHITA 138KV CKT 2 WFEC | 2012-01-01 | 2012-01-01
| GREENLEAF - KNOB HILL 115KV CKT 1 MKEC | 2013-06-01 | 2013-06-01
| HUGO POWER PLANT - VALLIANT 345 KV AEPW | 2012-07-01 | 2012-07-01
| HUGO POWER PLANT - VALLIANT 345KV CKT 1 WFEC | 2012-07-01 | 2012-07-01
| Judson Large - North Judson Large 115KV CKT 2 | 2013-10-01 | 2015-06-01
| KELLY - MADISONCO 230.00 230KV CKT 1 | 2013-10-01 | 2014-11-01
| LYONS - RICE_CO 115KV CKT 1 | 2012-10-01 | 2013-04-01
| LYONS - WHEATLAND 115KV CKT 1 #1 | 2012-10-01 | 2013-07-15
| LYONS - WHEATLAND 115KV CKT 1 #2 | 2012-10-01 | 2013-07-15
| MANDEVILTP4 - SE TEXARKANA 138KV CKT 1 | 2012-07-01 | 2012-07-01
| MANDEVILTP4 - TURK 138KV CKT 1 | 2012-07-01 | 2012-07-01
| MCNAB REC - TURK 115KV CKT 1 | 2012-07-01 | 2012-07-01
| Mullergren - Reno 345kV Dbl CKT MKEC | 2012-10-01 | 2019-06-01
| Mullergren - Reno 345kV Dbl CKT WERE | 2012-10-01 | 2019-06-01
| NELIGH - PETERSBURG 115KV CKT 1 | 2013-01-01 | 2013-01-01
| North Judson Large - Spearville 115KV CKT 2 | 2013-10-01 | 2015-06-01
| NORTHWEST - TATONGA 345KV CKT 1 | 2010-01-01 | 2010-01-01
| OKAY - TURK 138KV CKT 1 | 2012-07-01 | 2012-07-01
| Spearville - Mullergren 345kV Dbl CKT | 2012-10-01 | 2019-06-01
| SUGAR HILL - TURK 138KV CKT 1 | 2012-07-01 | 2012-07-01
| TATONGA - WOODWARD 345KV CKT 1 | 2010-01-01 | 2010-01-01
| WOODWARD - IODINE 138KV CKT 1 | 2010-01-01 | 2010-01-01
| WOODWARD - WOODWARD EHV 138KV CKT 1 | 2010-01-01 | 2010-01-01
| WOODWARD - WOODWARD EHV 138KV CKT 2 | 2010-01-01 | 2010-01-01
| WOODWARD 345/138KV TRANSFORMER CKT 1 | 2010-01-01 | 2010-01-01
Potential reservation deferral and redispatch requirement on the following upgrades due to positive MW Impact on limitations that require upgrade. No cost assignment due to negative MW impact on defined upgrade.
Reservation | Upgrade Name | DUN | EOC | Earliest Start Date | Redispatch Available
77409969 | CLAY - LOGAN 161KV CKT 1 SWPA | 2014-06-01 | 2017-06-01 | 2017-06-01
| LOGAN - MANSFIELD 161KV CKT 1 SWPA | 2014-06-01 | 2017-06-01 | 2017-06-01
Third Party Limitations.
Reservation | Upgrade Name | DUN | EOC | Earliest Start Date | Redispatch Available | *Allocated E & C Cost | *Total E & C Cost
77409969 | 7JASPER 345.00 - MORGAN 345KV CKT 1 | 2015-06-01 | 2016-06-01 |  |  | 11188 | 625000
| 7JASPER 345.00 - BLACKBERRY 345KV CKT 1 #1 | 2014-06-01 | 2014-06-01 |  |  | 2604 | 100000
| 7OVERTON 345.00 () 345/161/13.8KV TRANSFORMER CKT 1 | 2013-11-01 | 2014-06-01 |  |  | 4.204% | 100%
| CLAY - SPRINGFIELD 161KV CKT 1 SWPA #1 | 2013-11-01 | 2014-06-01 |  |  | 0 | 0
| CLAY - SPRINGFIELD 161KV CKT 1 SWPA #2 | 2014-06-01 | 2016-06-01 |  |  | 0 | 0
| CLINTON - MONTROSE 161KV CKT 1 AECI | 2014-06-01 | 2014-06-01 |  |  | 13673 | 180000
| CORDO; B 345.00 - NELSO; B 345.00 345KV CKT 1 | 2015-06-01 | 2015-06-01 |  |  | 1.397% | 100%
| H471 ; 345.00 - QUAD3-11 345.00 345KV CKT 1 | 2015-06-01 | 2015-06-01 |  |  | 1.41% | 100%
| Lacygne - Mariosa 345KV AMRN | 2013-06-01 | 2019-06-01 |  |  | 0 | 0
[5 empty] | Total | 27465 | 905000
*Estimated cost allocation as a percentage of total cost is shown for third-party limitations when costs have not yet been established by the third-party.
*Credits may be required for applicable generation interconnection network upgrades.
Customer | Study Number
CCG | 2012-AG3-064
Customer | Reservation | POR | POD | Requested Amount | Requested Start Date | Requested Stop Date | Deferred Start Date Without Redispatch | Deferred Stop Date Without Redispatch | Potential Base Plan Funding Allowable | Point-to-Point Base Rate | Allocated E & C Cost | Total Revenue Requirements
CCG | 77410005 | OKGE | AMRN | 100 | 2014-11-01 | 2019-11-01 | 2020-06-01 | 2025-06-01 | 0 | 5268000 | 2040971 | 6953349.786
[9 empty] | 0 | 5268000 | 2040971 | 6953349.786
Reservation | Upgrade Name | DUN | EOC | Earliest Start Date | Redispatch Available | Allocated E & C Cost | Total E & C Cost | Total Revenue Requirements
77410005 | CIMARRON - SARA 138KV CKT 1 | 2015-10-01 | 2016-06-01 |  |  | 12673 | 326250 | 48614.37
| CIMARRON (CIMARON3) 345/138/13.8KV TRANSFORMER CKT 3 | 2015-10-01 | 2017-06-01 |  |  | 789752 | 16312500 | 2839944.408
| EASTOWN7 345.00 - IATAN 345KV CKT 1 | 2019-06-01 | 2019-06-01 |  |  | 120129 | 35842500 | 398173.8
| GRAND ISLAND - SWEETWATER 345KV CKT 2 | 2013-06-01 | 2020-06-01 |  |  | 409399 | 96368000 | 1076044.506
| HOLT - NELIGH 345KV CKT 1 | 2013-10-01 | 2019-03-01 |  |  | 130210 | 30656000 | 358582.074
| LYDIA - VALLIANT 345KV CKT 1 | 2015-06-01 | 2017-06-01 |  |  | 565329 | 65746687.5 | 2181977.568
| PITTSBURG - SEMINOLE 345KV CKT 1 OKGE | 2015-06-01 | 2016-06-01 |  |  | 7618 | 326250 | 29337.12
| PITTSBURG - VALLIANT 345KV CKT 1 | 2015-06-01 | 2016-06-01 |  |  | 1349 | 303750 | 5501.778
| SWISSVALE - WEST GARDNER 345KV CKT 1 WERE | 2015-06-01 | 2016-06-01 |  |  | 4512 | 393750 | 15174.162
[5 empty] | Total | 2040971 | 246275687.5 | 6953349.786
Expansion Plan - The requested service is contingent upon completion of the following upgrades. Cost is not assignable to the transmission customer.
Reservation | Upgrade Name | DUN | EOC | Earliest Start Date | Redispatch Available
77410005 | IATAN - NASHUA 345KV CKT 1 | 2013-06-01 | 2015-06-01
| Line - Clark County - Thistle 345 kV dbl Ckt | 2013-06-01 | 2015-01-01
| Line - Hitchland - Woodward 345 kV dbl Ckt OKGE | 2013-06-01 | 2014-07-01
| Line - Hitchland - Woodward 345 kV dbl Ckt SPS | 2013-06-01 | 2014-07-01
| Line - Spearville - Clark County 345 kV dbl Ckt | 2013-06-01 | 2015-01-01
| Line - Thistle - Wichita 345 kV dbl Ckt PW | 2013-06-01 | 2015-01-01
| Line - Thistle - Wichita 345 kV dbl Ckt WERE | 2013-06-01 | 2015-01-01
| Line - Thistle - Woodward 345 kV dbl Ckt OKGE | 2013-06-01 | 2015-01-01
| Line - Thistle - Woodward 345 kV dbl Ckt PW | 2013-06-01 | 2015-01-01
| Line - Tuco - Woodward 345 kV line OKGE | 2013-06-01 | 2014-06-01
| Line - Tuco - Woodward 345 kV line SPS | 2013-06-01 | 2014-06-01
| XFR - Thistle 345/138 kV | 2013-06-01 | 2015-01-01
Reliability Projects - The requested service is contingent upon completion of the following upgrades. Cost is not assignable to the transmission customer.
Reservation | Upgrade Name | DUN | EOC | Earliest Start Date | Redispatch Available
77410005 | Cherry Co - Gentleman 345 kV Ckt1 | 2013-10-01 | 2018-01-01
| Cherry Co - Holt Co 345 kV Ckt1 | 2013-10-01 | 2018-01-01
| Cherry Co 345 kV Terminal Upgrades | 2013-10-01 | 2018-01-01
| Neligh - Hoskins 345 kV Ckt1 | 2013-10-01 | 2019-03-01
| Neligh 345/115 kV Transformer | 2013-10-01 | 2019-03-01
Construction Pending - The requested service is contingent upon completion of the following upgrades. Cost is not assignable to the transmission customer.
Reservation | Upgrade Name | DUN | EOC | Earliest Start Date | Redispatch Available
77410005 | Auburn - JEC 345KV | 2013-06-01 | 2019-06-01
| Auburn - Swissvale 345KV | 2013-06-01 | 2019-06-01
| AUBURN ROAD (AUBRN77X) 345/115/13.8KV TRANSFORMER CKT 1 | 2013-06-01 | 2019-06-01
| CIMARRON - DRAPER LAKE 345KV CKT 1 | 2019-10-01 | 2019-10-01
| GOODYEAR JUNCTION - INDIAN HILLS 115KV CKT 1 | 2013-06-01 | 2016-06-01
| HOYT - JEFFREY ENERGY CENTER 345KV CKT 1 | 2013-06-01 | 2017-06-01
| Iatan - Jeffrey Energy Center 345 kV KACP | 2013-06-01 | 2019-06-01
| Iatan - Jeffrey Energy Center 345 kV WERE | 2013-06-01 | 2019-06-01
| Lacygne - Mariosa 345KV KACP | 2013-06-01 | 2019-06-01
| Mullergren - Reno 345kV Dbl CKT MKEC | 2013-06-01 | 2019-06-01
| Mullergren - Reno 345kV Dbl CKT WERE | 2013-10-01 | 2019-06-01
| Spearville - Mullergren 345kV Dbl CKT | 2013-06-01 | 2019-06-01
Credits may be required for the following Network Upgrades in accordance with Attachment Z2 of the SPP OATT.
Reservation | Upgrade Name | DUN | EOC | Earliest Start Date | Redispatch Available
77410005 | ALEXANDER - PRATT 115KV CKT 1 | 2009-12-01 | 2013-06-01
| ALUMAX TAP - BANN 138KV CKT 1 | 2008-06-01 | 2008-06-01
| BANN - RED SPRINGS REC 138KV CKT 1 | 2012-07-01 | 2012-07-01
| BARBER - SAWYER 115KV CKT 1 | 2009-12-01 | 2013-06-01
| BARBER (BARBER 4) 138/115/2.72KV TRANSFORMER CKT 1 | 2009-12-01 | 2013-06-01
| CHERRY6 230.00 - Harrington Station East Bus 230KV CKT 1 | 2015-06-01 | 2015-06-01
| CIMARRON - DRAPER LAKE 345KV CKT 1 | 2019-10-01 | 2019-10-01
| CLIFTON - GREENLEAF 115KV CKT 1 | 2011-06-01 | 2013-06-01
| FLATRDG3 138.00 - MEDICINE LODGE 138KV CKT 1 | 2009-12-01 | 2013-06-01
| FLATRDG3 138.00 - HARPER 138KV CKT 1 | 2009-12-01 | 2013-06-01
| GRACMNT4 138.00 - WASHITA 138KV CKT 2 OKGE | 2012-01-01 | 2012-01-01
| GRACMNT4 138.00 - WASHITA 138KV CKT 2 WFEC | 2012-01-01 | 2012-01-01
| GREENLEAF - KNOB HILL 115KV CKT 1 MKEC | 2013-06-01 | 2013-06-01
| HUGO POWER PLANT - VALLIANT 345 KV AEPW | 2012-07-01 | 2012-07-01
| HUGO POWER PLANT - VALLIANT 345KV CKT 1 WFEC | 2012-07-01 | 2012-07-01
| MCNAB REC - TURK 115KV CKT 1 | 2012-07-01 | 2012-07-01
| Mullergren - Reno 345kV Dbl CKT MKEC | 2012-10-01 | 2019-06-01
| Mullergren - Reno 345kV Dbl CKT WERE | 2012-10-01 | 2019-06-01
| NORTHWEST - TATONGA 345KV CKT 1 | 2010-01-01 | 2010-01-01
| Spearville - Mullergren 345kV Dbl CKT | 2012-10-01 | 2019-06-01
| TATONGA - WOODWARD 345KV CKT 1 | 2010-01-01 | 2010-01-01
| WOODWARD - IODINE 138KV CKT 1 | 2010-01-01 | 2010-01-01
| WOODWARD - WOODWARD EHV 138KV CKT 1 | 2010-01-01 | 2010-01-01
| WOODWARD - WOODWARD EHV 138KV CKT 2 | 2010-01-01 | 2010-01-01
| WOODWARD 345/138KV TRANSFORMER CKT 1 | 2010-01-01 | 2010-01-01
Third Party Limitations.
Reservation | Upgrade Name | DUN | EOC | Earliest Start Date | Redispatch Available | *Allocated E & C Cost | *Total E & C Cost
77410005 | 7OVERTON 345.00 () 345/161/13.8KV TRANSFORMER CKT 1 | 2013-11-01 | 2014-06-01 |  |  | 1.002% | 100%
| CORDO; B 345.00 - NELSO; B 345.00 345KV CKT 1 | 2015-06-01 | 2015-06-01 |  |  | 0.3042% | 100%
| H471 ; 345.00 - QUAD3-11 345.00 345KV CKT 1 | 2015-06-01 | 2015-06-01 |  |  | 0.3057% | 100%
| Lacygne - Mariosa 345KV AMRN | 2013-06-01 | 2019-06-01 |  |  | 0 | 0
[5 empty] | Total | 0 | 0
*Estimated cost allocation as a percentage of total cost is shown for third-party limitations when costs have not yet been established by the third-party.
*Credits may be required for applicable generation interconnection network upgrades.
Customer | Study Number
CCG | 2012-AG3-065
Customer | Reservation | POR | POD | Requested Amount | Requested Start Date | Requested Stop Date | Deferred Start Date Without Redispatch | Deferred Stop Date Without Redispatch | Potential Base Plan Funding Allowable | Point-to-Point Base Rate | Allocated E & C Cost | Total Revenue Requirements
CCG | 77410015 | OKGE | AMRN | 400 | 2013-11-01 | 2018-11-01 | 2020-06-01 | 2025-06-01 | 0 | 21072000 | 14785083 | 49246813.854
[9 empty] | 0 | 21072000 | 14785083 | 49246813.854
Reservation | Upgrade Name | DUN | EOC | Earliest Start Date | Redispatch Available | Allocated E & C Cost | Total E & C Cost | Total Revenue Requirements
77410015 | CIMARRON - SARA 138KV CKT 1 | 2015-10-01 | 2016-06-01 |  |  | 48385 | 326250 | 185607.708
| CIMARRON (CIMARON3) 345/138/13.8KV TRANSFORMER CKT 3 | 2015-10-01 | 2017-06-01 |  |  | 3083274 | 16312500 | 11087438.532
| EASTOWN7 345.00 - IATAN 345KV CKT 1 | 2019-06-01 | 2019-06-01 |  |  | 2742220 | 35842500 | 9089230.308
| GRAND ISLAND - SWEETWATER 345KV CKT 2 | 2013-06-01 | 2020-06-01 |  |  | 3264885 | 96368000 | 8581265.628
| HOLT - NELIGH 345KV CKT 1 | 2013-10-01 | 2019-03-01 |  |  | 1100496 | 30656000 | 3030628.494
| LYDIA - VALLIANT 345KV CKT 1 | 2015-06-01 | 2017-06-01 |  |  | 4280967 | 65746687.5 | 16523075.886
| PITTSBURG - SEMINOLE 345KV CKT 1 OKGE | 2015-06-01 | 2016-06-01 |  |  | 34897 | 326250 | 134389.32
| PITTSBURG - VALLIANT 345KV CKT 1 | 2015-06-01 | 2016-06-01 |  |  | 16778 | 303750 | 68427.546
| SUB 124 - AURORA H.T. 69KV | 2019-06-01 | 2019-06-01 |  |  | 187631 | 3300000 | 460824.078
| SWISSVALE - WEST GARDNER 345KV CKT 1 WERE | 2015-06-01 | 2016-06-01 |  |  | 25550 | 393750 | 85926.354
[5 empty] | Total | 14785083 | 249575687.5 | 49246813.854
Expansion Plan - The requested service is contingent upon completion of the following upgrades. Cost is not assignable to the transmission customer.
Reservation | Upgrade Name | DUN | EOC | Earliest Start Date | Redispatch Available
77410015 | IATAN - NASHUA 345KV CKT 1 | 2013-06-01 | 2015-06-01
| Line - Clark County - Thistle 345 kV dbl Ckt | 2013-06-01 | 2015-01-01
| Line - Hitchland - Woodward 345 kV dbl Ckt OKGE | 2013-06-01 | 2014-07-01
| Line - Hitchland - Woodward 345 kV dbl Ckt SPS | 2013-06-01 | 2014-07-01
| Line - Spearville - Clark County 345 kV dbl Ckt | 2013-06-01 | 2015-01-01
| Line - Thistle - Wichita 345 kV dbl Ckt PW | 2013-06-01 | 2015-01-01
| Line - Thistle - Wichita 345 kV dbl Ckt WERE | 2013-06-01 | 2015-01-01
| Line - Thistle - Woodward 345 kV dbl Ckt OKGE | 2013-06-01 | 2015-01-01
| Line - Thistle - Woodward 345 kV dbl Ckt PW | 2013-06-01 | 2015-01-01
| Line - Tuco - Woodward 345 kV line OKGE | 2013-06-01 | 2014-06-01
| Line - Tuco - Woodward 345 kV line SPS | 2013-06-01 | 2014-06-01
| NORTHWEST TEXARKANA - VALLIANT 345KV CKT 1 | 2014-06-01 | 2015-05-01
| XFR - Thistle 345/138 kV | 2013-06-01 | 2015-01-01
Reliability Projects - The requested service is contingent upon completion of the following upgrades. Cost is not assignable to the transmission customer.
Reservation | Upgrade Name | DUN | EOC | Earliest Start Date | Redispatch Available
77410015 | AVOCA - EAST ROGERS 161KV CKT 1 | 2014-06-01 | 2016-06-01
| BLUE SPRING SOUTH - BLUE SPRINGS EAST 161KV CKT 1 | 2014-06-01 | 2014-06-01
| BLUE SPRING SOUTH - BLUE SPRINGS EAST 161KV CKT 1 #1 | 2014-10-01 | 2014-10-01 | 2014-06-01
| BLUE SPRING SOUTH - PRAIRIE LEE 161KV CKT 1 #1 | 2013-06-01 | 2014-06-01
| Cherry Co - Gentleman 345 kV Ckt1 | 2013-10-01 | 2018-01-01
| Cherry Co - Holt Co 345 kV Ckt1 | 2013-10-01 | 2018-01-01
| Cherry Co 345 kV Terminal Upgrades | 2013-10-01 | 2018-01-01
| Neligh - Hoskins 345 kV Ckt1 | 2013-10-01 | 2019-03-01
| Neligh 345/115 kV Transformer | 2013-10-01 | 2019-03-01
Construction Pending - The requested service is contingent upon completion of the following upgrades. Cost is not assignable to the transmission customer.
Reservation | Upgrade Name | DUN | EOC | Earliest Start Date | Redispatch Available
77410015 | 5 TRIBES - HANCOCK 161KV CKT 1 #2 | 2013-11-01 | 2014-06-01
| 5 TRIBES - PECAN CREEK 161KV CKT 1 Accelerate | 2013-11-01 | 2015-06-01
| ADABELL - VBI 161KV CKT 1 | 2013-11-01 | 2018-06-01
| Auburn - JEC 345KV | 2013-06-01 | 2019-06-01
| Auburn - Swissvale 345KV | 2013-06-01 | 2019-06-01
| AUBURN ROAD (AUBRN77X) 345/115/13.8KV TRANSFORMER CKT 1 | 2013-06-01 | 2019-06-01
| BEAVER - EUREKA SPRINGS 161KV CKT 1 AEPW | 2014-06-01 | 2015-06-01
| BLUE SPRING SOUTH - BLUE SPRINGS EAST 161KV CKT 1 #2 Accelerate | 2014-10-01 | 2016-06-01
| BLUE SPRING SOUTH - PRAIRIE LEE 161KV CKT 1 #2 Accelerate | 2014-10-01 | 2016-06-01
| CIMARRON - DRAPER LAKE 345KV CKT 1 | 2019-10-01 | 2019-10-01
| FLINT CREEK - SILOAM SPRINGS TAP 345KV CKT 1 AEPW | 2019-06-01 | 2019-06-01
| FT SMITH - MUSKOGEE 345KV CKT 1 | 2013-06-01 | 2015-06-01
| FT SMITH (FTSMITH1) 500/345/13.8KV TRANSFORMER CKT 1 | 2013-06-01 | 2018-06-01
| GOODYEAR JUNCTION - INDIAN HILLS 115KV CKT 1 | 2013-06-01 | 2016-06-01
| GRDA1 - SILOAM SPRINGS TAP 345KV CKT 1 Accelerate | 2014-06-01 | 2016-06-01
| HOYT - JEFFREY ENERGY CENTER 345KV CKT 1 | 2013-06-01 | 2017-06-01
| Iatan - Jeffrey Energy Center 345 kV KACP | 2013-06-01 | 2019-06-01
| Iatan - Jeffrey Energy Center 345 kV WERE | 2013-06-01 | 2019-06-01
| Lacygne - Mariosa 345KV KACP | 2013-06-01 | 2019-06-01
| Mullergren - Reno 345kV Dbl CKT MKEC | 2013-06-01 | 2019-06-01
| Mullergren - Reno 345kV Dbl CKT WERE | 2013-10-01 | 2019-06-01
| Muskogee - VBI 345 kV with 345/161 kV bus tie near VBI | 2013-06-01 | 2019-06-01
| Spearville - Mullergren 345kV Dbl CKT | 2013-06-01 | 2019-06-01
| VBI - Arkansas Nuclear One 345kV OKGE | 2013-11-01 | 2019-06-01
Credits may be required for the following Network Upgrades in accordance with Attachment Z2 of the SPP OATT.
Reservation | Upgrade Name | DUN | EOC | Earliest Start Date | Redispatch Available
77410015 | ALBION - PETERSBURG 115KV CKT 1 | 2013-01-01 | 2013-01-01
| ALEXANDER - PRATT 115KV CKT 1 | 2009-12-01 | 2013-06-01
| ALTUS SW - NAVAJO 69KV CKT 1 | 2013-06-01 | 2013-06-01
| ALUMAX TAP - BANN 138KV CKT 1 | 2008-06-01 | 2008-06-01
| ASHDOWN REC (MILLWOOD) - OKAY 138KV CKT 1 | 2012-07-01 | 2012-07-01
| ASHDOWN REC (MILLWOOD) - PATTERSON 138KV CKT 1 | 2012-07-01 | 2012-07-01
| BANN - RED SPRINGS REC 138KV CKT 1 | 2012-07-01 | 2012-07-01
| BARBER - MEDICINE LODGE 115KV CKT 1 | 2009-12-01 | 2013-06-01
| BARBER - SAWYER 115KV CKT 1 | 2009-12-01 | 2013-06-01
| BARBER (BARBER 4) 138/115/2.72KV TRANSFORMER CKT 1 | 2009-12-01 | 2013-06-01
| CHERRY6 230.00 - Harrington Station East Bus 230KV CKT 1 | 2015-06-01 | 2015-06-01
| CIMARRON - DRAPER LAKE 345KV CKT 1 | 2019-10-01 | 2019-10-01
| CIRCLE - RICE_CO 230KV CKT 1 | 2012-10-01 | 2012-11-15
| CLIFTON - GREENLEAF 115KV CKT 1 | 2011-06-01 | 2013-06-01
| FLATRDG3 138.00 - MEDICINE LODGE 138KV CKT 1 | 2009-12-01 | 2013-06-01
| FLATRDG3 138.00 - HARPER 138KV CKT 1 | 2009-12-01 | 2013-06-01
| FT RANDAL - MADISONCO 230.00 230KV CKT 1 | 2013-10-01 | 2014-11-01
| G03-05T 138.00 - PARADISE 138KV CKT 1 | 2010-06-01 | 2013-06-01
| GRACMNT4 138.00 - WASHITA 138KV CKT 2 OKGE | 2012-01-01 | 2012-01-01
| GRACMNT4 138.00 - WASHITA 138KV CKT 2 WFEC | 2012-01-01 | 2012-01-01
| GREENLEAF - KNOB HILL 115KV CKT 1 MKEC | 2013-06-01 | 2013-06-01
| HUGO POWER PLANT - VALLIANT 345 KV AEPW | 2012-07-01 | 2012-07-01
| HUGO POWER PLANT - VALLIANT 345KV CKT 1 WFEC | 2012-07-01 | 2012-07-01
| HUGO POWER PLANT 345/138KV TRANSFORMER CKT 1 | 2012-07-01 | 2012-07-01
| Judson Large - North Judson Large 115KV CKT 2 | 2013-10-01 | 2015-06-01
| KELLY - MADISONCO 230.00 230KV CKT 1 | 2013-10-01 | 2014-11-01
| LACYGNE - WEST GARDNER 345KV CKT 1 | 2006-06-01 | 2006-06-01
| LYONS - RICE_CO 115KV CKT 1 | 2012-10-01 | 2013-04-01
| LYONS - WHEATLAND 115KV CKT 1 #1 | 2012-10-01 | 2013-07-15
| LYONS - WHEATLAND 115KV CKT 1 #2 | 2012-10-01 | 2013-07-15
| MANDEVILTP4 - SE TEXARKANA 138KV CKT 1 | 2012-07-01 | 2012-07-01
| MANDEVILTP4 - TURK 138KV CKT 1 | 2012-07-01 | 2012-07-01
| MCNAB REC - TURK 115KV CKT 1 | 2012-07-01 | 2012-07-01
| Mullergren - Reno 345kV Dbl CKT MKEC | 2012-10-01 | 2019-06-01
| Mullergren - Reno 345kV Dbl CKT WERE | 2012-10-01 | 2019-06-01
| NELIGH - PETERSBURG 115KV CKT 1 | 2013-01-01 | 2013-01-01
| North Judson Large - Spearville 115KV CKT 2 | 2013-10-01 | 2015-06-01
| NORTHWEST - TATONGA 345KV CKT 1 | 2010-01-01 | 2010-01-01
| OKAY - TURK 138KV CKT 1 | 2012-07-01 | 2012-07-01
| RICE_CO 230/115KV TRANSFORMER CKT 1 | 2012-10-01 | 2012-11-15
| Spearville - Mullergren 345kV Dbl CKT | 2012-10-01 | 2019-06-01
| SUB 110 - ORONOGO JCT. - SUB 167 - RIVERTON 161KV CKT 1 | 2011-06-01 | 2011-06-01
| SUGAR HILL - TURK 138KV CKT 1 | 2012-07-01 | 2012-07-01
| TATONGA - WOODWARD 345KV CKT 1 | 2010-01-01 | 2010-01-01
| WOODWARD - IODINE 138KV CKT 1 | 2010-01-01 | 2010-01-01
| WOODWARD - WOODWARD EHV 138KV CKT 1 | 2010-01-01 | 2010-01-01
| WOODWARD - WOODWARD EHV 138KV CKT 2 | 2010-01-01 | 2010-01-01
| WOODWARD 345/138KV TRANSFORMER CKT 1 | 2010-01-01 | 2010-01-01
Third Party Limitations.
Reservation | Upgrade Name | DUN | EOC | Earliest Start Date | Redispatch Available | *Allocated E & C Cost | *Total E & C Cost
77410015 | 7JASPER 345.00 - MORGAN 345KV CKT 1 | 2015-06-01 | 2016-06-01 |  |  | 51992 | 625000
| 7JASPER 345.00 - BLACKBERRY 345KV CKT 1 #1 | 2014-06-01 | 2014-06-01 |  |  | 18180 | 100000
| 7OVERTON 345.00 () 345/161/13.8KV TRANSFORMER CKT 1 | 2013-11-01 | 2014-06-01 |  |  | 7.854% | 100%
| Arkansas Nuclear One 500/345 Transformer | 2013-11-01 | 2019-06-01 |  |  | 328530 | 12000000
| BEAVER - EUREKA SPRINGS 161KV CKT 1 SWPA | 2014-06-01 | 2015-06-01 |  |  | 0 | 0
| CLAY - LOGAN 161KV CKT 1 SWPA | 2014-06-01 | 2017-06-01 |  |  | 160225 | 1995000
| CLAY - SPRINGFIELD 161KV CKT 1 SWPA #1 | 2013-11-01 | 2014-06-01 |  |  | 0 | 0
| CLAY - SPRINGFIELD 161KV CKT 1 SWPA #2 | 2014-06-01 | 2016-06-01 |  |  | 0 | 0
| CLINTON - MONTROSE 161KV CKT 1 AECI | 2014-06-01 | 2014-06-01 |  |  | 27363 | 180000
| CORDO; B 345.00 - NELSO; B 345.00 345KV CKT 1 | 2015-06-01 | 2015-06-01 |  |  | 3.103% | 100%
| GORE - SALLISAW 161KV CKT 1 | 2014-06-01 | 2017-06-01 |  |  | 1717787 | 9000000
| H471 ; 345.00 - QUAD3-11 345.00 345KV CKT 1 | 2015-06-01 | 2015-06-01 |  |  | 3.141% | 100%
| Lacygne - Mariosa 345KV AMRN | 2013-06-01 | 2019-06-01 |  |  | 0 | 0
| LOGAN - MANSFIELD 161KV CKT 1 SWPA | 2014-06-01 | 2017-06-01 |  |  | 1494311 | 18606000
| VBI - Arkansas Nuclear One 345kV EES | 2013-11-01 | 2019-06-01 |  |  | 2.738% | 100%
[5 empty] | Total | 3798388 | 42506000
*Estimated cost allocation as a percentage of total cost is shown for third-party limitations when costs have not yet been established by the third-party.
*Credits may be required for applicable generation interconnection network upgrades.
Customer | Study Number
CCG | 2012-AG3-066
Customer | Reservation | POR | POD | Requested Amount | Requested Start Date | Requested Stop Date | Deferred Start Date Without Redispatch | Deferred Stop Date Without Redispatch | Potential Base Plan Funding Allowable | Point-to-Point Base Rate | Allocated E & C Cost | Total Revenue Requirements
CCG | 77410023 | CSWS | WFEC | 260 | 2014-05-01 | 2019-05-01 | 2019-06-01 | 2024-06-01 | 0 | 32136000 | 285225 | 800213.412
[9 empty] | 0 | 32136000 | 285225 | 800213.412
Reservation | Upgrade Name | DUN | EOC | Earliest Start Date | Redispatch Available | Allocated E & C Cost | Total E & C Cost | Total Revenue Requirements
77410023 | Cimarron - Mathewson 345 kV Ckt 1 Accelerate | 2013-06-01 | 2019-06-01 |  |  | 176578 | 4145572 | 495398.658
| Mathewson 345 kV Accelerate | 2013-06-01 | 2019-06-01 |  |  | 108647 | 2550731 | 304814.754
[5 empty] | Total | 285225 | 6696303 | 800213.41
Expansion Plan - The requested service is contingent upon completion of the following upgrades. Cost is not assignable to the transmission customer.
Reservation | Upgrade Name | DUN | EOC | Earliest Start Date | Redispatch Available
77410023 | Line - Clark County - Thistle 345 kV dbl Ckt | 2013-06-01 | 2015-01-01
| Line - Hitchland - Woodward 345 kV dbl Ckt OKGE | 2013-06-01 | 2014-07-01
| Line - Hitchland - Woodward 345 kV dbl Ckt SPS | 2013-06-01 | 2014-07-01
| Line - Spearville - Clark County 345 kV dbl Ckt | 2013-06-01 | 2015-01-01
| Line - Thistle - Wichita 345 kV dbl Ckt PW | 2013-06-01 | 2015-01-01
| Line - Thistle - Wichita 345 kV dbl Ckt WERE | 2013-06-01 | 2015-01-01
| Line - Thistle - Woodward 345 kV dbl Ckt OKGE | 2013-06-01 | 2015-01-01
| Line - Thistle - Woodward 345 kV dbl Ckt PW | 2013-06-01 | 2015-01-01
| Line - Tuco - Woodward 345 kV line OKGE | 2013-06-01 | 2014-06-01
| Line - Tuco - Woodward 345 kV line SPS | 2013-06-01 | 2014-06-01
| XFR - Thistle 345/138 kV | 2013-06-01 | 2015-01-01
Reliability Projects - The requested service is contingent upon completion of the following upgrades. Cost is not assignable to the transmission customer.
Reservation | Upgrade Name | DUN | EOC | Earliest Start Date | Redispatch Available
77410023 | Arcadia 345 kV Terminal Upgrades | 2013-06-01 | 2016-06-01
| BLUEBELL - PRATTVILLE 138KV CKT 1 | 2014-06-01 | 2016-06-01
Credits may be required for the following Network Upgrades in accordance with Attachment Z2 of the SPP OATT.
Reservation | Upgrade Name | DUN | EOC | Earliest Start Date | Redispatch Available
77410023 | ALEXANDER - PRATT 115KV CKT 1 | 2009-12-01 | 2013-06-01
| ALTUS SW - NAVAJO 69KV CKT 1 | 2013-06-01 | 2013-06-01
| BARBER - MEDICINE LODGE 115KV CKT 1 | 2009-12-01 | 2013-06-01
| BARBER - SAWYER 115KV CKT 1 | 2009-12-01 | 2013-06-01
| BARBER (BARBER 4) 138/115/2.72KV TRANSFORMER CKT 1 | 2009-12-01 | 2013-06-01
| BEELINE - EXPLORER GLENPOOL TAP 138KV CKT 1 | 2009-06-01 | 2009-06-01
| CANTON - TALOGA 69KV CKT 1 | 2011-06-01 | 2013-06-01
| CHERRY6 230.00 - Harrington Station East Bus 230KV CKT 1 | 2015-06-01 | 2015-06-01
| CIMARRON - DRAPER LAKE 345KV CKT 1 | 2019-10-01 | 2019-10-01
| DEARING 138KV Capacitor | 2012-06-01 | 2012-06-01
| EXPLORER GLENPOOL TAP - RIVERSIDE STATION 138KV CKT 1 AEPW | 2009-06-01 | 2009-06-01
| EXPLORER GLENPOOL TAP - RIVERSIDE STATION 138KV CKT 1 OKGE | 2009-06-01 | 2009-06-01
| FLATRDG3 138.00 - MEDICINE LODGE 138KV CKT 1 | 2009-12-01 | 2013-06-01
| FLATRDG3 138.00 - HARPER 138KV CKT 1 | 2009-12-01 | 2013-06-01
| FT SUPPLY 138/69KV TRANSFORMER CKT 1 | 2006-12-01 | 2008-06-01
| G03-05T 138.00 - PARADISE 138KV CKT 1 | 2010-06-01 | 2013-06-01
| GRACMNT4 138.00 - WASHITA 138KV CKT 2 OKGE | 2012-01-01 | 2012-01-01
| GRACMNT4 138.00 - WASHITA 138KV CKT 2 WFEC | 2012-01-01 | 2012-01-01
| HUGO POWER PLANT - VALLIANT 345 KV AEPW | 2012-07-01 | 2012-07-01
| HUGO POWER PLANT - VALLIANT 345KV CKT 1 WFEC | 2012-07-01 | 2012-07-01
| HUGO POWER PLANT 345/138KV TRANSFORMER CKT 1 | 2012-07-01 | 2012-07-01
| KNOBHILL (KNOBHIL4) 138/69/13.2KV TRANSFORMER CKT 1 | 2006-06-01 | 2008-06-01
| LYONS - RICE_CO 115KV CKT 1 | 2012-10-01 | 2013-04-01
| LYONS - WHEATLAND 115KV CKT 1 #1 | 2012-10-01 | 2013-07-15
| LYONS - WHEATLAND 115KV CKT 1 #2 | 2012-10-01 | 2013-07-15
| Mullergren - Reno 345kV Dbl CKT MKEC | 2012-10-01 | 2019-06-01
| Mullergren - Reno 345kV Dbl CKT WERE | 2012-10-01 | 2019-06-01
| North Judson Large - Spearville 115KV CKT 2 | 2013-10-01 | 2015-06-01
| NORTHWEST - TATONGA 345KV CKT 1 | 2010-01-01 | 2010-01-01
| Spearville - Mullergren 345kV Dbl CKT | 2012-10-01 | 2019-06-01
| TALOGA (TALOGA) 138/69/13.8KV TRANSFORMER CKT 1 | 2010-10-01 | 2013-06-01
| TATONGA - WOODWARD 345KV CKT 1 | 2010-01-01 | 2010-01-01
| WOODWARD - IODINE 138KV CKT 1 | 2010-01-01 | 2010-01-01
| WOODWARD - WOODWARD EHV 138KV CKT 1 | 2010-01-01 | 2010-01-01
| WOODWARD - WOODWARD EHV 138KV CKT 2 | 2010-01-01 | 2010-01-01
| WOODWARD 345/138KV TRANSFORMER CKT 1 | 2010-01-01 | 2010-01-01
Potential reservation deferral and redispatch requirement on the following upgrades due to positive MW Impact on limitations that require upgrade. No cost assignment due to negative MW impact on defined upgrade.
Reservation | Upgrade Name | DUN | EOC | Earliest Start Date | Redispatch Available
77410023 | Mathewson - Tatonga 345 kV Ckt 2 Accelerate | 2013-06-01 | 2019-06-01 | 2019-06-01
| Tatonga - Woodward EHV 345 kV Ckt 2 Accelerate | 2013-06-01 | 2019-06-01 | 2019-06-01
*Credits may be required for applicable generation interconnection network upgrades.
Customer | Study Number
CCG | 2012-AG3-067
Customer | Reservation | POR | POD | Requested Amount | Requested Start Date | Requested Stop Date | Deferred Start Date Without Redispatch | Deferred Stop Date Without Redispatch | Potential Base Plan Funding Allowable | Point-to-Point Base Rate | Allocated E & C Cost | Total Revenue Requirements
CCG | 77410034 | CSWS | CSWS | 177 | 2014-01-01 | 2019-01-01 | 2017-06-01 | 2022-06-01 | 0 | 16164808 | 12798823 | 40595575.05
[9 empty] | 0 | 16164808 | 12798823 | 40595575.05
Reservation | Upgrade Name | DUN | EOC | Earliest Start Date | Redispatch Available | Allocated E & C Cost | Total E & C Cost | Total Revenue Requirements
77410034 | BETHEL - BROKEN BOW 138KV CKT 1 | 2015-06-01 | 2017-06-01 |  |  | 4267117 | 9190000 | 15105516.84
| BETHEL - NASHOBA 138KV CKT 1 Accelerate | 2015-06-01 | 2017-06-01 |  |  | 1381259 | 2974789 | 4051331.616
| CLAYTON - NASHOBA 138KV CKT 1 Accelerate | 2015-06-01 | 2017-06-01 |  |  | 712430 | 1534346 | 2089608.246
| CLAYTON - SARDIS 138KV CKT 1 Accelerate | 2015-06-01 | 2017-06-01 |  |  | 89901 | 193617 | 263686.074
| ENOWILT - LONE OAK 138KV CKT 1 Accelerate | 2015-06-01 | 2017-06-01 |  |  | 33843 | 72887 | 99263.94
| ENOWILT - SARDIS 138KV CKT 1 Accelerate | 2015-06-01 | 2017-06-01 |  |  | 849672 | 1829920 | 2492148.858
| LYDIA - VALLIANT 345KV CKT 1 | 2015-06-01 | 2017-06-01 |  |  | 5437498 | 65746687.5 | 16407413.538
| PITTSBURG - VALLIANT 345KV CKT 1 | 2015-06-01 | 2016-06-01 |  |  | 27103 | 303750 | 86605.938
[5 empty] | Total | 12798823 | 81845996.5 | 40595575.05
Expansion Plan - The requested service is contingent upon completion of the following upgrades. Cost is not assignable to the transmission customer.
Reservation | Upgrade Name | DUN | EOC | Earliest Start Date | Redispatch Available
77410034 | NORTHWEST TEXARKANA - VALLIANT 345KV CKT 1 | 2014-06-01 | 2015-05-01
Reliability Projects - The requested service is contingent upon completion of the following upgrades. Cost is not assignable to the transmission customer.
Reservation | Upgrade Name | DUN | EOC | Earliest Start Date | Redispatch Available
77410034 | Arcadia 345 kV Terminal Upgrades | 2013-06-01 | 2016-06-01
Construction Pending - The requested service is contingent upon completion of the following upgrades. Cost is not assignable to the transmission customer.
Reservation | Upgrade Name | DUN | EOC | Earliest Start Date | Redispatch Available
77410034 | CIMARRON - DRAPER LAKE 345KV CKT 1 | 2019-10-01 | 2019-10-01
| NORTH NEW BOSTON - NW TEXARKANA-BANN T 138KV CKT 1 | 2019-06-01 | 2019-06-01
Credits may be required for the following Network Upgrades in accordance with Attachment Z2 of the SPP OATT.
Reservation | Upgrade Name | DUN | EOC | Earliest Start Date | Redispatch Available
77410034 | ALTUS SW - NAVAJO 69KV CKT 1 | 2013-06-01 | 2013-06-01
| ALUMAX TAP - BANN 138KV CKT 1 | 2008-06-01 | 2008-06-01
| ASHDOWN REC (MILLWOOD) - OKAY 138KV CKT 1 | 2012-07-01 | 2012-07-01
| ASHDOWN REC (MILLWOOD) - PATTERSON 138KV CKT 1 | 2012-07-01 | 2012-07-01
| BANN - RED SPRINGS REC 138KV CKT 1 | 2012-07-01 | 2012-07-01
| BEELINE - EXPLORER GLENPOOL TAP 138KV CKT 1 | 2009-06-01 | 2009-06-01
| CHERRY6 230.00 - Harrington Station East Bus 230KV CKT 1 | 2015-06-01 | 2015-06-01
| CIMARRON - DRAPER LAKE 345KV CKT 1 | 2019-10-01 | 2019-10-01
| EXPLORER GLENPOOL TAP - RIVERSIDE STATION 138KV CKT 1 AEPW | 2009-06-01 | 2009-06-01
| EXPLORER GLENPOOL TAP - RIVERSIDE STATION 138KV CKT 1 OKGE | 2009-06-01 | 2009-06-01
| FLATRDG3 138.00 - HARPER 138KV CKT 1 | 2009-12-01 | 2013-06-01
| G03-05T 138.00 - PARADISE 138KV CKT 1 | 2010-06-01 | 2013-06-01
| GRACMNT4 138.00 - WASHITA 138KV CKT 2 OKGE | 2012-01-01 | 2012-01-01
| GRACMNT4 138.00 - WASHITA 138KV CKT 2 WFEC | 2012-01-01 | 2012-01-01
| HUGO POWER PLANT - VALLIANT 345 KV AEPW | 2012-07-01 | 2012-07-01
| HUGO POWER PLANT - VALLIANT 345KV CKT 1 WFEC | 2012-07-01 | 2012-07-01
| HUGO POWER PLANT 345/138KV TRANSFORMER CKT 1 | 2012-07-01 | 2012-07-01
| KNOBHILL (KNOBHIL4) 138/69/13.2KV TRANSFORMER CKT 1 | 2006-06-01 | 2008-06-01
| MANDEVILTP4 - SE TEXARKANA 138KV CKT 1 | 2012-07-01 | 2012-07-01
| MANDEVILTP4 - TURK 138KV CKT 1 | 2012-07-01 | 2012-07-01
| MCNAB REC - TURK 115KV CKT 1 | 2012-07-01 | 2012-07-01
| Mullergren - Reno 345kV Dbl CKT MKEC | 2012-10-01 | 2019-06-01
| Mullergren - Reno 345kV Dbl CKT WERE | 2012-10-01 | 2019-06-01
| OKAY - TURK 138KV CKT 1 | 2012-07-01 | 2012-07-01
| Spearville - Mullergren 345kV Dbl CKT | 2012-10-01 | 2019-06-01
| SUGAR HILL - TURK 138KV CKT 1 | 2012-07-01 | 2012-07-01
| TALOGA (TALOGA) 138/69/13.8KV TRANSFORMER CKT 1 | 2010-10-01 | 2013-06-01
| WOODWARD - IODINE 138KV CKT 1 | 2010-01-01 | 2010-01-01
| WOODWARD - WOODWARD EHV 138KV CKT 1 | 2010-01-01 | 2010-01-01
| WOODWARD - WOODWARD EHV 138KV CKT 2 | 2010-01-01 | 2010-01-01
| WOODWARD 345/138KV TRANSFORMER CKT 1 | 2010-01-01 | 2010-01-01
Third Party Limitations.
Reservation | Upgrade Name | DUN | EOC | Earliest Start Date | Redispatch Available | *Allocated E & C Cost | *Total E & C Cost
77410034 | CYPRESS 500/138KV TRANSFORMER CKT 1 | 2019-06-01 | 2019-06-01 |  |  | 93.57% | 100%
| INTERNATIONAL PAPER - WALLACE LAKE 138KV CKT 1 | 2014-06-01 | 2014-06-01 |  |  | 100% | 100%
[5 empty] | Total | 0 | 0
*Estimated cost allocation as a percentage of total cost is shown for third-party limitations when costs have not yet been established by the third-party.
*Credits may be required for applicable generation interconnection network upgrades.
Customer | Study Number
CCG | 2012-AG3-068
Customer | Reservation | POR | POD | Requested Amount | Requested Start Date | Requested Stop Date | Deferred Start Date Without Redispatch | Deferred Stop Date Without Redispatch | Potential Base Plan Funding Allowable | Point-to-Point Base Rate | Allocated E & C Cost | Total Revenue Requirements
CCG | 77410042 | CSWS | AMRN | 100 | 2014-01-01 | 2019-01-01 |  |  | 0 | 5268000 | 0 | 0
[9 empty] | 0 | 5268000 | 0 | 0
Reservation | Upgrade Name | DUN | EOC | Earliest Start Date | Redispatch Available | Allocated E & C Cost | Total E & C Cost | Total Revenue Requirements
77410042 | None |  |  |  |  | 0 | 0 | 0
[5 empty] | Total | 0 | 0 | 0
*Credits may be required for applicable generation interconnection network upgrades.
Customer | Study Number
CCG | 2012-AG3-069
Customer | Reservation | POR | POD | Requested Amount | Requested Start Date | Requested Stop Date | Deferred Start Date Without Redispatch | Deferred Stop Date Without Redispatch | Potential Base Plan Funding Allowable | Point-to-Point Base Rate | Allocated E & C Cost | Total Revenue Requirements
CCG | 77410049 | CSWS | AMRN | 50 | 2014-01-01 | 2019-01-01 |  |  | 0 | 2634000 | 0 | 0
[9 empty] | 0 | 2634000 | 0 | 0
Reservation | Upgrade Name | DUN | EOC | Earliest Start Date | Redispatch Available | Allocated E & C Cost | Total E & C Cost | Total Revenue Requirements
77410049 | None |  |  |  |  | 0 | 0 | 0
[5 empty] | Total | 0 | 0 | 0
*Credits may be required for applicable generation interconnection network upgrades.
Customer | Study Number
CRGL | 2012-AG3-047
Customer | Reservation | POR | POD | Requested Amount | Requested Start Date | Requested Stop Date | Deferred Start Date Without Redispatch | Deferred Stop Date Without Redispatch | Potential Base Plan Funding Allowable | Point-to-Point Base Rate | Allocated E & C Cost | Total Revenue Requirements
CRGL | 77029025 | WFEC | ERCOTN | 207 | 2014-01-01 | 2020-01-01 | 2019-06-01 | 2025-06-01 | 0 | 22685527 | 1710290 | 6253175.3472
[9 empty] | 0 | 22685527 | 1710290 | 6253175.3472
Reservation | Upgrade Name | DUN | EOC | Earliest Start Date | Redispatch Available | Allocated E & C Cost | Total E & C Cost | Total Revenue Requirements
77029025 | ELGIN JUNCTION - SOUTHWESTERN STATION 138KV CKT 1 | 2015-06-01 | 2016-06-01 |  |  | 127308 | 303750 | 503547.3216
| OKLAUNION 345KV SVC | 2013-06-01 | 2019-06-01 |  |  | 1490437 | 10240300 | 5492516.9688
| PLANT X STATION - POTTER COUNTY INTERCHANGE 230KV CKT 1 | 2013-10-01 | 2016-06-01 |  |  | 92545 | 236250 | 257111.0568
[5 empty] | Total | 1710290 | 10780300 | 6253175.35
Expansion Plan - The requested service is contingent upon completion of the following upgrades. Cost is not assignable to the transmission customer.
Reservation | Upgrade Name | DUN | EOC | Earliest Start Date | Redispatch Available
77029025 | Line - Clark County - Thistle 345 kV dbl Ckt | 2013-06-01 | 2015-01-01
| Line - Hitchland - Woodward 345 kV dbl Ckt OKGE | 2013-06-01 | 2014-07-01
| Line - Hitchland - Woodward 345 kV dbl Ckt SPS | 2013-06-01 | 2014-07-01
| Line - Spearville - Clark County 345 kV dbl Ckt | 2013-06-01 | 2015-01-01
| Line - Thistle - Wichita 345 kV dbl Ckt PW | 2013-06-01 | 2015-01-01
| Line - Thistle - Wichita 345 kV dbl Ckt WERE | 2013-06-01 | 2015-01-01
| Line - Thistle - Woodward 345 kV dbl Ckt OKGE | 2013-06-01 | 2015-01-01
| Line - Thistle - Woodward 345 kV dbl Ckt PW | 2013-06-01 | 2015-01-01
| Line - Tuco - Woodward 345 kV line OKGE | 2013-06-01 | 2014-06-01
| Line - Tuco - Woodward 345 kV line SPS | 2013-06-01 | 2014-06-01
| XFR - Thistle 345/138 kV | 2013-06-01 | 2015-01-01
Reliability Projects - The requested service is contingent upon completion of the following upgrades. Cost is not assignable to the transmission customer.
Reservation | Upgrade Name | DUN | EOC | Earliest Start Date | Redispatch Available
77029025 | Line - Harrington - Randall County 230 kV | 2013-06-01 | 2014-06-01
Construction Pending - The requested service is contingent upon completion of the following upgrades. Cost is not assignable to the transmission customer.
Reservation | Upgrade Name | DUN | EOC | Earliest Start Date | Redispatch Available
77029025 | BUSHLAND INTERCHANGE - DEAF SMITH COUNTY INTERCHANGE 230KV CKT 1 | 2013-06-01 | 2014-06-01
| Viola - Rose Hill 345 kV | 2013-06-01 | 2019-06-01
Credits may be required for the following Network Upgrades in accordance with Attachment Z2 of the SPP OATT.
Reservation | Upgrade Name | DUN | EOC | Earliest Start Date | Redispatch Available
77029025 | G03-05T 138.00 - PARADISE 138KV CKT 1 | 2010-06-01 | 2013-06-01
| NORTHWEST - TATONGA 345KV CKT 1 | 2010-01-01 | 2010-01-01
| TATONGA - WOODWARD 345KV CKT 1 | 2010-01-01 | 2010-01-01
| WOODWARD - WOODWARD EHV 138KV CKT 1 | 2010-01-01 | 2010-01-01
| WOODWARD - WOODWARD EHV 138KV CKT 2 | 2010-01-01 | 2010-01-01
| WOODWARD 345/138KV TRANSFORMER CKT 1 | 2010-01-01 | 2010-01-01
Potential reservation deferral and redispatch requirement on the following upgrades due to positive MW Impact on limitations that require upgrade. No cost assignment due to negative MW impact on defined upgrade.
Reservation | Upgrade Name | DUN | EOC | Earliest Start Date | Redispatch Available
77029025 | Cimarron - Mathewson 345 kV Ckt 1 Accelerate | 2013-06-01 | 2019-06-01 | 2019-06-01
| Mathewson - Tatonga 345 kV Ckt 2 Accelerate | 2013-06-01 | 2019-06-01 | 2019-06-01
| Mathewson 345 kV Accelerate | 2013-06-01 | 2019-06-01 | 2019-06-01
| MATHWSN7 345.00 - NORTHWEST 345KV CKT 1 | 2015-10-01 | 2016-06-01 | 2016-06-01
| Tatonga - Woodward EHV 345 kV Ckt 2 Accelerate | 2013-06-01 | 2019-06-01 | 2019-06-01
*Credits may be required for applicable generation interconnection network upgrades.
*The North DC Tie is derated to 210mw indefinately.
*The NORTH DC tie is scheduled for an outage beginning 12/1/2013 until 3/31/2014 to refurbish the facility.
*198 MW of available ERCOT North to South capacity without consideration of prior queued STUDY requests in active Aggregate Transmission Service Studies. Network Upgrades to address DC Tie Capacity are indeterminate. Available capacity will be allocated on a first come first served basis in accordance with Attachment Z1 III.b. of SPP OATT.
Customer | Study Number
CRGL | 2012-AG3-048
Customer | Reservation | POR | POD | Requested Amount | Requested Start Date | Requested Stop Date | Deferred Start Date Without Redispatch | Deferred Stop Date Without Redispatch | Potential Base Plan Funding Allowable | Point-to-Point Base Rate | Allocated E & C Cost | Total Revenue Requirements
CRGL | 77029027 | SPS | ERCOTN | 207 | 2014-01-01 | 2020-01-01 | 2020-06-01 | 2026-06-01 | 0 | 22685527 | 7349086 | 25562865.6504
[9 empty] | 0 | 22685527 | 7349086 | 25562865.6504
Reservation | Upgrade Name | DUN | EOC | Earliest Start Date | Redispatch Available | Allocated E & C Cost | Total E & C Cost | Total Revenue Requirements
77029027 | Cimarron - Mathewson 345 kV Ckt 1 Accelerate | 2013-06-01 | 2019-06-01 |  |  | 461543 | 4145572 | 1478863.6344
| ELGIN JUNCTION - SOUTHWESTERN STATION 138KV CKT 1 | 2015-06-01 | 2016-06-01 |  |  | 34171 | 303750 | 146629.656
| GRAND ISLAND - SWEETWATER 345KV CKT 2 | 2013-06-01 | 2020-06-01 |  |  | 995938 | 96368000 | 2698275.312
| HOLT - NELIGH 345KV CKT 1 | 2013-10-01 | 2019-03-01 |  |  | 328742 | 30656000 | 935955.8064
| Mathewson - Tatonga 345 kV Ckt 2 Accelerate | 2013-06-01 | 2019-06-01 |  |  | 824211 | 10387750 | 2640914.6832
| Mathewson 345 kV Accelerate | 2013-06-01 | 2019-06-01 |  |  | 283983 | 2550731 | 909930.6864
| MATHWSN7 345.00 - NORTHWEST 345KV CKT 1 | 2015-10-01 | 2016-06-01 |  |  | 15685 | 326250 | 63746.82
| OKLAUNION 345KV SVC | 2013-06-01 | 2019-06-01 |  |  | 3375339 | 10240300 | 13489701.48
| SMOKYHL6 230.00 - SUMMIT 230KV CKT 2 MIDW | 2013-06-01 | 2019-06-01 |  |  | 88300 | 13864500 | 217825.9848
| SMOKYHL6 230.00 - SUMMIT 230KV CKT 2 WERE | 2013-06-01 | 2019-06-01 |  |  | 216930 | 34061343.75 | 660418.4736
| Tatonga - Woodward EHV 345 kV Ckt 2 Accelerate | 2013-06-01 | 2019-06-01 |  |  | 724244 | 9127831 | 2320603.1136
[5 empty] | Total | 7349086 | 212032027.75 | 25562865.6504
Expansion Plan - The requested service is contingent upon completion of the following upgrades. Cost is not assignable to the transmission customer.
Reservation | Upgrade Name | DUN | EOC | Earliest Start Date | Redispatch Available
77029027 | Line - Clark County - Thistle 345 kV dbl Ckt | 2013-06-01 | 2015-01-01
| Line - Hitchland - Woodward 345 kV dbl Ckt OKGE | 2013-06-01 | 2014-07-01
| Line - Hitchland - Woodward 345 kV dbl Ckt SPS | 2013-06-01 | 2014-07-01
| Line - Spearville - Clark County 345 kV dbl Ckt | 2013-06-01 | 2015-01-01
| Line - Thistle - Wichita 345 kV dbl Ckt PW | 2013-06-01 | 2015-01-01
| Line - Thistle - Wichita 345 kV dbl Ckt WERE | 2013-06-01 | 2015-01-01
| Line - Thistle - Woodward 345 kV dbl Ckt OKGE | 2013-06-01 | 2015-01-01
| Line - Thistle - Woodward 345 kV dbl Ckt PW | 2013-06-01 | 2015-01-01
| Line - Tuco - Woodward 345 kV line OKGE | 2013-06-01 | 2014-06-01
| Line - Tuco - Woodward 345 kV line SPS | 2013-06-01 | 2014-06-01
| XFR - Thistle 345/138 kV | 2013-06-01 | 2015-01-01
Reliability Projects - The requested service is contingent upon completion of the following upgrades. Cost is not assignable to the transmission customer.
Reservation | Upgrade Name | DUN | EOC | Earliest Start Date | Redispatch Available
77029027 | AMOCO WASSON SWITCHING STATION - OXYBRU_TP 6230.00 230KV CKT 1 | 2015-06-01 | 2015-06-01
| Cherry Co - Gentleman 345 kV Ckt1 | 2013-10-01 | 2018-01-01
| Cherry Co - Holt Co 345 kV Ckt1 | 2013-10-01 | 2018-01-01
| Cherry Co 345 kV Terminal Upgrades | 2013-10-01 | 2018-01-01
| LUBBOCK SOUTH INTERCHANGE 230/115/13.2KV TRANSFORMER CKT 2 | 2013-06-01 | 2019-06-01
| MUSTANG STATION - YOAKUM COUNTY INTERCHANGE 230KV CKT 1 | 2015-06-01 | 2015-06-01
| Neligh - Hoskins 345 kV Ckt1 | 2013-10-01 | 2019-03-01
| Neligh 345/115 kV Transformer | 2013-10-01 | 2019-03-01
| OXYBRU_TP 6230.00 - YOAKUM COUNTY INTERCHANGE 230KV CKT 1 | 2015-06-01 | 2015-06-01
Construction Pending - The requested service is contingent upon completion of the following upgrades. Cost is not assignable to the transmission customer.
Reservation | Upgrade Name | DUN | EOC | Earliest Start Date | Redispatch Available
77029027 | CLEARWATER - MILAN TAP 138KV CKT 1 MKEC Accelerate | 2013-10-01 | 2016-06-01
| CLEARWATER - MILAN TAP 138KV CKT 1 WERE Accelerate | 2013-10-01 | 2016-06-01
| HARPER - MILAN TAP 138KV CKT 1 #1 Accelerate | 2013-10-01 | 2014-06-01
| HARPER - MILAN TAP 138KV CKT 1 #2 Accelerate | 2013-10-01 | 2016-06-01
| Mullergren - Reno 345kV Dbl CKT MKEC | 2013-06-01 | 2019-06-01
| Mullergren - Reno 345kV Dbl CKT WERE | 2013-10-01 | 2019-06-01
| Spearville - Mullergren 345kV Dbl CKT | 2013-06-01 | 2019-06-01
| Viola - Rose Hill 345 kV | 2013-06-01 | 2019-06-01
Credits may be required for the following Network Upgrades in accordance with Attachment Z2 of the SPP OATT.
Reservation | Upgrade Name | DUN | EOC | Earliest Start Date | Redispatch Available
77029027 | HUGO POWER PLANT - VALLIANT 345 KV AEPW | 2012-07-01 | 2012-07-01
| HUGO POWER PLANT - VALLIANT 345KV CKT 1 WFEC | 2012-07-01 | 2012-07-01
| NORTHWEST - TATONGA 345KV CKT 1 | 2010-01-01 | 2010-01-01
| TATONGA - WOODWARD 345KV CKT 1 | 2010-01-01 | 2010-01-01
| WOODWARD - WOODWARD EHV 138KV CKT 1 | 2010-01-01 | 2010-01-01
| WOODWARD 345/138KV TRANSFORMER CKT 1 | 2010-01-01 | 2010-01-01
*Credits may be required for applicable generation interconnection network upgrades.
*The North DC Tie is derated to 210mw indefinately.
*The NORTH DC tie is scheduled for an outage beginning 12/1/2013 until 3/31/2014 to refurbish the facility.
*198 MW of available ERCOT North to South capacity without consideration of prior queued STUDY requests in active Aggregate Transmission Service Studies. Network Upgrades to address DC Tie Capacity are indeterminate. Available capacity will be allocated on a first come first served basis in accordance with Attachment Z1 III.b. of SPP OATT.
Customer | Study Number
CRGL | 2012-AG3-049
Customer | Reservation | POR | POD | Requested Amount | Requested Start Date | Requested Stop Date | Deferred Start Date Without Redispatch | Deferred Stop Date Without Redispatch | Potential Base Plan Funding Allowable | Point-to-Point Base Rate | Allocated E & C Cost | Total Revenue Requirements
CRGL | 77410128 | WR | EES | 200 | 2014-01-01 | 2019-01-01 | 2020-06-01 | 2025-06-01 | 0 | 15360000 | 29133090 | 85195067.724
[9 empty] | 0 | 15360000 | 29133090 | 85195067.724
Reservation | Upgrade Name | DUN | EOC | Earliest Start Date | Redispatch Available | Allocated E & C Cost | Total E & C Cost | Total Revenue Requirements
77410128 | Cimarron - Mathewson 345 kV Ckt 1 Accelerate | 2013-06-01 | 2019-06-01 |  |  | 250615 | 4145572 | 772697.46
| EASTOWN7 345.00 - IATAN 345KV CKT 1 | 2019-06-01 | 2019-06-01 |  |  | 1565277 | 35842500 | 5188191.732
| GRAND ISLAND - SWEETWATER 345KV CKT 2 | 2013-06-01 | 2020-06-01 |  |  | 10728642 | 96368000 | 28198643.07
| HOLT - NELIGH 345KV CKT 1 | 2013-10-01 | 2019-03-01 |  |  | 2903946 | 30656000 | 7997104.5
| HUNTSVILLE - HUTCHINSON ENERGY CENTER 115KV CKT 1 WERE | 2014-01-01 | 2017-06-01 |  |  | 216767 | 7579687.5 | 696834.432
| LYDIA - VALLIANT 345KV CKT 1 | 2015-06-01 | 2017-06-01 |  |  | 4053611 | 65746687.5 | 15645559.086
| Mathewson - Tatonga 345 kV Ckt 2 Accelerate | 2013-06-01 | 2019-06-01 |  |  | 545356 | 10387750 | 1681444.458
| Mathewson 345 kV Accelerate | 2013-06-01 | 2019-06-01 |  |  | 154201 | 2550731 | 475433.316
| MATHWSN7 345.00 - NORTHWEST 345KV CKT 1 | 2015-10-01 | 2016-06-01 |  |  | 17715 | 326250 | 69279.006
| OKLAUNION 345KV SVC | 2013-06-01 | 2019-06-01 |  |  | 164652 | 10240300 | 635606.328
| PITTSBURG - SEMINOLE 345KV CKT 1 OKGE | 2015-06-01 | 2016-06-01 |  |  | 14242 | 326250 | 54846.342
| PITTSBURG - VALLIANT 345KV CKT 1 | 2015-06-01 | 2016-06-01 |  |  | 19725 | 303750 | 80446.638
| SMOKYHL6 230.00 - SUMMIT 230KV CKT 2 MIDW | 2013-06-01 | 2019-06-01 |  |  | 2245357 | 13864500 | 5362942.128
| SMOKYHL6 230.00 - SUMMIT 230KV CKT 2 WERE | 2013-06-01 | 2019-06-01 |  |  | 5516237 | 34061343.75 | 16191455.922
| ST JOHN - ST_JOHN 115KV CKT 1 MIDW | 2013-06-01 | 2016-06-01 |  |  | 11800 | 450000 | 31352.028
| ST JOHN - ST_JOHN 115KV CKT 1 MKEC | 2013-06-01 | 2016-06-01 |  |  | 0 | 0 | 0
| SUB 124 - AURORA H.T. 69KV | 2019-06-01 | 2019-06-01 |  |  | 210249 | 3300000 | 516374.154
| SWISSVALE - WEST GARDNER 345KV CKT 1 WERE | 2015-06-01 | 2016-06-01 |  |  | 35509 | 393750 | 119419.116
| Tatonga - Woodward EHV 345 kV Ckt 2 Accelerate | 2013-06-01 | 2019-06-01 |  |  | 479189 | 9127831 | 1477438.008
[5 empty] | Total | 29133090 | 325670902.75 | 85195067.724
Expansion Plan - The requested service is contingent upon completion of the following upgrades. Cost is not assignable to the transmission customer.
Reservation | Upgrade Name | DUN | EOC | Earliest Start Date | Redispatch Available
77410128 | IATAN - NASHUA 345KV CKT 1 | 2013-06-01 | 2015-06-01
| Line - Clark County - Thistle 345 kV dbl Ckt | 2013-06-01 | 2015-01-01
| Line - Hitchland - Woodward 345 kV dbl Ckt OKGE | 2013-06-01 | 2014-07-01
| Line - Hitchland - Woodward 345 kV dbl Ckt SPS | 2013-06-01 | 2014-07-01
| Line - Spearville - Clark County 345 kV dbl Ckt | 2013-06-01 | 2015-01-01
| Line - Thistle - Wichita 345 kV dbl Ckt PW | 2013-06-01 | 2015-01-01
| Line - Thistle - Wichita 345 kV dbl Ckt WERE | 2013-06-01 | 2015-01-01
| Line - Thistle - Woodward 345 kV dbl Ckt OKGE | 2013-06-01 | 2015-01-01
| Line - Thistle - Woodward 345 kV dbl Ckt PW | 2013-06-01 | 2015-01-01
| Line - Tuco - Woodward 345 kV line OKGE | 2013-06-01 | 2014-06-01
| Line - Tuco - Woodward 345 kV line SPS | 2013-06-01 | 2014-06-01
| NORTHWEST TEXARKANA - VALLIANT 345KV CKT 1 | 2014-06-01 | 2015-05-01
| XFR - Thistle 345/138 kV | 2013-06-01 | 2015-01-01
Reliability Projects - The requested service is contingent upon completion of the following upgrades. Cost is not assignable to the transmission customer.
Reservation | Upgrade Name | DUN | EOC | Earliest Start Date | Redispatch Available
77410128 | Cherry Co - Gentleman 345 kV Ckt1 | 2013-10-01 | 2018-01-01
| Cherry Co - Holt Co 345 kV Ckt1 | 2013-10-01 | 2018-01-01
| Cherry Co 345 kV Terminal Upgrades | 2013-10-01 | 2018-01-01
| MOUNDRIDGE 138/115KV TRANSFORMER CKT 2 | 2014-01-01 | 2015-06-01
| Neligh - Hoskins 345 kV Ckt1 | 2013-10-01 | 2019-03-01
| Neligh 345/115 kV Transformer | 2013-10-01 | 2019-03-01
Construction Pending - The requested service is contingent upon completion of the following upgrades. Cost is not assignable to the transmission customer.
Reservation | Upgrade Name | DUN | EOC | Earliest Start Date | Redispatch Available
77410128 | ADABELL - VBI 161KV CKT 1 | 2013-11-01 | 2018-06-01
| Auburn - JEC 345KV | 2013-06-01 | 2019-06-01
| Auburn - Swissvale 345KV | 2013-06-01 | 2019-06-01
| AUBURN ROAD (AUBRN77X) 345/115/13.8KV TRANSFORMER CKT 1 | 2013-06-01 | 2019-06-01
| CHISHOLM - MAIZE 138KV CKT 1 #1 | 2015-06-01 | 2016-06-01
| CHISHOLM - MAIZE 138KV CKT 1 #2 | 2015-06-01 | 2016-06-01
| CIMARRON - DRAPER LAKE 345KV CKT 1 | 2019-10-01 | 2019-10-01
| CLEARWATER - MILAN TAP 138KV CKT 1 MKEC Accelerate | 2013-10-01 | 2016-06-01
| CLEARWATER - MILAN TAP 138KV CKT 1 WERE Accelerate | 2013-10-01 | 2016-06-01
| EVANS ENERGY CENTER NORTH - MAIZE 138KV CKT 1 #1 | 2013-06-01 | 2016-06-01
| EVANS ENERGY CENTER NORTH - MAIZE 138KV CKT 1 #2 | 2015-06-01 | 2016-06-01
| FT SMITH - MUSKOGEE 345KV CKT 1 | 2013-06-01 | 2015-06-01
| FT SMITH (FTSMITH1) 500/345/13.8KV TRANSFORMER CKT 1 | 2013-06-01 | 2018-06-01
| GOODYEAR JUNCTION - INDIAN HILLS 115KV CKT 1 | 2013-06-01 | 2016-06-01
| GRDA1 - SILOAM SPRINGS TAP 345KV CKT 1 Accelerate | 2014-06-01 | 2016-06-01
| HARPER - MILAN TAP 138KV CKT 1 #1 Accelerate | 2013-10-01 | 2014-06-01
| HARPER - MILAN TAP 138KV CKT 1 #2 Accelerate | 2013-10-01 | 2016-06-01
| HAYS PLANT - SOUTH HAYS 115KV CKT 1 #2 | 2014-01-01 | 2015-06-01
| HAYS PLANT - VINE STREET 115KV CKT 1 | 2014-01-01 | 2016-06-01
| HOYT - JEFFREY ENERGY CENTER 345KV CKT 1 | 2013-06-01 | 2017-06-01
| Iatan - Jeffrey Energy Center 345 kV KACP | 2013-06-01 | 2019-06-01
| Iatan - Jeffrey Energy Center 345 kV WERE | 2013-06-01 | 2019-06-01
| Lacygne - Mariosa 345KV KACP | 2013-06-01 | 2019-06-01
| Mullergren - Reno 345kV Dbl CKT MKEC | 2013-06-01 | 2019-06-01
| Mullergren - Reno 345kV Dbl CKT WERE | 2013-10-01 | 2019-06-01
| Muskogee - VBI 345 kV with 345/161 kV bus tie near VBI | 2013-06-01 | 2019-06-01
| Spearville - Mullergren 345kV Dbl CKT | 2013-06-01 | 2019-06-01
| VBI - Arkansas Nuclear One 345kV OKGE | 2013-11-01 | 2019-06-01
| Viola - Rose Hill 345 kV | 2013-06-01 | 2019-06-01
| WICHITA (WICHT12X) 345/138/13.8KV TRANSFORMER CKT 3 | 2015-10-01 | 2016-06-01
Credits may be required for the following Network Upgrades in accordance with Attachment Z2 of the SPP OATT.
Reservation | Upgrade Name | DUN | EOC | Earliest Start Date | Redispatch Available
77410128 | BARBER (BARBER 4) 138/115/2.72KV TRANSFORMER CKT 1 | 2009-12-01 | 2013-06-01
| CIMARRON - DRAPER LAKE 345KV CKT 1 | 2019-10-01 | 2019-10-01
| FLATRDG3 138.00 - MEDICINE LODGE 138KV CKT 1 | 2009-12-01 | 2013-06-01
| FLATRDG3 138.00 - HARPER 138KV CKT 1 | 2009-12-01 | 2013-06-01
| HUGO POWER PLANT - VALLIANT 345 KV AEPW | 2012-07-01 | 2012-07-01
| HUGO POWER PLANT - VALLIANT 345KV CKT 1 WFEC | 2012-07-01 | 2012-07-01
| LACYGNE - WEST GARDNER 345KV CKT 1 | 2006-06-01 | 2006-06-01
| Mullergren - Reno 345kV Dbl CKT MKEC | 2012-10-01 | 2019-06-01
| Mullergren - Reno 345kV Dbl CKT WERE | 2012-10-01 | 2019-06-01
| NORTHWEST - TATONGA 345KV CKT 1 | 2010-01-01 | 2010-01-01
| Spearville - Mullergren 345kV Dbl CKT | 2012-10-01 | 2019-06-01
| TATONGA - WOODWARD 345KV CKT 1 | 2010-01-01 | 2010-01-01
Third Party Limitations.
Reservation | Upgrade Name | DUN | EOC | Earliest Start Date | Redispatch Available | *Allocated E & C Cost | *Total E & C Cost
77410128 | 7JASPER 345.00 - MORGAN 345KV CKT 1 | 2015-06-01 | 2016-06-01 |  |  | 51405 | 625000
| 7JASPER 345.00 - BLACKBERRY 345KV CKT 1 #1 | 2014-06-01 | 2014-06-01 |  |  | 16211 | 100000
| 7OVERTON 345.00 () 345/161/13.8KV TRANSFORMER CKT 1 | 2013-11-01 | 2014-06-01 |  |  | 13.45% | 100%
| Arkansas Nuclear One 500/345 Transformer | 2013-11-01 | 2019-06-01 |  |  | 1117416 | 12000000
| CLINTON - MONTROSE 161KV CKT 1 AECI | 2014-06-01 | 2014-06-01 |  |  | 35340 | 180000
| CORDO; B 345.00 - NELSO; B 345.00 345KV CKT 1 | 2015-06-01 | 2015-06-01 |  |  | 12.55% | 100%
| H471 ; 345.00 - QUAD3-11 345.00 345KV CKT 1 | 2015-06-01 | 2015-06-01 |  |  | 12.55% | 100%
| Lacygne - Mariosa 345KV AMRN | 2013-06-01 | 2019-06-01 |  |  | 0 | 0
| NORTH SLIDELL - SLIDELL 230KV CKT 1 CELE | 2019-10-01 | 2019-10-01 |  |  | 17.17% | 100%
| SHEELDSHEHSE | 2015-10-01 | 2015-10-01 |  |  | 14.41% | 100%
| VBI - Arkansas Nuclear One 345kV EES | 2013-11-01 | 2019-06-01 |  |  | 9.312% | 100%
[5 empty] | Total | 1220372 | 12905000
*Estimated cost allocation as a percentage of total cost is shown for third-party limitations when costs have not yet been established by the third-party.
*Credits may be required for applicable generation interconnection network upgrades.
Customer | Study Number
CRGL | 2012-AG3-050
Customer | Reservation | POR | POD | Requested Amount | Requested Start Date | Requested Stop Date | Deferred Start Date Without Redispatch | Deferred Stop Date Without Redispatch | Potential Base Plan Funding Allowable | Point-to-Point Base Rate | Allocated E & C Cost | Total Revenue Requirements
CRGL | 77410129 | SECI | EES | 101 | 2014-01-01 | 2019-01-01 | 2020-06-01 | 2025-06-01 | 0 | 7756800 | 16412047 | 46893076.614
[9 empty] | 0 | 7756800 | 16412047 | 46893076.614
Reservation | Upgrade Name | DUN | EOC | Earliest Start Date | Redispatch Available | Allocated E & C Cost | Total E & C Cost | Total Revenue Requirements
77410129 | ALEXANDER - NEKOMA 115KV CKT 1 | 2015-10-01 | 2017-06-01 |  |  | 305614 | 3993750 | 775701.048
| ALEXANDER - NESS CITY 115KV CKT 1 | 2015-10-01 | 2017-06-01 |  |  | 843666 | 11025000 | 2141369.802
| Cimarron - Mathewson 345 kV Ckt 1 Accelerate | 2013-06-01 | 2019-06-01 |  |  | 129523 | 4145572 | 399345.99
| COLBY - SEGNTP 3 115.00 115KV CKT 1 | 2015-06-01 | 2017-06-01 |  |  | 1815645 | 13837500 | 4608420.12
| EASTOWN7 345.00 - IATAN 345KV CKT 1 | 2019-06-01 | 2019-06-01 |  |  | 602660 | 35842500 | 1997547.798
| GRAND ISLAND - SWEETWATER 345KV CKT 2 | 2013-06-01 | 2020-06-01 |  |  | 5420236 | 96368000 | 14246285.814
| HOLT - NELIGH 345KV CKT 1 | 2013-10-01 | 2019-03-01 |  |  | 1920013 | 30656000 | 5287475.934
| HOXIE - SEGNTP 3 115.00 115KV CKT 1 | 2015-06-01 | 2017-06-01 |  |  | 718134 | 5287500 | 1822747.932
| HUNTSVILLE - HUTCHINSON ENERGY CENTER 115KV CKT 1 WERE | 2014-01-01 | 2017-06-01 |  |  | 127321 | 7579687.5 | 409295.028
| LYDIA - VALLIANT 345KV CKT 1 | 2015-06-01 | 2017-06-01 |  |  | 2108912 | 65746687.5 | 8139682.698
| Mathewson - Tatonga 345 kV Ckt 2 Accelerate | 2013-06-01 | 2019-06-01 |  |  | 332793 | 10387750 | 1026069.108
| Mathewson 345 kV Accelerate | 2013-06-01 | 2019-06-01 |  |  | 79694 | 2550731 | 245712.948
| MATHWSN7 345.00 - NORTHWEST 345KV CKT 1 | 2015-10-01 | 2016-06-01 |  |  | 10143 | 326250 | 39666.768
| OKLAUNION 345KV SVC | 2013-06-01 | 2019-06-01 |  |  | 111685 | 10240300 | 431137.74
| PITTSBURG - SEMINOLE 345KV CKT 1 OKGE | 2015-06-01 | 2016-06-01 |  |  | 7361 | 326250 | 28347.42
| PITTSBURG - VALLIANT 345KV CKT 1 | 2015-06-01 | 2016-06-01 |  |  | 10133 | 303750 | 41326.53
| PLANT X STATION - POTTER COUNTY INTERCHANGE 230KV CKT 1 | 2013-10-01 | 2016-06-01 |  |  | 12349 | 236250 | 35741.376
| SMOKYHL6 230.00 - SUMMIT 230KV CKT 2 MIDW | 2013-06-01 | 2019-06-01 |  |  | 413924 | 13864500 | 988640.31
| SMOKYHL6 230.00 - SUMMIT 230KV CKT 2 WERE | 2013-06-01 | 2019-06-01 |  |  | 1016900 | 34061343.75 | 2984841.21
| ST JOHN - ST_JOHN 115KV CKT 1 MIDW | 2013-06-01 | 2016-06-01 |  |  | 6931 | 450000 | 18415.332
| ST JOHN - ST_JOHN 115KV CKT 1 MKEC | 2013-06-01 | 2016-06-01 |  |  | 0 | 0 | 0
| SUB 124 - AURORA H.T. 69KV | 2019-06-01 | 2019-06-01 |  |  | 110241 | 3300000 | 270753.27
| SWISSVALE - WEST GARDNER 345KV CKT 1 WERE | 2015-06-01 | 2016-06-01 |  |  | 15737 | 393750 | 52924.578
| Tatonga - Woodward EHV 345 kV Ckt 2 Accelerate | 2013-06-01 | 2019-06-01 |  |  | 292432 | 9127831 | 901627.86
[5 empty] | Total | 16412047 | 360050902.75 | 46893076.614
Expansion Plan - The requested service is contingent upon completion of the following upgrades. Cost is not assignable to the transmission customer.
Reservation | Upgrade Name | DUN | EOC | Earliest Start Date | Redispatch Available
77410129 | IATAN - NASHUA 345KV CKT 1 | 2013-06-01 | 2015-06-01
| Line - Clark County - Thistle 345 kV dbl Ckt | 2013-06-01 | 2015-01-01
| Line - Hitchland - Woodward 345 kV dbl Ckt OKGE | 2013-06-01 | 2014-07-01
| Line - Hitchland - Woodward 345 kV dbl Ckt SPS | 2013-06-01 | 2014-07-01
| Line - Spearville - Clark County 345 kV dbl Ckt | 2013-06-01 | 2015-01-01
| Line - Thistle - Wichita 345 kV dbl Ckt PW | 2013-06-01 | 2015-01-01
| Line - Thistle - Wichita 345 kV dbl Ckt WERE | 2013-06-01 | 2015-01-01
| Line - Thistle - Woodward 345 kV dbl Ckt OKGE | 2013-06-01 | 2015-01-01
| Line - Thistle - Woodward 345 kV dbl Ckt PW | 2013-06-01 | 2015-01-01
| Line - Tuco - Woodward 345 kV line OKGE | 2013-06-01 | 2014-06-01
| Line - Tuco - Woodward 345 kV line SPS | 2013-06-01 | 2014-06-01
| NORTHWEST TEXARKANA - VALLIANT 345KV CKT 1 | 2014-06-01 | 2015-05-01
| XFR - Thistle 345/138 kV | 2013-06-01 | 2015-01-01
Reliability Projects - The requested service is contingent upon completion of the following upgrades. Cost is not assignable to the transmission customer.
Reservation | Upgrade Name | DUN | EOC | Earliest Start Date | Redispatch Available
77410129 | Cherry Co - Gentleman 345 kV Ckt1 | 2013-10-01 | 2018-01-01
| Cherry Co - Holt Co 345 kV Ckt1 | 2013-10-01 | 2018-01-01
| Cherry Co 345 kV Terminal Upgrades | 2013-10-01 | 2018-01-01
| MOUNDRIDGE 138/115KV TRANSFORMER CKT 2 | 2014-01-01 | 2015-06-01
| Neligh - Hoskins 345 kV Ckt1 | 2013-10-01 | 2019-03-01
| Neligh 345/115 kV Transformer | 2013-10-01 | 2019-03-01
Construction Pending - The requested service is contingent upon completion of the following upgrades. Cost is not assignable to the transmission customer.
Reservation | Upgrade Name | DUN | EOC | Earliest Start Date | Redispatch Available
77410129 | ADABELL - VBI 161KV CKT 1 | 2013-11-01 | 2018-06-01
| Auburn - JEC 345KV | 2013-06-01 | 2019-06-01
| Auburn - Swissvale 345KV | 2013-06-01 | 2019-06-01
| AUBURN ROAD (AUBRN77X) 345/115/13.8KV TRANSFORMER CKT 1 | 2013-06-01 | 2019-06-01
| BUSHLAND INTERCHANGE - DEAF SMITH COUNTY INTERCHANGE 230KV CKT 1 | 2013-06-01 | 2014-06-01
| CHISHOLM - MAIZE 138KV CKT 1 #1 | 2015-06-01 | 2016-06-01
| CHISHOLM - MAIZE 138KV CKT 1 #2 | 2015-06-01 | 2016-06-01
| CIMARRON - DRAPER LAKE 345KV CKT 1 | 2019-10-01 | 2019-10-01
| CLEARWATER - MILAN TAP 138KV CKT 1 MKEC Accelerate | 2013-10-01 | 2016-06-01
| CLEARWATER - MILAN TAP 138KV CKT 1 WERE Accelerate | 2013-10-01 | 2016-06-01
| EVANS ENERGY CENTER NORTH - MAIZE 138KV CKT 1 #1 | 2013-06-01 | 2016-06-01
| EVANS ENERGY CENTER NORTH - MAIZE 138KV CKT 1 #2 | 2015-06-01 | 2016-06-01
| FT SMITH - MUSKOGEE 345KV CKT 1 | 2013-06-01 | 2015-06-01
| FT SMITH (FTSMITH1) 500/345/13.8KV TRANSFORMER CKT 1 | 2013-06-01 | 2018-06-01
| GOODYEAR JUNCTION - INDIAN HILLS 115KV CKT 1 | 2013-06-01 | 2016-06-01
| GRDA1 - SILOAM SPRINGS TAP 345KV CKT 1 Accelerate | 2014-06-01 | 2016-06-01
| HARPER - MILAN TAP 138KV CKT 1 #1 Accelerate | 2013-10-01 | 2014-06-01
| HARPER - MILAN TAP 138KV CKT 1 #2 Accelerate | 2013-10-01 | 2016-06-01
| HOYT - JEFFREY ENERGY CENTER 345KV CKT 1 | 2013-06-01 | 2017-06-01
| Iatan - Jeffrey Energy Center 345 kV KACP | 2013-06-01 | 2019-06-01
| Iatan - Jeffrey Energy Center 345 kV WERE | 2013-06-01 | 2019-06-01
| Lacygne - Mariosa 345KV KACP | 2013-06-01 | 2019-06-01
| Mullergren - Reno 345kV Dbl CKT MKEC | 2013-06-01 | 2019-06-01
| Mullergren - Reno 345kV Dbl CKT WERE | 2013-10-01 | 2019-06-01
| Muskogee - VBI 345 kV with 345/161 kV bus tie near VBI | 2013-06-01 | 2019-06-01
| Spearville - Mullergren 345kV Dbl CKT | 2013-06-01 | 2019-06-01
| VBI - Arkansas Nuclear One 345kV OKGE | 2013-11-01 | 2019-06-01
| Viola - Rose Hill 345 kV | 2013-06-01 | 2019-06-01
| WICHITA (WICHT12X) 345/138/13.8KV TRANSFORMER CKT 3 | 2015-10-01 | 2016-06-01
Credits may be required for the following Network Upgrades in accordance with Attachment Z2 of the SPP OATT.
Reservation | Upgrade Name | DUN | EOC | Earliest Start Date | Redispatch Available
77410129 | BARBER (BARBER 4) 138/115/2.72KV TRANSFORMER CKT 1 | 2009-12-01 | 2013-06-01
| CIMARRON - DRAPER LAKE 345KV CKT 1 | 2019-10-01 | 2019-10-01
| FLATRDG3 138.00 - MEDICINE LODGE 138KV CKT 1 | 2009-12-01 | 2013-06-01
| FLATRDG3 138.00 - HARPER 138KV CKT 1 | 2009-12-01 | 2013-06-01
| HUGO POWER PLANT - VALLIANT 345 KV AEPW | 2012-07-01 | 2012-07-01
| HUGO POWER PLANT - VALLIANT 345KV CKT 1 WFEC | 2012-07-01 | 2012-07-01
| LACYGNE - WEST GARDNER 345KV CKT 1 | 2006-06-01 | 2006-06-01
| Mullergren - Reno 345kV Dbl CKT MKEC | 2012-10-01 | 2019-06-01
| Mullergren - Reno 345kV Dbl CKT WERE | 2012-10-01 | 2019-06-01
| NORTHWEST - TATONGA 345KV CKT 1 | 2010-01-01 | 2010-01-01
| Spearville - Mullergren 345kV Dbl CKT | 2012-10-01 | 2019-06-01
| TATONGA - WOODWARD 345KV CKT 1 | 2010-01-01 | 2010-01-01
Third Party Limitations.
Reservation | Upgrade Name | DUN | EOC | Earliest Start Date | Redispatch Available | *Allocated E & C Cost | *Total E & C Cost
77410129 | 7JASPER 345.00 - MORGAN 345KV CKT 1 | 2015-06-01 | 2016-06-01 |  |  | 25743 | 625000
| 7JASPER 345.00 - BLACKBERRY 345KV CKT 1 #1 | 2014-06-01 | 2014-06-01 |  |  | 8280 | 100000
| 7OVERTON 345.00 () 345/161/13.8KV TRANSFORMER CKT 1 | 2013-11-01 | 2014-06-01 |  |  | 6.373% | 100%
| Arkansas Nuclear One 500/345 Transformer | 2013-11-01 | 2019-06-01 |  |  | 572380 | 12000000
| CLINTON - MONTROSE 161KV CKT 1 AECI | 2014-06-01 | 2014-06-01 |  |  | 16687 | 180000
| CORDO; B 345.00 - NELSO; B 345.00 345KV CKT 1 | 2015-06-01 | 2015-06-01 |  |  | 6.282% | 100%
| H471 ; 345.00 - QUAD3-11 345.00 345KV CKT 1 | 2015-06-01 | 2015-06-01 |  |  | 6.285% | 100%
| Lacygne - Mariosa 345KV AMRN | 2013-06-01 | 2019-06-01 |  |  | 0 | 0
| NORTH SLIDELL - SLIDELL 230KV CKT 1 CELE | 2019-10-01 | 2019-10-01 |  |  | 8.695% | 100%
| SHEELDSHEHSE | 2015-10-01 | 2015-10-01 |  |  | 7.176% | 100%
| VBI - Arkansas Nuclear One 345kV EES | 2013-11-01 | 2019-06-01 |  |  | 4.77% | 100%
[5 empty] | Total | 623090 | 12905000
*Estimated cost allocation as a percentage of total cost is shown for third-party limitations when costs have not yet been established by the third-party.
*Credits may be required for applicable generation interconnection network upgrades.
Customer | Study Number
CRGL | 2012-AG3-051
Customer | Reservation | POR | POD | Requested Amount | Requested Start Date | Requested Stop Date | Deferred Start Date Without Redispatch | Deferred Stop Date Without Redispatch | Potential Base Plan Funding Allowable | Point-to-Point Base Rate | Allocated E & C Cost | Total Revenue Requirements
CRGL | 77410131 | SECI | EES | 100 | 2014-01-01 | 2019-01-01 | 2020-06-01 | 2025-06-01 | 0 | 7680000 | 27939717 | 76039454.718
[9 empty] | 0 | 7680000 | 27939717 | 76039454.718
Reservation | Upgrade Name | DUN | EOC | Earliest Start Date | Redispatch Available | Allocated E & C Cost | Total E & C Cost | Total Revenue Requirements
77410131 | ALEXANDER - NEKOMA 115KV CKT 1 | 2015-10-01 | 2017-06-01 |  |  | 285883 | 3993750 | 725620.35
| ALEXANDER - NESS CITY 115KV CKT 1 | 2015-10-01 | 2017-06-01 |  |  | 789198 | 11025000 | 2003120.622
| ATWOOD - COLBY 115KV CKT 1 | 2015-06-01 | 2017-06-01 |  |  | 7276570 | 15075000 | 18469189.5
| Cimarron - Mathewson 345 kV Ckt 1 Accelerate | 2013-06-01 | 2019-06-01 |  |  | 124845 | 4145572 | 384922.752
| COLBY - SEGNTP 3 115.00 115KV CKT 1 | 2015-06-01 | 2017-06-01 |  |  | 4708222 | 13837500 | 11950279.362
| EASTOWN7 345.00 - IATAN 345KV CKT 1 | 2019-06-01 | 2019-06-01 |  |  | 488430 | 35842500 | 1618926.552
| GRAND ISLAND - SWEETWATER 345KV CKT 2 | 2013-06-01 | 2020-06-01 |  |  | 5629662 | 96368000 | 14796730.974
| HOLT - NELIGH 345KV CKT 1 | 2013-10-01 | 2019-03-01 |  |  | 1990988 | 30656000 | 5482932.228
| HOXIE - SEGNTP 3 115.00 115KV CKT 1 | 2015-06-01 | 2017-06-01 |  |  | 1862221 | 5287500 | 4726638.024
| HUNTSVILLE - HUTCHINSON ENERGY CENTER 115KV CKT 1 WERE | 2014-01-01 | 2017-06-01 |  |  | 126061 | 7579687.5 | 405244.56
| LYDIA - VALLIANT 345KV CKT 1 | 2015-06-01 | 2017-06-01 |  |  | 2050746 | 65746687.5 | 7915181.718
| Mathewson - Tatonga 345 kV Ckt 2 Accelerate | 2013-06-01 | 2019-06-01 |  |  | 310186 | 10387750 | 956367.09
| Mathewson 345 kV Accelerate | 2013-06-01 | 2019-06-01 |  |  | 76816 | 2550731 | 236839.488
| MATHWSN7 345.00 - NORTHWEST 345KV CKT 1 | 2015-10-01 | 2016-06-01 |  |  | 9576 | 326250 | 37449.378
| OKLAUNION 345KV SVC | 2013-06-01 | 2019-06-01 |  |  | 103334 | 10240300 | 398900.364
| PITTSBURG - SEMINOLE 345KV CKT 1 OKGE | 2015-06-01 | 2016-06-01 |  |  | 7149 | 326250 | 27531.012
| PITTSBURG - VALLIANT 345KV CKT 1 | 2015-06-01 | 2016-06-01 |  |  | 9884 | 303750 | 40311
| PLANT X STATION - POTTER COUNTY INTERCHANGE 230KV CKT 1 | 2013-10-01 | 2016-06-01 |  |  | 11142 | 236250 | 32247.978
| SMOKYHL6 230.00 - SUMMIT 230KV CKT 2 MIDW | 2013-06-01 | 2019-06-01 |  |  | 485533 | 13864500 | 1159675.452
| SMOKYHL6 230.00 - SUMMIT 230KV CKT 2 WERE | 2013-06-01 | 2019-06-01 |  |  | 1192824 | 34061343.75 | 3501219.618
| ST JOHN - ST_JOHN 115KV CKT 1 MIDW | 2013-06-01 | 2016-06-01 |  |  | 6863 | 450000 | 18234.66
| ST JOHN - ST_JOHN 115KV CKT 1 MKEC | 2013-06-01 | 2016-06-01 |  |  | 0 | 0 | 0
| SUB 124 - AURORA H.T. 69KV | 2019-06-01 | 2019-06-01 |  |  | 105251 | 3300000 | 258497.778
| SWISSVALE - WEST GARDNER 345KV CKT 1 WERE | 2015-06-01 | 2016-06-01 |  |  | 15738 | 393750 | 52927.944
| Tatonga - Woodward EHV 345 kV Ckt 2 Accelerate | 2013-06-01 | 2019-06-01 |  |  | 272595 | 9127831 | 840466.314
[5 empty] | Total | 27939717 | 375125902.75 | 76039454.718
Expansion Plan - The requested service is contingent upon completion of the following upgrades. Cost is not assignable to the transmission customer.
Reservation | Upgrade Name | DUN | EOC | Earliest Start Date | Redispatch Available
77410131 | IATAN - NASHUA 345KV CKT 1 | 2013-06-01 | 2015-06-01
| Line - Clark County - Thistle 345 kV dbl Ckt | 2013-06-01 | 2015-01-01
| Line - Hitchland - Woodward 345 kV dbl Ckt OKGE | 2013-06-01 | 2014-07-01
| Line - Hitchland - Woodward 345 kV dbl Ckt SPS | 2013-06-01 | 2014-07-01
| Line - Spearville - Clark County 345 kV dbl Ckt | 2013-06-01 | 2015-01-01
| Line - Thistle - Wichita 345 kV dbl Ckt PW | 2013-06-01 | 2015-01-01
| Line - Thistle - Wichita 345 kV dbl Ckt WERE | 2013-06-01 | 2015-01-01
| Line - Thistle - Woodward 345 kV dbl Ckt OKGE | 2013-06-01 | 2015-01-01
| Line - Thistle - Woodward 345 kV dbl Ckt PW | 2013-06-01 | 2015-01-01
| Line - Tuco - Woodward 345 kV line OKGE | 2013-06-01 | 2014-06-01
| Line - Tuco - Woodward 345 kV line SPS | 2013-06-01 | 2014-06-01
| NORTHWEST TEXARKANA - VALLIANT 345KV CKT 1 | 2014-06-01 | 2015-05-01
| XFR - Thistle 345/138 kV | 2013-06-01 | 2015-01-01
Reliability Projects - The requested service is contingent upon completion of the following upgrades. Cost is not assignable to the transmission customer.
Reservation | Upgrade Name | DUN | EOC | Earliest Start Date | Redispatch Available
77410131 | Cherry Co - Gentleman 345 kV Ckt1 | 2013-10-01 | 2018-01-01
| Cherry Co - Holt Co 345 kV Ckt1 | 2013-10-01 | 2018-01-01
| Cherry Co 345 kV Terminal Upgrades | 2013-10-01 | 2018-01-01
| MOUNDRIDGE 138/115KV TRANSFORMER CKT 2 | 2014-01-01 | 2015-06-01
| Neligh - Hoskins 345 kV Ckt1 | 2013-10-01 | 2019-03-01
| Neligh 345/115 kV Transformer | 2013-10-01 | 2019-03-01
Construction Pending - The requested service is contingent upon completion of the following upgrades. Cost is not assignable to the transmission customer.
Reservation | Upgrade Name | DUN | EOC | Earliest Start Date | Redispatch Available
77410131 | ADABELL - VBI 161KV CKT 1 | 2013-11-01 | 2018-06-01
| Auburn - JEC 345KV | 2013-06-01 | 2019-06-01
| Auburn - Swissvale 345KV | 2013-06-01 | 2019-06-01
| AUBURN ROAD (AUBRN77X) 345/115/13.8KV TRANSFORMER CKT 1 | 2013-06-01 | 2019-06-01
| BUSHLAND INTERCHANGE - DEAF SMITH COUNTY INTERCHANGE 230KV CKT 1 | 2013-06-01 | 2014-06-01
| CHISHOLM - MAIZE 138KV CKT 1 #1 | 2015-06-01 | 2016-06-01
| CHISHOLM - MAIZE 138KV CKT 1 #2 | 2015-06-01 | 2016-06-01
| CIMARRON - DRAPER LAKE 345KV CKT 1 | 2019-10-01 | 2019-10-01
| CLEARWATER - MILAN TAP 138KV CKT 1 MKEC Accelerate | 2013-10-01 | 2016-06-01
| CLEARWATER - MILAN TAP 138KV CKT 1 WERE Accelerate | 2013-10-01 | 2016-06-01
| EVANS ENERGY CENTER NORTH - MAIZE 138KV CKT 1 #1 | 2013-06-01 | 2016-06-01
| EVANS ENERGY CENTER NORTH - MAIZE 138KV CKT 1 #2 | 2015-06-01 | 2016-06-01
| FT SMITH - MUSKOGEE 345KV CKT 1 | 2013-06-01 | 2015-06-01
| FT SMITH (FTSMITH1) 500/345/13.8KV TRANSFORMER CKT 1 | 2013-06-01 | 2018-06-01
| GOODYEAR JUNCTION - INDIAN HILLS 115KV CKT 1 | 2013-06-01 | 2016-06-01
| GRDA1 - SILOAM SPRINGS TAP 345KV CKT 1 Accelerate | 2014-06-01 | 2016-06-01
| HARPER - MILAN TAP 138KV CKT 1 #1 Accelerate | 2013-10-01 | 2014-06-01
| HARPER - MILAN TAP 138KV CKT 1 #2 Accelerate | 2013-10-01 | 2016-06-01
| HOYT - JEFFREY ENERGY CENTER 345KV CKT 1 | 2013-06-01 | 2017-06-01
| Iatan - Jeffrey Energy Center 345 kV KACP | 2013-06-01 | 2019-06-01
| Iatan - Jeffrey Energy Center 345 kV WERE | 2013-06-01 | 2019-06-01
| Lacygne - Mariosa 345KV KACP | 2013-06-01 | 2019-06-01
| Mullergren - Reno 345kV Dbl CKT MKEC | 2013-06-01 | 2019-06-01
| Mullergren - Reno 345kV Dbl CKT WERE | 2013-10-01 | 2019-06-01
| Muskogee - VBI 345 kV with 345/161 kV bus tie near VBI | 2013-06-01 | 2019-06-01
| Spearville - Mullergren 345kV Dbl CKT | 2013-06-01 | 2019-06-01
| VBI - Arkansas Nuclear One 345kV OKGE | 2013-11-01 | 2019-06-01
| Viola - Rose Hill 345 kV | 2013-06-01 | 2019-06-01
| WICHITA (WICHT12X) 345/138/13.8KV TRANSFORMER CKT 3 | 2015-10-01 | 2016-06-01
Credits may be required for the following Network Upgrades in accordance with Attachment Z2 of the SPP OATT.
Reservation | Upgrade Name | DUN | EOC | Earliest Start Date | Redispatch Available
77410131 | BARBER (BARBER 4) 138/115/2.72KV TRANSFORMER CKT 1 | 2009-12-01 | 2013-06-01
| CIMARRON - DRAPER LAKE 345KV CKT 1 | 2019-10-01 | 2019-10-01
| FLATRDG3 138.00 - MEDICINE LODGE 138KV CKT 1 | 2009-12-01 | 2013-06-01
| FLATRDG3 138.00 - HARPER 138KV CKT 1 | 2009-12-01 | 2013-06-01
| HUGO POWER PLANT - VALLIANT 345 KV AEPW | 2012-07-01 | 2012-07-01
| HUGO POWER PLANT - VALLIANT 345KV CKT 1 WFEC | 2012-07-01 | 2012-07-01
| LACYGNE - WEST GARDNER 345KV CKT 1 | 2006-06-01 | 2006-06-01
| Mullergren - Reno 345kV Dbl CKT MKEC | 2012-10-01 | 2019-06-01
| Mullergren - Reno 345kV Dbl CKT WERE | 2012-10-01 | 2019-06-01
| NORTHWEST - TATONGA 345KV CKT 1 | 2010-01-01 | 2010-01-01
| Spearville - Mullergren 345kV Dbl CKT | 2012-10-01 | 2019-06-01
| TATONGA - WOODWARD 345KV CKT 1 | 2010-01-01 | 2010-01-01
Third Party Limitations.
Reservation | Upgrade Name | DUN | EOC | Earliest Start Date | Redispatch Available | *Allocated E & C Cost | *Total E & C Cost
77410131 | 7JASPER 345.00 - MORGAN 345KV CKT 1 | 2015-06-01 | 2016-06-01 |  |  | 24979 | 625000
| 7JASPER 345.00 - BLACKBERRY 345KV CKT 1 #1 | 2014-06-01 | 2014-06-01 |  |  | 7980 | 100000
| 7OVERTON 345.00 () 345/161/13.8KV TRANSFORMER CKT 1 | 2013-11-01 | 2014-06-01 |  |  | 6.432% | 100%
| Arkansas Nuclear One 500/345 Transformer | 2013-11-01 | 2019-06-01 |  |  | 557856 | 12000000
| CLINTON - MONTROSE 161KV CKT 1 AECI | 2014-06-01 | 2014-06-01 |  |  | 16740 | 180000
| CORDO; B 345.00 - NELSO; B 345.00 345KV CKT 1 | 2015-06-01 | 2015-06-01 |  |  | 6.314% | 100%
| H471 ; 345.00 - QUAD3-11 345.00 345KV CKT 1 | 2015-06-01 | 2015-06-01 |  |  | 6.319% | 100%
| Lacygne - Mariosa 345KV AMRN | 2013-06-01 | 2019-06-01 |  |  | 0 | 0
| NORTH SLIDELL - SLIDELL 230KV CKT 1 CELE | 2019-10-01 | 2019-10-01 |  |  | 8.583% | 100%
| SHEELDSHEHSE | 2015-10-01 | 2015-10-01 |  |  | 7.125% | 100%
| VBI - Arkansas Nuclear One 345kV EES | 2013-11-01 | 2019-06-01 |  |  | 4.649% | 100%
[5 empty] | Total | 607555 | 12905000
*Estimated cost allocation as a percentage of total cost is shown for third-party limitations when costs have not yet been established by the third-party.
*Credits may be required for applicable generation interconnection network upgrades.
Customer | Study Number
CRGL | 2012-AG3-052
Customer | Reservation | POR | POD | Requested Amount | Requested Start Date | Requested Stop Date | Deferred Start Date Without Redispatch | Deferred Stop Date Without Redispatch | Potential Base Plan Funding Allowable | Point-to-Point Base Rate | Allocated E & C Cost | Total Revenue Requirements
CRGL | 77410135 | WFEC | EES | 75 | 2014-01-01 | 2019-01-01 | 2020-06-01 | 2025-06-01 | 0 | 5760000 | 54153741 | 117073324.404
[9 empty] | 0 | 5760000 | 54153741 | 117073324.404
Reservation | Upgrade Name | DUN | EOC | Earliest Start Date | Redispatch Available | Allocated E & C Cost | Total E & C Cost | Total Revenue Requirements
77410135 | EASTOWN7 345.00 - IATAN 345KV CKT 1 | 2019-06-01 | 2019-06-01 |  |  | 1239777 | 35842500 | 4109305.104
| ELGIN JUNCTION - SOUTHWESTERN STATION 138KV CKT 1 | 2015-06-01 | 2016-06-01 |  |  | 15024 | 303750 | 62271.024
| GOTEBO - LONEWOLF 69KV CKT 1 | 2014-01-01 | 2017-06-01 |  |  | 7213500 | 7213500 | 13434182.898
| GOTEBO - MOUNTAIN VIEW 69KV CKT 1 | 2014-01-01 | 2017-06-01 |  |  | 6961500 | 6961500 | 12964866.45
| GRAND ISLAND - SWEETWATER 345KV CKT 2 | 2013-06-01 | 2020-06-01 |  |  | 1180823 | 96368000 | 3103617.996
| HOLT - NELIGH 345KV CKT 1 | 2013-10-01 | 2019-03-01 |  |  | 414317 | 30656000 | 1140977.256
| LAKE CREEK - LONEWOLF 69KV CKT 1 | 2014-01-01 | 2017-06-01 |  |  | 4945500 | 4945500 | 9210334.998
| LYDIA - VALLIANT 345KV CKT 1 | 2015-06-01 | 2017-06-01 |  |  | 2349217 | 65746687.5 | 9067178.214
| MOUNTAIN VIEW - PINE RIDGE 69KV CKT 1 | 2014-01-01 | 2017-06-01 |  |  | 6147000 | 6147000 | 11447968.71
| NORGE ROAD - SOUTHWESTERN STATION 138KV CKT 1 | 2019-06-01 | 2019-06-01 |  |  | 66324 | 303750 | 233775.606
| OMPA-MANGUM - RUSSELL 69KV CKT 1 | 2014-01-01 | 2016-06-01 |  |  | 198173 | 225000 | 380897.634
| PINE RIDGE - WASHITA 69KV CKT 1 | 2014-01-01 | 2017-06-01 |  |  | 3240000 | 3240000 | 6034068.42
| PITTSBURG - SEMINOLE 345KV CKT 1 OKGE | 2015-06-01 | 2016-06-01 |  |  | 6572 | 326250 | 25308.954
| PITTSBURG - VALLIANT 345KV CKT 1 | 2015-06-01 | 2016-06-01 |  |  | 9531 | 303750 | 38871.336
| SUB 124 - AURORA H.T. 69KV | 2019-06-01 | 2019-06-01 |  |  | 130402 | 3300000 | 320268.942
| SWISSVALE - WEST GARDNER 345KV CKT 1 WERE | 2015-06-01 | 2016-06-01 |  |  | 6316 | 393750 | 21241.134
| Wolf Creek to Neosho 345 kV | 2015-10-01 | 2020-06-01 |  |  | 20029765 | 117126900 | 45478189.728
[5 empty] | Total | 54153741 | 379403837.5 | 117073324.404
Expansion Plan - The requested service is contingent upon completion of the following upgrades. Cost is not assignable to the transmission customer.
Reservation | Upgrade Name | DUN | EOC | Earliest Start Date | Redispatch Available
77410135 | IATAN - NASHUA 345KV CKT 1 | 2013-06-01 | 2015-06-01
| Line - Clark County - Thistle 345 kV dbl Ckt | 2013-06-01 | 2015-01-01
| Line - Hitchland - Woodward 345 kV dbl Ckt OKGE | 2013-06-01 | 2014-07-01
| Line - Hitchland - Woodward 345 kV dbl Ckt SPS | 2013-06-01 | 2014-07-01
| Line - Spearville - Clark County 345 kV dbl Ckt | 2013-06-01 | 2015-01-01
| Line - Thistle - Wichita 345 kV dbl Ckt PW | 2013-06-01 | 2015-01-01
| Line - Thistle - Wichita 345 kV dbl Ckt WERE | 2013-06-01 | 2015-01-01
| Line - Thistle - Woodward 345 kV dbl Ckt OKGE | 2013-06-01 | 2015-01-01
| Line - Thistle - Woodward 345 kV dbl Ckt PW | 2013-06-01 | 2015-01-01
| Line - Tuco - Woodward 345 kV line OKGE | 2013-06-01 | 2014-06-01
| Line - Tuco - Woodward 345 kV line SPS | 2013-06-01 | 2014-06-01
| NORTHWEST TEXARKANA - VALLIANT 345KV CKT 1 | 2014-06-01 | 2015-05-01
| XFR - Thistle 345/138 kV | 2013-06-01 | 2015-01-01
Reliability Projects - The requested service is contingent upon completion of the following upgrades. Cost is not assignable to the transmission customer.
Reservation | Upgrade Name | DUN | EOC | Earliest Start Date | Redispatch Available
77410135 | AVOCA - EAST ROGERS 161KV CKT 1 | 2014-06-01 | 2016-06-01
| Cherry Co - Gentleman 345 kV Ckt1 | 2013-10-01 | 2018-01-01
| Cherry Co - Holt Co 345 kV Ckt1 | 2013-10-01 | 2018-01-01
| Cherry Co 345 kV Terminal Upgrades | 2013-10-01 | 2018-01-01
| Neligh - Hoskins 345 kV Ckt1 | 2013-10-01 | 2019-03-01
| Neligh 345/115 kV Transformer | 2013-10-01 | 2019-03-01
Construction Pending - The requested service is contingent upon completion of the following upgrades. Cost is not assignable to the transmission customer.
Reservation | Upgrade Name | DUN | EOC | Earliest Start Date | Redispatch Available
77410135 | 5 TRIBES - HANCOCK 161KV CKT 1 #2 | 2013-11-01 | 2014-06-01
| 5 TRIBES - PECAN CREEK 161KV CKT 1 Accelerate | 2013-11-01 | 2015-06-01
| ADABELL - VBI 161KV CKT 1 | 2013-11-01 | 2018-06-01
| Auburn - JEC 345KV | 2013-06-01 | 2019-06-01
| Auburn - Swissvale 345KV | 2013-06-01 | 2019-06-01
| AUBURN ROAD (AUBRN77X) 345/115/13.8KV TRANSFORMER CKT 1 | 2013-06-01 | 2019-06-01
| BEAVER - EUREKA SPRINGS 161KV CKT 1 AEPW | 2014-06-01 | 2015-06-01
| CIMARRON - DRAPER LAKE 345KV CKT 1 | 2019-10-01 | 2019-10-01
| CORN TAP - PAOLI 138KV CKT 1 | 2019-06-01 | 2019-06-01
| FLINT CREEK - SILOAM SPRINGS TAP 345KV CKT 1 AEPW | 2019-06-01 | 2019-06-01
| FT SMITH - MUSKOGEE 345KV CKT 1 | 2013-06-01 | 2015-06-01
| FT SMITH (FTSMITH1) 500/345/13.8KV TRANSFORMER CKT 1 | 2013-06-01 | 2018-06-01
| GOODYEAR JUNCTION - INDIAN HILLS 115KV CKT 1 | 2013-06-01 | 2016-06-01
| GRDA1 - SILOAM SPRINGS TAP 345KV CKT 1 Accelerate | 2014-06-01 | 2016-06-01
| HOYT - JEFFREY ENERGY CENTER 345KV CKT 1 | 2013-06-01 | 2017-06-01
| Iatan - Jeffrey Energy Center 345 kV KACP | 2013-06-01 | 2019-06-01
| Iatan - Jeffrey Energy Center 345 kV WERE | 2013-06-01 | 2019-06-01
| Lacygne - Mariosa 345KV KACP | 2013-06-01 | 2019-06-01
| Mullergren - Reno 345kV Dbl CKT MKEC | 2013-06-01 | 2019-06-01
| Mullergren - Reno 345kV Dbl CKT WERE | 2013-10-01 | 2019-06-01
| Muskogee - VBI 345 kV with 345/161 kV bus tie near VBI | 2013-06-01 | 2019-06-01
| Spearville - Mullergren 345kV Dbl CKT | 2013-06-01 | 2019-06-01
| VBI - Arkansas Nuclear One 345kV OKGE | 2013-11-01 | 2019-06-01
| Viola - Rose Hill 345 kV | 2013-06-01 | 2019-06-01
Credits may be required for the following Network Upgrades in accordance with Attachment Z2 of the SPP OATT.
Reservation | Upgrade Name | DUN | EOC | Earliest Start Date | Redispatch Available
77410135 | ALTUS SW - NAVAJO 69KV CKT 1 | 2013-06-01 | 2013-06-01
| CANTON - TALOGA 69KV CKT 1 | 2011-06-01 | 2013-06-01
| CIMARRON - DRAPER LAKE 345KV CKT 1 | 2019-10-01 | 2019-10-01
| GRACMNT4 138.00 - WASHITA 138KV CKT 2 OKGE | 2012-01-01 | 2012-01-01
| GRACMNT4 138.00 - WASHITA 138KV CKT 2 WFEC | 2012-01-01 | 2012-01-01
| HUGO POWER PLANT - VALLIANT 345 KV AEPW | 2012-07-01 | 2012-07-01
| HUGO POWER PLANT - VALLIANT 345KV CKT 1 WFEC | 2012-07-01 | 2012-07-01
| LACYGNE - WEST GARDNER 345KV CKT 1 | 2006-06-01 | 2006-06-01
| NORTHWEST - TATONGA 345KV CKT 1 | 2010-01-01 | 2010-01-01
| TALOGA (TALOGA) 138/69/13.8KV TRANSFORMER CKT 1 | 2010-10-01 | 2013-06-01
| TATONGA - WOODWARD 345KV CKT 1 | 2010-01-01 | 2010-01-01
| WOODWARD - IODINE 138KV CKT 1 | 2010-01-01 | 2010-01-01
| WOODWARD - WOODWARD EHV 138KV CKT 1 | 2010-01-01 | 2010-01-01
| WOODWARD 345/138KV TRANSFORMER CKT 1 | 2010-01-01 | 2010-01-01
Third Party Limitations.
Reservation | Upgrade Name | DUN | EOC | Earliest Start Date | Redispatch Available | *Allocated E & C Cost | *Total E & C Cost
77410135 | 7JASPER 345.00 - MORGAN 345KV CKT 1 | 2015-06-01 | 2016-06-01 |  |  | 22339 | 625000
| 7JASPER 345.00 - BLACKBERRY 345KV CKT 1 #1 | 2014-06-01 | 2014-06-01 |  |  | 8469 | 100000
| 7OVERTON 345.00 () 345/161/13.8KV TRANSFORMER CKT 1 | 2013-11-01 | 2014-06-01 |  |  | 2.614% | 100%
| Arkansas Nuclear One 500/345 Transformer | 2013-11-01 | 2019-06-01 |  |  | 549551 | 12000000
| BEAVER - EUREKA SPRINGS 161KV CKT 1 SWPA | 2014-06-01 | 2015-06-01 |  |  | 0 | 0
| BUFORD 5 161.00 - BULL SHOALS 161KV CKT 1 | 2014-01-01 | 2016-06-01 |  |  | 0 | 0
| BUFORD 5 161.00 - NORFORK 161KV CKT 1 | 2014-06-01 | 2016-06-01 |  |  | 0 | 0
| CLAY - LOGAN 161KV CKT 1 SWPA | 2014-06-01 | 2017-06-01 |  |  | 114968 | 1995000
| CLAY - SPRINGFIELD 161KV CKT 1 SWPA #1 | 2013-11-01 | 2014-06-01 |  |  | 0 | 0
| CLAY - SPRINGFIELD 161KV CKT 1 SWPA #2 | 2014-06-01 | 2016-06-01 |  |  | 0 | 0
| CORDO; B 345.00 - NELSO; B 345.00 345KV CKT 1 | 2015-06-01 | 2015-06-01 |  |  | 3.353% | 100%
| GORE - SALLISAW 161KV CKT 1 | 2014-06-01 | 2017-06-01 |  |  | 1488392 | 9000000
| H471 ; 345.00 - QUAD3-11 345.00 345KV CKT 1 | 2015-06-01 | 2015-06-01 |  |  | 3.345% | 100%
| Lacygne - Mariosa 345KV AMRN | 2013-06-01 | 2019-06-01 |  |  | 0 | 0
| LOGAN - MANSFIELD 161KV CKT 1 SWPA | 2014-06-01 | 2017-06-01 |  |  | 1072225 | 18606000
| NORTH SLIDELL - SLIDELL 230KV CKT 1 CELE | 2019-10-01 | 2019-10-01 |  |  | 6.911% | 100%
| SHEELDSHEHSE | 2015-10-01 | 2015-10-01 |  |  | 4.418% | 100%
| VBI - Arkansas Nuclear One 345kV EES | 2013-11-01 | 2019-06-01 |  |  | 4.58% | 100%
[5 empty] | Total | 3255944 | 42326000
*Estimated cost allocation as a percentage of total cost is shown for third-party limitations when costs have not yet been established by the third-party.
*Credits may be required for applicable generation interconnection network upgrades.
Customer | Study Number
CRGL | 2012-AG3-053
Customer | Reservation | POR | POD | Requested Amount | Requested Start Date | Requested Stop Date | Deferred Start Date Without Redispatch | Deferred Stop Date Without Redispatch | Potential Base Plan Funding Allowable | Point-to-Point Base Rate | Allocated E & C Cost | Total Revenue Requirements
CRGL | 77410149 | CSWS | EES | 100 | 2014-01-01 | 2019-01-01 | 2020-06-01 | 2025-06-01 | 0 | 7680000 | 34952172 | 88007557.32
[9 empty] | 0 | 7680000 | 34952172 | 88007557.32
Reservation | Upgrade Name | DUN | EOC | Earliest Start Date | Redispatch Available | Allocated E & C Cost | Total E & C Cost | Total Revenue Requirements
77410149 | EASTOWN7 345.00 - IATAN 345KV CKT 1 | 2019-06-01 | 2019-06-01 |  |  | 1633254 | 35842500 | 5413505.022
| GRAND ISLAND - SWEETWATER 345KV CKT 2 | 2013-06-01 | 2020-06-01 |  |  | 1571545 | 96368000 | 4130572.77
| HOBART JUNCTION (HOB-JCT) 138/69/13.8KV TRANSFORMER CKT 1 | 2019-06-01 | 2019-06-01 |  |  | 3500000 | 3500000 | 8783026.206
| HOLT - NELIGH 345KV CKT 1 | 2013-10-01 | 2019-03-01 |  |  | 552125 | 30656000 | 1520483.274
| LYDIA - VALLIANT 345KV CKT 1 | 2015-06-01 | 2017-06-01 |  |  | 3188070 | 65746687.5 | 12304865.346
| NORGE ROAD - SOUTHWESTERN STATION 138KV CKT 1 | 2019-06-01 | 2019-06-01 |  |  | 106990 | 303750 | 377113.14
| PITTSBURG - SEMINOLE 345KV CKT 1 OKGE | 2015-06-01 | 2016-06-01 |  |  | 8149 | 326250 | 31382.028
| PITTSBURG - VALLIANT 345KV CKT 1 | 2015-06-01 | 2016-06-01 |  |  | 12571 | 303750 | 51269.7
| SUB 124 - AURORA H.T. 69KV | 2019-06-01 | 2019-06-01 |  |  | 172680 | 3300000 | 424104.24
| SWISSVALE - WEST GARDNER 345KV CKT 1 WERE | 2015-06-01 | 2016-06-01 |  |  | 8227 | 393750 | 27667.944
| Wolf Creek to Neosho 345 kV | 2015-10-01 | 2020-06-01 |  |  | 24198561 | 117126900 | 54943567.65
[5 empty] | Total | 34952172 | 353867587.5 | 88007557.32
Expansion Plan - The requested service is contingent upon completion of the following upgrades. Cost is not assignable to the transmission customer.
Reservation | Upgrade Name | DUN | EOC | Earliest Start Date | Redispatch Available
77410149 | IATAN - NASHUA 345KV CKT 1 | 2013-06-01 | 2015-06-01
| Line - Clark County - Thistle 345 kV dbl Ckt | 2013-06-01 | 2015-01-01
| Line - Hitchland - Woodward 345 kV dbl Ckt OKGE | 2013-06-01 | 2014-07-01
| Line - Hitchland - Woodward 345 kV dbl Ckt SPS | 2013-06-01 | 2014-07-01
| Line - Spearville - Clark County 345 kV dbl Ckt | 2013-06-01 | 2015-01-01
| Line - Thistle - Wichita 345 kV dbl Ckt PW | 2013-06-01 | 2015-01-01
| Line - Thistle - Wichita 345 kV dbl Ckt WERE | 2013-06-01 | 2015-01-01
| Line - Thistle - Woodward 345 kV dbl Ckt OKGE | 2013-06-01 | 2015-01-01
| Line - Thistle - Woodward 345 kV dbl Ckt PW | 2013-06-01 | 2015-01-01
| Line - Tuco - Woodward 345 kV line OKGE | 2013-06-01 | 2014-06-01
| Line - Tuco - Woodward 345 kV line SPS | 2013-06-01 | 2014-06-01
| NORTHWEST TEXARKANA - VALLIANT 345KV CKT 1 | 2014-06-01 | 2015-05-01
| XFR - Thistle 345/138 kV | 2013-06-01 | 2015-01-01
Reliability Projects - The requested service is contingent upon completion of the following upgrades. Cost is not assignable to the transmission customer.
Reservation | Upgrade Name | DUN | EOC | Earliest Start Date | Redispatch Available
77410149 | AVOCA - EAST ROGERS 161KV CKT 1 | 2014-06-01 | 2016-06-01
| Cherry Co - Gentleman 345 kV Ckt1 | 2013-10-01 | 2018-01-01
| Cherry Co - Holt Co 345 kV Ckt1 | 2013-10-01 | 2018-01-01
| Cherry Co 345 kV Terminal Upgrades | 2013-10-01 | 2018-01-01
| Neligh - Hoskins 345 kV Ckt1 | 2013-10-01 | 2019-03-01
| Neligh 345/115 kV Transformer | 2013-10-01 | 2019-03-01
Construction Pending - The requested service is contingent upon completion of the following upgrades. Cost is not assignable to the transmission customer.
Reservation | Upgrade Name | DUN | EOC | Earliest Start Date | Redispatch Available
77410149 | 5 TRIBES - HANCOCK 161KV CKT 1 #2 | 2013-11-01 | 2014-06-01
| 5 TRIBES - PECAN CREEK 161KV CKT 1 Accelerate | 2013-11-01 | 2015-06-01
| ADABELL - VBI 161KV CKT 1 | 2013-11-01 | 2018-06-01
| Auburn - JEC 345KV | 2013-06-01 | 2019-06-01
| Auburn - Swissvale 345KV | 2013-06-01 | 2019-06-01
| AUBURN ROAD (AUBRN77X) 345/115/13.8KV TRANSFORMER CKT 1 | 2013-06-01 | 2019-06-01
| BEAVER - EUREKA SPRINGS 161KV CKT 1 AEPW | 2014-06-01 | 2015-06-01
| CIMARRON - DRAPER LAKE 345KV CKT 1 | 2019-10-01 | 2019-10-01
| CORN TAP - PAOLI 138KV CKT 1 | 2019-06-01 | 2019-06-01
| FLINT CREEK - SILOAM SPRINGS TAP 345KV CKT 1 AEPW | 2019-06-01 | 2019-06-01
| FT SMITH - MUSKOGEE 345KV CKT 1 | 2013-06-01 | 2015-06-01
| FT SMITH (FTSMITH1) 500/345/13.8KV TRANSFORMER CKT 1 | 2013-06-01 | 2018-06-01
| GOODYEAR JUNCTION - INDIAN HILLS 115KV CKT 1 | 2013-06-01 | 2016-06-01
| GRDA1 - SILOAM SPRINGS TAP 345KV CKT 1 Accelerate | 2014-06-01 | 2016-06-01
| HOYT - JEFFREY ENERGY CENTER 345KV CKT 1 | 2013-06-01 | 2017-06-01
| Iatan - Jeffrey Energy Center 345 kV KACP | 2013-06-01 | 2019-06-01
| Iatan - Jeffrey Energy Center 345 kV WERE | 2013-06-01 | 2019-06-01
| Lacygne - Mariosa 345KV KACP | 2013-06-01 | 2019-06-01
| Mullergren - Reno 345kV Dbl CKT MKEC | 2013-06-01 | 2019-06-01
| Mullergren - Reno 345kV Dbl CKT WERE | 2013-10-01 | 2019-06-01
| Muskogee - VBI 345 kV with 345/161 kV bus tie near VBI | 2013-06-01 | 2019-06-01
| Spearville - Mullergren 345kV Dbl CKT | 2013-06-01 | 2019-06-01
| VBI - Arkansas Nuclear One 345kV OKGE | 2013-11-01 | 2019-06-01
| Viola - Rose Hill 345 kV | 2013-06-01 | 2019-06-01
Credits may be required for the following Network Upgrades in accordance with Attachment Z2 of the SPP OATT.
Reservation | Upgrade Name | DUN | EOC | Earliest Start Date | Redispatch Available
77410149 | CHERRY6 230.00 - Harrington Station East Bus 230KV CKT 1 | 2015-06-01 | 2015-06-01
| CIMARRON - DRAPER LAKE 345KV CKT 1 | 2019-10-01 | 2019-10-01
| G03-05T 138.00 - PARADISE 138KV CKT 1 | 2010-06-01 | 2013-06-01
| GRACMNT4 138.00 - WASHITA 138KV CKT 2 OKGE | 2012-01-01 | 2012-01-01
| GRACMNT4 138.00 - WASHITA 138KV CKT 2 WFEC | 2012-01-01 | 2012-01-01
| HUGO POWER PLANT - VALLIANT 345 KV AEPW | 2012-07-01 | 2012-07-01
| HUGO POWER PLANT - VALLIANT 345KV CKT 1 WFEC | 2012-07-01 | 2012-07-01
| LACYGNE - WEST GARDNER 345KV CKT 1 | 2006-06-01 | 2006-06-01
| NORTHWEST - TATONGA 345KV CKT 1 | 2010-01-01 | 2010-01-01
| TATONGA - WOODWARD 345KV CKT 1 | 2010-01-01 | 2010-01-01
| WOODWARD - WOODWARD EHV 138KV CKT 1 | 2010-01-01 | 2010-01-01
| WOODWARD 345/138KV TRANSFORMER CKT 1 | 2010-01-01 | 2010-01-01
Potential reservation deferral and redispatch requirement on the following upgrades due to positive MW Impact on limitations that require upgrade. No cost assignment due to negative MW impact on defined upgrade.
Reservation | Upgrade Name | DUN | EOC | Earliest Start Date | Redispatch Available
77410149 | OKLAUNION 345KV SVC | 2013-06-01 | 2019-06-01 | 2019-06-01
Third Party Limitations.
Reservation | Upgrade Name | DUN | EOC | Earliest Start Date | Redispatch Available | *Allocated E & C Cost | *Total E & C Cost
77410149 | 7JASPER 345.00 - MORGAN 345KV CKT 1 | 2015-06-01 | 2016-06-01 |  |  | 29579 | 625000
| 7JASPER 345.00 - BLACKBERRY 345KV CKT 1 #1 | 2014-06-01 | 2014-06-01 |  |  | 11215 | 100000
| 7OVERTON 345.00 () 345/161/13.8KV TRANSFORMER CKT 1 | 2013-11-01 | 2014-06-01 |  |  | 3.468% | 100%
| Arkansas Nuclear One 500/345 Transformer | 2013-11-01 | 2019-06-01 |  |  | 731883 | 12000000
| BEAVER - EUREKA SPRINGS 161KV CKT 1 SWPA | 2014-06-01 | 2015-06-01 |  |  | 0 | 0
| BUFORD 5 161.00 - BULL SHOALS 161KV CKT 1 | 2014-01-01 | 2016-06-01 |  |  | 0 | 0
| BUFORD 5 161.00 - NORFORK 161KV CKT 1 | 2014-06-01 | 2016-06-01 |  |  | 0 | 0
| CLAY - LOGAN 161KV CKT 1 SWPA | 2014-06-01 | 2017-06-01 |  |  | 152573 | 1995000
| CLAY - SPRINGFIELD 161KV CKT 1 SWPA #1 | 2013-11-01 | 2014-06-01 |  |  | 0 | 0
| CLAY - SPRINGFIELD 161KV CKT 1 SWPA #2 | 2014-06-01 | 2016-06-01 |  |  | 0 | 0
| CORDO; B 345.00 - NELSO; B 345.00 345KV CKT 1 | 2015-06-01 | 2015-06-01 |  |  | 4.444% | 100%
| GORE - SALLISAW 161KV CKT 1 | 2014-06-01 | 2017-06-01 |  |  | 1980852 | 9000000
| H471 ; 345.00 - QUAD3-11 345.00 345KV CKT 1 | 2015-06-01 | 2015-06-01 |  |  | 4.433% | 100%
| Lacygne - Mariosa 345KV AMRN | 2013-06-01 | 2019-06-01 |  |  | 0 | 0
| LOGAN - MANSFIELD 161KV CKT 1 SWPA | 2014-06-01 | 2017-06-01 |  |  | 1422942 | 18606000
| NORTH SLIDELL - SLIDELL 230KV CKT 1 CELE | 2019-10-01 | 2019-10-01 |  |  | 9.23% | 100%
| SHEELDSHEHSE | 2015-10-01 | 2015-10-01 |  |  | 5.763% | 100%
| VBI - Arkansas Nuclear One 345kV EES | 2013-11-01 | 2019-06-01 |  |  | 6.099% | 100%
[5 empty] | Total | 4329044 | 42326000
*Estimated cost allocation as a percentage of total cost is shown for third-party limitations when costs have not yet been established by the third-party.
*Credits may be required for applicable generation interconnection network upgrades.
Customer | Study Number
CRGL | 2012-AG3-054
Customer | Reservation | POR | POD | Requested Amount | Requested Start Date | Requested Stop Date | Deferred Start Date Without Redispatch | Deferred Stop Date Without Redispatch | Potential Base Plan Funding Allowable | Point-to-Point Base Rate | Allocated E & C Cost | Total Revenue Requirements
CRGL | 77410157 | CSWS | EES | 150 | 2014-01-01 | 2019-01-01 | 2020-06-01 | 2025-06-01 | 0 | 11520000 | 12445384 | 41005785.57
[9 empty] | 0 | 11520000 | 12445384 | 41005785.57
Reservation | Upgrade Name | DUN | EOC | Earliest Start Date | Redispatch Available | Allocated E & C Cost | Total E & C Cost | Total Revenue Requirements
77410157 | BARTLESVILLE COMANCHE - MOUND ROAD 138KV CKT 1 | 2015-06-01 | 2017-06-01 |  |  | 2875657 | 2885625 | 9489053.682
| EASTOWN7 345.00 - IATAN 345KV CKT 1 | 2019-06-01 | 2019-06-01 |  |  | 2656511 | 35842500 | 8805143.376
| GRAND ISLAND - SWEETWATER 345KV CKT 2 | 2013-06-01 | 2020-06-01 |  |  | 1809839 | 96368000 | 4756893.18
| HOLT - NELIGH 345KV CKT 1 | 2013-10-01 | 2019-03-01 |  |  | 658349 | 30656000 | 1813010.904
| LYDIA - VALLIANT 345KV CKT 1 | 2015-06-01 | 2017-06-01 |  |  | 3684379 | 65746687.5 | 14220449.214
| PITTSBURG - SEMINOLE 345KV CKT 1 OKGE | 2015-06-01 | 2016-06-01 |  |  | 12591 | 326250 | 48488.286
| PITTSBURG - VALLIANT 345KV CKT 1 | 2015-06-01 | 2016-06-01 |  |  | 18805 | 303750 | 76694.496
| SHIDLER - WEST PAWHUSKA 138KV CKT 1 | 2019-06-01 | 2019-06-01 |  |  | 303750 | 303750 | 743896.824
| SUB 124 - AURORA H.T. 69KV | 2019-06-01 | 2019-06-01 |  |  | 417659 | 3300000 | 1025775.702
| SWISSVALE - WEST GARDNER 345KV CKT 1 WERE | 2015-06-01 | 2016-06-01 |  |  | 7844 | 393750 | 26379.906
[5 empty] | Total | 12445384 | 236126312.5 | 41005785.57
Expansion Plan - The requested service is contingent upon completion of the following upgrades. Cost is not assignable to the transmission customer.
Reservation | Upgrade Name | DUN | EOC | Earliest Start Date | Redispatch Available
77410157 | IATAN - NASHUA 345KV CKT 1 | 2013-06-01 | 2015-06-01
| Line - Clark County - Thistle 345 kV dbl Ckt | 2013-06-01 | 2015-01-01
| Line - Hitchland - Woodward 345 kV dbl Ckt OKGE | 2013-06-01 | 2014-07-01
| Line - Hitchland - Woodward 345 kV dbl Ckt SPS | 2013-06-01 | 2014-07-01
| Line - Spearville - Clark County 345 kV dbl Ckt | 2013-06-01 | 2015-01-01
| Line - Thistle - Wichita 345 kV dbl Ckt PW | 2013-06-01 | 2015-01-01
| Line - Thistle - Wichita 345 kV dbl Ckt WERE | 2013-06-01 | 2015-01-01
| Line - Thistle - Woodward 345 kV dbl Ckt OKGE | 2013-06-01 | 2015-01-01
| Line - Thistle - Woodward 345 kV dbl Ckt PW | 2013-06-01 | 2015-01-01
| Line - Tuco - Woodward 345 kV line OKGE | 2013-06-01 | 2014-06-01
| Line - Tuco - Woodward 345 kV line SPS | 2013-06-01 | 2014-06-01
| NORTHWEST TEXARKANA - VALLIANT 345KV CKT 1 | 2014-06-01 | 2015-05-01
| XFR - Thistle 345/138 kV | 2013-06-01 | 2015-01-01
Reliability Projects - The requested service is contingent upon completion of the following upgrades. Cost is not assignable to the transmission customer.
Reservation | Upgrade Name | DUN | EOC | Earliest Start Date | Redispatch Available
77410157 | AVOCA - EAST ROGERS 161KV CKT 1 | 2014-06-01 | 2016-06-01
| Cherry Co - Gentleman 345 kV Ckt1 | 2013-10-01 | 2018-01-01
| Cherry Co - Holt Co 345 kV Ckt1 | 2013-10-01 | 2018-01-01
| Cherry Co 345 kV Terminal Upgrades | 2013-10-01 | 2018-01-01
| Neligh - Hoskins 345 kV Ckt1 | 2013-10-01 | 2019-03-01
| Neligh 345/115 kV Transformer | 2013-10-01 | 2019-03-01
Construction Pending - The requested service is contingent upon completion of the following upgrades. Cost is not assignable to the transmission customer.
Reservation | Upgrade Name | DUN | EOC | Earliest Start Date | Redispatch Available
77410157 | ADABELL - VBI 161KV CKT 1 | 2013-11-01 | 2018-06-01
| Auburn - JEC 345KV | 2013-06-01 | 2019-06-01
| Auburn - Swissvale 345KV | 2013-06-01 | 2019-06-01
| AUBURN ROAD (AUBRN77X) 345/115/13.8KV TRANSFORMER CKT 1 | 2013-06-01 | 2019-06-01
| BEAVER - EUREKA SPRINGS 161KV CKT 1 AEPW | 2014-06-01 | 2015-06-01
| CIMARRON - DRAPER LAKE 345KV CKT 1 | 2019-10-01 | 2019-10-01
| FLINT CREEK - SILOAM SPRINGS TAP 345KV CKT 1 AEPW | 2019-06-01 | 2019-06-01
| FT SMITH - MUSKOGEE 345KV CKT 1 | 2013-06-01 | 2015-06-01
| FT SMITH (FTSMITH1) 500/345/13.8KV TRANSFORMER CKT 1 | 2013-06-01 | 2018-06-01
| GOODYEAR JUNCTION - INDIAN HILLS 115KV CKT 1 | 2013-06-01 | 2016-06-01
| GRDA1 - SILOAM SPRINGS TAP 345KV CKT 1 Accelerate | 2014-06-01 | 2016-06-01
| HOYT - JEFFREY ENERGY CENTER 345KV CKT 1 | 2013-06-01 | 2017-06-01
| Iatan - Jeffrey Energy Center 345 kV KACP | 2013-06-01 | 2019-06-01
| Iatan - Jeffrey Energy Center 345 kV WERE | 2013-06-01 | 2019-06-01
| Lacygne - Mariosa 345KV KACP | 2013-06-01 | 2019-06-01
| Mullergren - Reno 345kV Dbl CKT MKEC | 2013-06-01 | 2019-06-01
| Mullergren - Reno 345kV Dbl CKT WERE | 2013-10-01 | 2019-06-01
| Muskogee - VBI 345 kV with 345/161 kV bus tie near VBI | 2013-06-01 | 2019-06-01
| Spearville - Mullergren 345kV Dbl CKT | 2013-06-01 | 2019-06-01
| VBI - Arkansas Nuclear One 345kV OKGE | 2013-11-01 | 2019-06-01
Credits may be required for the following Network Upgrades in accordance with Attachment Z2 of the SPP OATT.
Reservation | Upgrade Name | DUN | EOC | Earliest Start Date | Redispatch Available
77410157 | CIMARRON - DRAPER LAKE 345KV CKT 1 | 2019-10-01 | 2019-10-01
| HUGO POWER PLANT - VALLIANT 345 KV AEPW | 2012-07-01 | 2012-07-01
| HUGO POWER PLANT - VALLIANT 345KV CKT 1 WFEC | 2012-07-01 | 2012-07-01
| LACYGNE - WEST GARDNER 345KV CKT 1 | 2006-06-01 | 2006-06-01
| TATONGA - WOODWARD 345KV CKT 1 | 2010-01-01 | 2010-01-01
Potential reservation deferral and redispatch requirement on the following upgrades due to positive MW Impact on limitations that require upgrade. No cost assignment due to negative MW impact on defined upgrade.
Reservation | Upgrade Name | DUN | EOC | Earliest Start Date | Redispatch Available
77410157 | Wolf Creek to Neosho 345 kV | 2015-10-01 | 2020-06-01 | 2020-06-01
Third Party Limitations.
Reservation | Upgrade Name | DUN | EOC | Earliest Start Date | Redispatch Available | *Allocated E & C Cost | *Total E & C Cost
77410157 | 7JASPER 345.00 - MORGAN 345KV CKT 1 | 2015-06-01 | 2016-06-01 |  |  | 53371 | 625000
| 7JASPER 345.00 - BLACKBERRY 345KV CKT 1 #1 | 2014-06-01 | 2014-06-01 |  |  | 20786 | 100000
| 7OVERTON 345.00 () 345/161/13.8KV TRANSFORMER CKT 1 | 2013-11-01 | 2014-06-01 |  |  | 4.727% | 100%
| Arkansas Nuclear One 500/345 Transformer | 2013-11-01 | 2019-06-01 |  |  | 1169505 | 12000000
| BEAVER - EUREKA SPRINGS 161KV CKT 1 SWPA | 2014-06-01 | 2015-06-01 |  |  | 0 | 0
| BUFORD 5 161.00 - BULL SHOALS 161KV CKT 1 | 2014-01-01 | 2016-06-01 |  |  | 0 | 0
| BUFORD 5 161.00 - NORFORK 161KV CKT 1 | 2014-06-01 | 2016-06-01 |  |  | 0 | 0
| CLAY - LOGAN 161KV CKT 1 SWPA | 2014-06-01 | 2017-06-01 |  |  | 275035 | 1995000
| CLAY - SPRINGFIELD 161KV CKT 1 SWPA #1 | 2013-11-01 | 2014-06-01 |  |  | 0 | 0
| CLAY - SPRINGFIELD 161KV CKT 1 SWPA #2 | 2014-06-01 | 2016-06-01 |  |  | 0 | 0
| CORDO; B 345.00 - NELSO; B 345.00 345KV CKT 1 | 2015-06-01 | 2015-06-01 |  |  | 6.682% | 100%
| FAIRFAX 138/69KV TRANSFORMER CKT 1 | 2015-06-01 | 2017-06-01 |  |  | 2000000 | 2000000
| GORE - SALLISAW 161KV CKT 1 | 2014-06-01 | 2017-06-01 |  |  | 3108107 | 9000000
| H471 ; 345.00 - QUAD3-11 345.00 345KV CKT 1 | 2015-06-01 | 2015-06-01 |  |  | 6.663% | 100%
| Lacygne - Mariosa 345KV AMRN | 2013-06-01 | 2019-06-01 |  |  | 0 | 0
| LOGAN - MANSFIELD 161KV CKT 1 SWPA | 2014-06-01 | 2017-06-01 |  |  | 2565060 | 18606000
| NORFORK - SOUTHLAND AECC 161KV CKT 1 | 2015-06-01 | 2016-06-01 |  |  | 38256 | 225000
| NORTH SLIDELL - SLIDELL 230KV CKT 1 CELE | 2019-10-01 | 2019-10-01 |  |  | 13.68% | 100%
| SHEELDSHEHSE | 2015-10-01 | 2015-10-01 |  |  | 11.68% | 100%
| VBI - Arkansas Nuclear One 345kV EES | 2013-11-01 | 2019-06-01 |  |  | 9.746% | 100%
[5 empty] | Total | 9230120 | 44551000
*Estimated cost allocation as a percentage of total cost is shown for third-party limitations when costs have not yet been established by the third-party.
*Credits may be required for applicable generation interconnection network upgrades.
Customer | Study Number
ETEC | 2012-AG3-038
Customer | Reservation | POR | POD | Requested Amount | Requested Start Date | Requested Stop Date | Deferred Start Date Without Redispatch | Deferred Stop Date Without Redispatch | Potential Base Plan Funding Allowable | Point-to-Point Base Rate | Allocated E & C Cost | Total Revenue Requirements
ETEC | 77410319 | CSWS | CSWS | 1171 | 2015-01-01 | 2040-01-01 |  |  | 0 | 0 | 0 | 0
[9 empty] | 0 | 0 | 0 | 0
Reservation | Upgrade Name | DUN | EOC | Earliest Start Date | Redispatch Available | Allocated E & C Cost | Total E & C Cost | Total Revenue Requirements
77410319 | None |  |  |  |  | 0 | 0 | 0
[5 empty] | Total | 0 | 0 | 0
*Credits may be required for applicable generation interconnection network upgrades.
Customer | Study Number
ETEC | 2012-AG3-039
Customer | Reservation | POR | POD | Requested Amount | Requested Start Date | Requested Stop Date | Deferred Start Date Without Redispatch | Deferred Stop Date Without Redispatch | Potential Base Plan Funding Allowable | Point-to-Point Base Rate | Allocated E & C Cost | Total Revenue Requirements
ETEC | 77410327 | CSWS | CSWS | 79 | 2015-01-01 | 2040-01-01 |  |  | 0 | 0 | 0 | 0
[9 empty] | 0 | 0 | 0 | 0
Reservation | Upgrade Name | DUN | EOC | Earliest Start Date | Redispatch Available | Allocated E & C Cost | Total E & C Cost | Total Revenue Requirements
77410327 | None |  |  |  |  | 0 | 0 | 0
[5 empty] | Total | 0 | 0 | 0
Construction Pending - The requested service is contingent upon completion of the following upgrades. Cost is not assignable to the transmission customer.
Reservation | Upgrade Name | DUN | EOC | Earliest Start Date | Redispatch Available
77410327 | KNOX LEE - SOUTH TEXAS EASTMAN 138KV CKT 1 | 2019-06-01 | 2019-06-01
*Credits may be required for applicable generation interconnection network upgrades.
Customer | Study Number
ETEC | 2012-AG3-040
Customer | Reservation | POR | POD | Requested Amount | Requested Start Date | Requested Stop Date | Deferred Start Date Without Redispatch | Deferred Stop Date Without Redispatch | Potential Base Plan Funding Allowable | Point-to-Point Base Rate | Allocated E & C Cost | Total Revenue Requirements
ETEC | 77410336 | CSWS | CSWS | 500 | 2015-01-01 | 2040-01-01 |  |  | 0 | 0 | 0 | 0
[9 empty] | 0 | 0 | 0 | 0
Reservation | Upgrade Name | DUN | EOC | Earliest Start Date | Redispatch Available | Allocated E & C Cost | Total E & C Cost | Total Revenue Requirements
77410336 | None |  |  |  |  | 0 | 0 | 0
[5 empty] | Total | 0 | 0 | 0
Construction Pending - The requested service is contingent upon completion of the following upgrades. Cost is not assignable to the transmission customer.
Reservation | Upgrade Name | DUN | EOC | Earliest Start Date | Redispatch Available
77410336 | KNOX LEE - SOUTH TEXAS EASTMAN 138KV CKT 1 | 2019-06-01 | 2019-06-01
Credits may be required for the following Network Upgrades in accordance with Attachment Z2 of the SPP OATT.
Reservation | Upgrade Name | DUN | EOC | Earliest Start Date | Redispatch Available
77410336 | HUGO POWER PLANT - VALLIANT 345 KV AEPW | 2012-07-01 | 2012-07-01
| HUGO POWER PLANT - VALLIANT 345KV CKT 1 WFEC | 2012-07-01 | 2012-07-01
| HUGO POWER PLANT 345/138KV TRANSFORMER CKT 1 | 2012-07-01 | 2012-07-01
*Credits may be required for applicable generation interconnection network upgrades.
Customer | Study Number
ETEC | 2012-AG3-041
Customer | Reservation | POR | POD | Requested Amount | Requested Start Date | Requested Stop Date | Deferred Start Date Without Redispatch | Deferred Stop Date Without Redispatch | Potential Base Plan Funding Allowable | Point-to-Point Base Rate | Allocated E & C Cost | Total Revenue Requirements
ETEC | 77410342 | EES | CSWS | 30 | 2015-01-01 | 2040-01-01 |  |  | 0 | 0 | 0 | 0
[9 empty] | 0 | 0 | 0 | 0
Reservation | Upgrade Name | DUN | EOC | Earliest Start Date | Redispatch Available | Allocated E & C Cost | Total E & C Cost | Total Revenue Requirements
77410342 | None |  |  |  |  | 0 | 0 | 0
[5 empty] | Total | 0 | 0 | 0
Construction Pending - The requested service is contingent upon completion of the following upgrades. Cost is not assignable to the transmission customer.
Reservation | Upgrade Name | DUN | EOC | Earliest Start Date | Redispatch Available
77410342 | KNOX LEE - SOUTH TEXAS EASTMAN 138KV CKT 1 | 2019-06-01 | 2019-06-01
*Credits may be required for applicable generation interconnection network upgrades.
Customer | Study Number
ETEC | 2012-AG3-042
Customer | Reservation | POR | POD | Requested Amount | Requested Start Date | Requested Stop Date | Deferred Start Date Without Redispatch | Deferred Stop Date Without Redispatch | Potential Base Plan Funding Allowable | Point-to-Point Base Rate | Allocated E & C Cost | Total Revenue Requirements
ETEC | 77410350 | CSWS | CSWS | 406 | 2015-01-01 | 2040-01-01 | 2020-06-01 | 2045-06-01 | 20332765 | 0 | 20332765 | 155625204.03
[9 empty] | 20332765 | 0 | 20332765 | 155625204.03
Reservation | Upgrade Name | DUN | EOC | Earliest Start Date | Redispatch Available | Allocated E & C Cost | Total E & C Cost | Total Revenue Requirements
77410350 | BETHEL - BROKEN BOW 138KV CKT 1 | 2015-06-01 | 2017-06-01 |  |  | 4922883 | 9190000 | 42615049.38
| BETHEL - NASHOBA 138KV CKT 1 Accelerate | 2015-06-01 | 2017-06-01 |  |  | 1593530 | 2974789 | 11429450.73
| BLOOMBURG - IPC TAP 69KV CKT 1 | 2015-06-01 | 2017-06-01 |  |  | 5291325 | 5291325 | 39043423.74
| CLAYTON - NASHOBA 138KV CKT 1 Accelerate | 2015-06-01 | 2017-06-01 |  |  | 821916 | 1534346 | 5895118.65
| CLAYTON - SARDIS 138KV CKT 1 Accelerate | 2015-06-01 | 2017-06-01 |  |  | 103716 | 193617 | 743893.71
| ELGIN JUNCTION - SOUTHWESTERN STATION 138KV CKT 1 | 2015-06-01 | 2016-06-01 |  |  | 42290 | 303750 | 335098.53
| ENOWILT - LONE OAK 138KV CKT 1 Accelerate | 2015-06-01 | 2017-06-01 |  |  | 39044 | 72887 | 280039.56
| ENOWILT - SARDIS 138KV CKT 1 Accelerate | 2015-06-01 | 2017-06-01 |  |  | 980248 | 1829920 | 7030740.72
| IPC TAP - PLEASANT HILL 69KV CKT 1 | 2015-06-01 | 2017-06-01 |  |  | 2830950 | 2830950 | 20888904.09
| LYDIA - VALLIANT 345KV CKT 1 | 2015-06-01 | 2017-06-01 |  |  | 3191226 | 65746687.5 | 23547294.66
| NORTHWEST TEXARKANA - NW TEXARKANA-BANN T 138KV CKT 1 | 2015-06-01 | 2017-06-01 |  |  | 227812 | 227812.5 | 1680970.35
| PITTSBURG - SEMINOLE 345KV CKT 1 OKGE | 2015-06-01 | 2016-06-01 |  |  | 8917 | 326250 | 69829.38
| PITTSBURG - VALLIANT 345KV CKT 1 | 2015-06-01 | 2016-06-01 |  |  | 17683 | 303750 | 137873.64
| PLEASANT HILL - SOUTH TEXARKANA REC 69KV CKT 1 | 2015-06-01 | 2017-06-01 |  |  | 261225 | 261225 | 1927516.89
[5 empty] | Total | 20332765 | 91087309 | 155625204.03
Reliability Projects - The requested service is contingent upon completion of the following upgrades. Cost is not assignable to the transmission customer.
Reservation | Upgrade Name | DUN | EOC | Earliest Start Date | Redispatch Available
77410350 | Arcadia 345 kV Terminal Upgrades | 2013-06-01 | 2016-06-01
| CHAPEL HILL REC - WELSH REC 138KV CKT 1 | 2019-06-01 | 2019-06-01
| NEW GLADEWATER - PERDUE 138KV CKT 1 | 2019-10-01 | 2019-10-01
| WELSH REC - WILKES 138KV CKT 1 | 2023-06-01 | 2023-06-01
Construction Pending - The requested service is contingent upon completion of the following upgrades. Cost is not assignable to the transmission customer.
Reservation | Upgrade Name | DUN | EOC | Earliest Start Date | Redispatch Available
77410350 | CIMARRON - DRAPER LAKE 345KV CKT 1 | 2019-10-01 | 2019-10-01
| FT SMITH - MUSKOGEE 345KV CKT 1 | 2013-06-01 | 2015-06-01
| KNOX LEE - SOUTH TEXAS EASTMAN 138KV CKT 1 | 2019-06-01 | 2019-06-01
| Muskogee - VBI 345 kV with 345/161 kV bus tie near VBI | 2013-06-01 | 2019-06-01
Credits may be required for the following Network Upgrades in accordance with Attachment Z2 of the SPP OATT.
Reservation | Upgrade Name | DUN | EOC | Earliest Start Date | Redispatch Available
77410350 | ALEXANDER - PRATT 115KV CKT 1 | 2009-12-01 | 2013-06-01
| ALUMAX TAP - BANN 138KV CKT 1 | 2008-06-01 | 2008-06-01
| ASHDOWN REC (MILLWOOD) - OKAY 138KV CKT 1 | 2012-07-01 | 2012-07-01
| ASHDOWN REC (MILLWOOD) - PATTERSON 138KV CKT 1 | 2012-07-01 | 2012-07-01
| BANN - RED SPRINGS REC 138KV CKT 1 | 2012-07-01 | 2012-07-01
| BARBER - SAWYER 115KV CKT 1 | 2009-12-01 | 2013-06-01
| BARBER (BARBER 4) 138/115/2.72KV TRANSFORMER CKT 1 | 2009-12-01 | 2013-06-01
| BEELINE - EXPLORER GLENPOOL TAP 138KV CKT 1 | 2009-06-01 | 2009-06-01
| CHERRY6 230.00 - Harrington Station East Bus 230KV CKT 1 | 2015-06-01 | 2015-06-01
| CIMARRON - DRAPER LAKE 345KV CKT 1 | 2019-10-01 | 2019-10-01
| CLIFTON - GREENLEAF 115KV CKT 1 | 2011-06-01 | 2013-06-01
| EXPLORER GLENPOOL TAP - RIVERSIDE STATION 138KV CKT 1 AEPW | 2009-06-01 | 2009-06-01
| EXPLORER GLENPOOL TAP - RIVERSIDE STATION 138KV CKT 1 OKGE | 2009-06-01 | 2009-06-01
| FLATRDG3 138.00 - MEDICINE LODGE 138KV CKT 1 | 2009-12-01 | 2013-06-01
| FLATRDG3 138.00 - HARPER 138KV CKT 1 | 2009-12-01 | 2013-06-01
| FT RANDAL - MADISONCO 230.00 230KV CKT 1 | 2013-10-01 | 2014-11-01
| G03-05T 138.00 - PARADISE 138KV CKT 1 | 2010-06-01 | 2013-06-01
| GRACMNT4 138.00 - WASHITA 138KV CKT 2 OKGE | 2012-01-01 | 2012-01-01
| GRACMNT4 138.00 - WASHITA 138KV CKT 2 WFEC | 2012-01-01 | 2012-01-01
| GREENLEAF - KNOB HILL 115KV CKT 1 MKEC | 2013-06-01 | 2013-06-01
| HUGO POWER PLANT - VALLIANT 345 KV AEPW | 2012-07-01 | 2012-07-01
| HUGO POWER PLANT - VALLIANT 345KV CKT 1 WFEC | 2012-07-01 | 2012-07-01
| HUGO POWER PLANT 345/138KV TRANSFORMER CKT 1 | 2012-07-01 | 2012-07-01
| KELLY - MADISONCO 230.00 230KV CKT 1 | 2013-10-01 | 2014-11-01
| LACYGNE - WEST GARDNER 345KV CKT 1 | 2006-06-01 | 2006-06-01
| MANDEVILTP4 - SE TEXARKANA 138KV CKT 1 | 2012-07-01 | 2012-07-01
| MANDEVILTP4 - TURK 138KV CKT 1 | 2012-07-01 | 2012-07-01
| MCNAB REC - TURK 115KV CKT 1 | 2012-07-01 | 2012-07-01
| NORTHWEST - TATONGA 345KV CKT 1 | 2010-01-01 | 2010-01-01
| OKAY - TURK 138KV CKT 1 | 2012-07-01 | 2012-07-01
| SUB 110 - ORONOGO JCT. - SUB 167 - RIVERTON 161KV CKT 1 | 2011-06-01 | 2011-06-01
| SUGAR HILL - TURK 138KV CKT 1 | 2012-07-01 | 2012-07-01
| TALOGA (TALOGA) 138/69/13.8KV TRANSFORMER CKT 1 | 2010-10-01 | 2013-06-01
| TATONGA - WOODWARD 345KV CKT 1 | 2010-01-01 | 2010-01-01
| WOODWARD - IODINE 138KV CKT 1 | 2010-01-01 | 2010-01-01
| WOODWARD - WOODWARD EHV 138KV CKT 1 | 2010-01-01 | 2010-01-01
| WOODWARD - WOODWARD EHV 138KV CKT 2 | 2010-01-01 | 2010-01-01
| WOODWARD 345/138KV TRANSFORMER CKT 1 | 2010-01-01 | 2010-01-01
Potential reservation deferral and redispatch requirement on the following upgrades due to positive MW Impact on limitations that require upgrade. No cost assignment due to negative MW impact on defined upgrade.
Reservation | Upgrade Name | DUN | EOC | Earliest Start Date | Redispatch Available
77410350 | Wolf Creek to Neosho 345 kV | 2015-10-01 | 2020-06-01 | 2020-06-01
Third Party Limitations.
Reservation | Upgrade Name | DUN | EOC | Earliest Start Date | Redispatch Available | *Allocated E & C Cost | *Total E & C Cost
77410350 | SHEELDSHEHSE | 2015-10-01 | 2015-10-01 |  |  | 8.291% | 100%
[5 empty] | Total | 0 | 0
*Estimated cost allocation as a percentage of total cost is shown for third-party limitations when costs have not yet been established by the third-party.
*Credits may be required for applicable generation interconnection network upgrades.
Customer | Study Number
ETEC | 2012-AG3-043
Customer | Reservation | POR | POD | Requested Amount | Requested Start Date | Requested Stop Date | Deferred Start Date Without Redispatch | Deferred Stop Date Without Redispatch | Potential Base Plan Funding Allowable | Point-to-Point Base Rate | Allocated E & C Cost | Total Revenue Requirements
ETEC | 77410353 | CLEC | CSWS | 38 | 2015-01-01 | 2040-01-01 |  |  | 0 | 0 | 0 | 0
[9 empty] | 0 | 0 | 0 | 0
Reservation | Upgrade Name | DUN | EOC | Earliest Start Date | Redispatch Available | Allocated E & C Cost | Total E & C Cost | Total Revenue Requirements
77410353 | None |  |  |  |  | 0 | 0 | 0
[5 empty] | Total | 0 | 0 | 0
Construction Pending - The requested service is contingent upon completion of the following upgrades. Cost is not assignable to the transmission customer.
Reservation | Upgrade Name | DUN | EOC | Earliest Start Date | Redispatch Available
77410353 | KNOX LEE - SOUTH TEXAS EASTMAN 138KV CKT 1 | 2019-06-01 | 2019-06-01
*Credits may be required for applicable generation interconnection network upgrades.
Customer | Study Number
ETEC | 2012-AG3-044
Customer | Reservation | POR | POD | Requested Amount | Requested Start Date | Requested Stop Date | Deferred Start Date Without Redispatch | Deferred Stop Date Without Redispatch | Potential Base Plan Funding Allowable | Point-to-Point Base Rate | Allocated E & C Cost | Total Revenue Requirements
ETEC | 77410357 | SPA | CSWS | 128 | 2015-01-01 | 2040-01-01 |  |  | 0 | 0 | 0 | 0
[9 empty] | 0 | 0 | 0 | 0
Reservation | Upgrade Name | DUN | EOC | Earliest Start Date | Redispatch Available | Allocated E & C Cost | Total E & C Cost | Total Revenue Requirements
77410357 | None |  |  |  |  | 0 | 0 | 0
[5 empty] | Total | 0 | 0 | 0
Construction Pending - The requested service is contingent upon completion of the following upgrades. Cost is not assignable to the transmission customer.
Reservation | Upgrade Name | DUN | EOC | Earliest Start Date | Redispatch Available
77410357 | KNOX LEE - SOUTH TEXAS EASTMAN 138KV CKT 1 | 2019-06-01 | 2019-06-01
Third Party Limitations.
Reservation | Upgrade Name | DUN | EOC | Earliest Start Date | Redispatch Available | *Allocated E & C Cost | *Total E & C Cost
77410357 | CYPRESS 500/138KV TRANSFORMER CKT 1 | 2019-06-01 | 2019-06-01 |  |  | 6.428% | 100%
| SHEELDSHEHSE | 2015-10-01 | 2015-10-01 |  |  | 0.3435% | 100%
[5 empty] | Total | 0 | 0
*Estimated cost allocation as a percentage of total cost is shown for third-party limitations when costs have not yet been established by the third-party.
*Credits may be required for applicable generation interconnection network upgrades.
Customer | Study Number
ETEC | 2012-AG3-045
Customer | Reservation | POR | POD | Requested Amount | Requested Start Date | Requested Stop Date | Deferred Start Date Without Redispatch | Deferred Stop Date Without Redispatch | Potential Base Plan Funding Allowable | Point-to-Point Base Rate | Allocated E & C Cost | Total Revenue Requirements
ETEC | 77410360 | SPA | CSWS | 1 | 2015-01-01 | 2040-01-01 |  |  | 0 | 0 | 0 | 0
[9 empty] | 0 | 0 | 0 | 0
Reservation | Upgrade Name | DUN | EOC | Earliest Start Date | Redispatch Available | Allocated E & C Cost | Total E & C Cost | Total Revenue Requirements
77410360 | None |  |  |  |  | 0 | 0 | 0
[5 empty] | Total | 0 | 0 | 0
*Credits may be required for applicable generation interconnection network upgrades.
Customer | Study Number
ETEC | 2012-AG3-046
Customer | Reservation | POR | POD | Requested Amount | Requested Start Date | Requested Stop Date | Deferred Start Date Without Redispatch | Deferred Stop Date Without Redispatch | Potential Base Plan Funding Allowable | Point-to-Point Base Rate | Allocated E & C Cost | Total Revenue Requirements
ETEC | 77410382 | CSWS | CSWS | 52 | 2015-01-01 | 2040-01-01 |  |  | 0 | 0 | 0 | 0
[9 empty] | 0 | 0 | 0 | 0
Reservation | Upgrade Name | DUN | EOC | Earliest Start Date | Redispatch Available | Allocated E & C Cost | Total E & C Cost | Total Revenue Requirements
77410382 | None |  |  |  |  | 0 | 0 | 0
[5 empty] | Total | 0 | 0 | 0
Construction Pending - The requested service is contingent upon completion of the following upgrades. Cost is not assignable to the transmission customer.
Reservation | Upgrade Name | DUN | EOC | Earliest Start Date | Redispatch Available
77410382 | KNOX LEE - SOUTH TEXAS EASTMAN 138KV CKT 1 | 2019-06-01 | 2019-06-01
Third Party Limitations.
Reservation | Upgrade Name | DUN | EOC | Earliest Start Date | Redispatch Available | *Allocated E & C Cost | *Total E & C Cost
77410382 | SHEELDSHEHSE | 2015-10-01 | 2015-10-01 |  |  | 0.1751% | 100%
[5 empty] | Total | 0 | 0
*Estimated cost allocation as a percentage of total cost is shown for third-party limitations when costs have not yet been established by the third-party.
*Credits may be required for applicable generation interconnection network upgrades.
Customer | Study Number
GSECGS | 2012-AG3-032
Customer | Reservation | POR | POD | Requested Amount | Requested Start Date | Requested Stop Date | Deferred Start Date Without Redispatch | Deferred Stop Date Without Redispatch | Potential Base Plan Funding Allowable | Point-to-Point Base Rate | Allocated E & C Cost | Total Revenue Requirements
GSECGS | 77401449 | SPS | SPS | 7 | 2013-06-01 | 2039-01-01 | 2020-06-01 | 2046-01-01 | 62468 | 0 | 62468 | 341892.8525
[9 empty] | 62468 | 0 | 62468 | 341892.8525
Reservation | Upgrade Name | DUN | EOC | Earliest Start Date | Redispatch Available | Allocated E & C Cost | Total E & C Cost | Total Revenue Requirements
77401449 | CARLISLE INTERCHANGE - SOUTH PLAINS REC-ERSKINE 115KV CKT 1 | 2015-06-01 | 2017-06-01 |  |  | 10777 | 877078.13 | 58034.9423
| ELGIN JUNCTION - SOUTHWESTERN STATION 138KV CKT 1 | 2015-06-01 | 2016-06-01 |  |  | 812 | 303750 | 6584.2904
| INDIANA SUB - SOUTH PLAINS REC-ERSKINE 115KV CKT 1 | 2015-06-01 | 2017-06-01 |  |  | 36722 | 2988562.5 | 197750.7037
| JONES STATION - TUCO INTERCHANGE 230KV CKT 1 | 2014-10-01 | 2016-06-01 |  |  | 3773 | 236250 | 21193.745
| PLANT X STATION - POTTER COUNTY INTERCHANGE 230KV CKT 1 | 2013-10-01 | 2016-06-01 |  |  | 10384 | 236250 | 58329.1711
[5 empty] | Total | 62468 | 4641890.63 | 341892.85
Expansion Plan - The requested service is contingent upon completion of the following upgrades. Cost is not assignable to the transmission customer.
Reservation | Upgrade Name | DUN | EOC | Earliest Start Date | Redispatch Available
77401449 | Line - Clark County - Thistle 345 kV dbl Ckt | 2013-06-01 | 2015-01-01
| Line - Hitchland - Woodward 345 kV dbl Ckt OKGE | 2013-06-01 | 2014-07-01
| Line - Hitchland - Woodward 345 kV dbl Ckt SPS | 2013-06-01 | 2014-07-01
| Line - Spearville - Clark County 345 kV dbl Ckt | 2013-06-01 | 2015-01-01
| Line - Thistle - Wichita 345 kV dbl Ckt PW | 2013-06-01 | 2015-01-01
| Line - Thistle - Wichita 345 kV dbl Ckt WERE | 2013-06-01 | 2015-01-01
| Line - Thistle - Woodward 345 kV dbl Ckt OKGE | 2013-06-01 | 2015-01-01
| Line - Thistle - Woodward 345 kV dbl Ckt PW | 2013-06-01 | 2015-01-01
| Line - Tuco - Woodward 345 kV line OKGE | 2013-06-01 | 2014-06-01
| Line - Tuco - Woodward 345 kV line SPS | 2013-06-01 | 2014-06-01
| XFR - Thistle 345/138 kV | 2013-06-01 | 2015-01-01
Reliability Projects - The requested service is contingent upon completion of the following upgrades. Cost is not assignable to the transmission customer.
Reservation | Upgrade Name | DUN | EOC | Earliest Start Date | Redispatch Available
77401449 | Deaf Smith County 230/115 kV transformer ckt 2 upgrade | 2015-06-01 | 2016-06-01
| Deaf Smith Coutnty 230/115 transformer upgrade ckt 1 | 2015-06-01 | 2016-06-01
| HITCHLAND INTERCHANGE - TEXAS COUNTY INTERCHANGE 115KV CKT 1 | 2019-06-01 | 2019-06-01
| HITCHLAND INTERCHANGE () 230/115/13.2KV TRANSFORMER CKT 2 | 2019-06-01 | 2019-06-01
| Line - Harrington - Randall County 230 kV | 2013-06-01 | 2014-06-01
| LUBBOCK SOUTH INTERCHANGE 230/115/13.2KV TRANSFORMER CKT 2 | 2013-06-01 | 2019-06-01
| MURPHY SUB - South Plains REC-Frankford Sub 115KV CKT 1 | 2019-06-01 | 2019-06-01
| OCHILTREE - TRI COUNTY REC-COLE 115KV CKT 1 | 2015-06-01 | 2016-06-01
| OCHILTREE 230/115/13.2KV TRANSFORMER CKT 2 | 2019-06-01 | 2019-06-01
| TRI COUNTY REC-COLE - TRI COUNTY REC-GUYMON 115KV CKT 1 | 2023-06-01 | 2023-06-01
| XFR - Grassland transformer upgrade Ckt 1 | 2018-06-01 | 2018-06-01
| XFR- Texas County Interchange 115/69 kV | 2023-06-01 | 2023-06-01
Construction Pending - The requested service is contingent upon completion of the following upgrades. Cost is not assignable to the transmission customer.
Reservation | Upgrade Name | DUN | EOC | Earliest Start Date | Redispatch Available
77401449 | Auburn - JEC 345KV | 2013-06-01 | 2019-06-01
| Auburn - Swissvale 345KV | 2013-06-01 | 2019-06-01
| AUBURN ROAD (AUBRN77X) 345/115/13.8KV TRANSFORMER CKT 1 | 2013-06-01 | 2019-06-01
| BUSHLAND INTERCHANGE - DEAF SMITH COUNTY INTERCHANGE 230KV CKT 1 | 2013-06-01 | 2014-06-01
| CANYON EAST SUB - CANYON WEST SUB 115KV CKT 1 | 2013-06-01 | 2016-06-01
| CANYON EAST SUB - RANDALL COUNTY INTERCHANGE 115KV CKT 1 | 2013-06-01 | 2016-06-01
| GOODYEAR JUNCTION - INDIAN HILLS 115KV CKT 1 | 2013-06-01 | 2016-06-01
| HOYT - JEFFREY ENERGY CENTER 345KV CKT 1 | 2013-06-01 | 2017-06-01
| Iatan - Jeffrey Energy Center 345 kV KACP | 2013-06-01 | 2019-06-01
| Iatan - Jeffrey Energy Center 345 kV WERE | 2013-06-01 | 2019-06-01
| Jones Station Bus#2 - LUBBOCK SOUTH INTERCHANGE 230KV CKT 2 | 2014-06-01 | 2015-06-01
| Lacygne - Mariosa 345KV KACP | 2013-06-01 | 2019-06-01
Credits may be required for the following Network Upgrades in accordance with Attachment Z2 of the SPP OATT.
Reservation | Upgrade Name | DUN | EOC | Earliest Start Date | Redispatch Available
77401449 | CHERRY6 230.00 - Harrington Station East Bus 230KV CKT 1 | 2015-06-01 | 2015-06-01
| CIMARRON - DRAPER LAKE 345KV CKT 1 | 2019-10-01 | 2019-10-01
| NORTHWEST - TATONGA 345KV CKT 1 | 2010-01-01 | 2010-01-01
| TATONGA - WOODWARD 345KV CKT 1 | 2010-01-01 | 2010-01-01
| WOODWARD - IODINE 138KV CKT 1 | 2010-01-01 | 2010-01-01
| WOODWARD - WOODWARD EHV 138KV CKT 1 | 2010-01-01 | 2010-01-01
| WOODWARD 345/138KV TRANSFORMER CKT 1 | 2010-01-01 | 2010-01-01
Potential reservation deferral and redispatch requirement on the following upgrades due to positive MW Impact on limitations that require upgrade. No cost assignment due to negative MW impact on defined upgrade.
Reservation | Upgrade Name | DUN | EOC | Earliest Start Date | Redispatch Available
77401449 | Cimarron - Mathewson 345 kV Ckt 1 Accelerate | 2013-06-01 | 2019-06-01 | 2019-06-01
| Mathewson - Tatonga 345 kV Ckt 2 Accelerate | 2013-06-01 | 2019-06-01 | 2019-06-01
| Mathewson 345 kV Accelerate | 2013-06-01 | 2019-06-01 | 2019-06-01
| Tatonga - Woodward EHV 345 kV Ckt 2 Accelerate | 2013-06-01 | 2019-06-01 | 2019-06-01
| Wolf Creek to Neosho 345 kV | 2015-10-01 | 2020-06-01 | 2020-06-01
Third Party Limitations.
Reservation | Upgrade Name | DUN | EOC | Earliest Start Date | Redispatch Available | *Allocated E & C Cost | *Total E & C Cost
77401449 | Lacygne - Mariosa 345KV AMRN | 2013-06-01 | 2019-06-01 |  |  | 0 | 0
[5 empty] | Total | 0 | 0
*Estimated cost allocation as a percentage of total cost is shown for third-party limitations when costs have not yet been established by the third-party.
*Credits may be required for applicable generation interconnection network upgrades.
Customer | Study Number
GSECGS | 2012-AG3-033
Customer | Reservation | POR | POD | Requested Amount | Requested Start Date | Requested Stop Date | Deferred Start Date Without Redispatch | Deferred Stop Date Without Redispatch | Potential Base Plan Funding Allowable | Point-to-Point Base Rate | Allocated E & C Cost | Total Revenue Requirements
GSECGS | 77401452 | SPS | SPS | 7 | 2013-06-01 | 2039-01-01 | 2019-06-01 | 2045-01-01 | 17400 | 0 | 17400 | 120467.9052
[9 empty] | 17400 | 0 | 17400 | 120467.9052
Reservation | Upgrade Name | DUN | EOC | Earliest Start Date | Redispatch Available | Allocated E & C Cost | Total E & C Cost | Total Revenue Requirements
77401452 | Cimarron - Mathewson 345 kV Ckt 1 Accelerate | 2013-06-01 | 2019-06-01 |  |  | 31 | 4145572 | 180.9151
| Mathewson - Tatonga 345 kV Ckt 2 Accelerate | 2013-06-01 | 2019-06-01 |  |  | 47 | 10387750 | 274.2738
| Mathewson 345 kV Accelerate | 2013-06-01 | 2019-06-01 |  |  | 19 | 2550731 | 110.8884
| OKLAUNION 345KV SVC | 2013-06-01 | 2019-06-01 |  |  | 17263 | 10240300 | 119668.4158
| Tatonga - Woodward EHV 345 kV Ckt 2 Accelerate | 2013-06-01 | 2019-06-01 |  |  | 40 | 9127831 | 233.4121
[5 empty] | Total | 17400 | 36452184 | 120467.91
Expansion Plan - The requested service is contingent upon completion of the following upgrades. Cost is not assignable to the transmission customer.
Reservation | Upgrade Name | DUN | EOC | Earliest Start Date | Redispatch Available
77401452 | Line - Clark County - Thistle 345 kV dbl Ckt | 2013-06-01 | 2015-01-01
| Line - Hitchland - Woodward 345 kV dbl Ckt OKGE | 2013-06-01 | 2014-07-01
| Line - Hitchland - Woodward 345 kV dbl Ckt SPS | 2013-06-01 | 2014-07-01
| Line - Spearville - Clark County 345 kV dbl Ckt | 2013-06-01 | 2015-01-01
| Line - Thistle - Wichita 345 kV dbl Ckt PW | 2013-06-01 | 2015-01-01
| Line - Thistle - Wichita 345 kV dbl Ckt WERE | 2013-06-01 | 2015-01-01
| Line - Thistle - Woodward 345 kV dbl Ckt OKGE | 2013-06-01 | 2015-01-01
| Line - Thistle - Woodward 345 kV dbl Ckt PW | 2013-06-01 | 2015-01-01
| Line - Tuco - Woodward 345 kV line OKGE | 2013-06-01 | 2014-06-01
| Line - Tuco - Woodward 345 kV line SPS | 2013-06-01 | 2014-06-01
| XFR - Thistle 345/138 kV | 2013-06-01 | 2015-01-01
Reliability Projects - The requested service is contingent upon completion of the following upgrades. Cost is not assignable to the transmission customer.
Reservation | Upgrade Name | DUN | EOC | Earliest Start Date | Redispatch Available
77401452 | AMOCO WASSON SWITCHING STATION - OXYBRU_TP 6230.00 230KV CKT 1 | 2015-06-01 | 2015-06-01
| Deaf Smith County 230/115 kV transformer ckt 2 upgrade | 2015-06-01 | 2016-06-01
| Deaf Smith Coutnty 230/115 transformer upgrade ckt 1 | 2015-06-01 | 2016-06-01
| HITCHLAND INTERCHANGE - TEXAS COUNTY INTERCHANGE 115KV CKT 1 | 2019-06-01 | 2019-06-01
| HITCHLAND INTERCHANGE () 230/115/13.2KV TRANSFORMER CKT 2 | 2019-06-01 | 2019-06-01
| LUBBOCK SOUTH INTERCHANGE 230/115/13.2KV TRANSFORMER CKT 2 | 2013-06-01 | 2019-06-01
| MURPHY SUB - South Plains REC-Frankford Sub 115KV CKT 1 | 2019-06-01 | 2019-06-01
| MUSTANG STATION - YOAKUM COUNTY INTERCHANGE 230KV CKT 1 | 2015-06-01 | 2015-06-01
| Mustang-San Andr-Amerada Hess 115 Kv | 2015-06-01 | 2016-06-01
| OCHILTREE - TRI COUNTY REC-COLE 115KV CKT 1 | 2015-06-01 | 2016-06-01
| OCHILTREE 230/115/13.2KV TRANSFORMER CKT 2 | 2019-06-01 | 2019-06-01
| OXYBRU_TP 6230.00 - YOAKUM COUNTY INTERCHANGE 230KV CKT 1 | 2015-06-01 | 2015-06-01
| Red Bluff Cap bank | 2023-06-01 | 2023-06-01
| SEMINOLE 230/115/13.2KV TRANSFORMER CKT 3 | 2023-06-01 | 2023-06-01
| TRI COUNTY REC-COLE - TRI COUNTY REC-GUYMON 115KV CKT 1 | 2023-06-01 | 2023-06-01
| XFR - Grassland transformer upgrade Ckt 1 | 2018-06-01 | 2018-06-01
| XFR- Texas County Interchange 115/69 kV | 2023-06-01 | 2023-06-01
| YOAKUM COUNTY INTERCHANGE (GE M100899) 230/115/13.2KV TRANSFORMER CKT 1 | 2019-06-01 | 2019-06-01
| YOAKUM COUNTY INTERCHANGE (PENN C010585) 230/115/13.2KV TRANSFORMER CKT 2 | 2015-06-01 | 2017-06-01
Credits may be required for the following Network Upgrades in accordance with Attachment Z2 of the SPP OATT.
Reservation | Upgrade Name | DUN | EOC | Earliest Start Date | Redispatch Available
77401452 | CHERRY6 230.00 - Harrington Station East Bus 230KV CKT 1 | 2015-06-01 | 2015-06-01
*Credits may be required for applicable generation interconnection network upgrades.
Customer | Study Number
GSECGS | 2012-AG3-034
Customer | Reservation | POR | POD | Requested Amount | Requested Start Date | Requested Stop Date | Deferred Start Date Without Redispatch | Deferred Stop Date Without Redispatch | Potential Base Plan Funding Allowable | Point-to-Point Base Rate | Allocated E & C Cost | Total Revenue Requirements
GSECGS | 77401453 | SPS | SPS | 7 | 2013-06-01 | 2039-01-01 | 2019-06-01 | 2045-01-01 | 17400 | 0 | 17400 | 120467.9052
[9 empty] | 17400 | 0 | 17400 | 120467.9052
Reservation | Upgrade Name | DUN | EOC | Earliest Start Date | Redispatch Available | Allocated E & C Cost | Total E & C Cost | Total Revenue Requirements
77401453 | Cimarron - Mathewson 345 kV Ckt 1 Accelerate | 2013-06-01 | 2019-06-01 |  |  | 31 | 4145572 | 180.9151
| Mathewson - Tatonga 345 kV Ckt 2 Accelerate | 2013-06-01 | 2019-06-01 |  |  | 47 | 10387750 | 274.2738
| Mathewson 345 kV Accelerate | 2013-06-01 | 2019-06-01 |  |  | 19 | 2550731 | 110.8884
| OKLAUNION 345KV SVC | 2013-06-01 | 2019-06-01 |  |  | 17263 | 10240300 | 119668.4158
| Tatonga - Woodward EHV 345 kV Ckt 2 Accelerate | 2013-06-01 | 2019-06-01 |  |  | 40 | 9127831 | 233.4121
[5 empty] | Total | 17400 | 36452184 | 120467.91
Expansion Plan - The requested service is contingent upon completion of the following upgrades. Cost is not assignable to the transmission customer.
Reservation | Upgrade Name | DUN | EOC | Earliest Start Date | Redispatch Available
77401453 | Line - Clark County - Thistle 345 kV dbl Ckt | 2013-06-01 | 2015-01-01
| Line - Hitchland - Woodward 345 kV dbl Ckt OKGE | 2013-06-01 | 2014-07-01
| Line - Hitchland - Woodward 345 kV dbl Ckt SPS | 2013-06-01 | 2014-07-01
| Line - Spearville - Clark County 345 kV dbl Ckt | 2013-06-01 | 2015-01-01
| Line - Thistle - Wichita 345 kV dbl Ckt PW | 2013-06-01 | 2015-01-01
| Line - Thistle - Wichita 345 kV dbl Ckt WERE | 2013-06-01 | 2015-01-01
| Line - Thistle - Woodward 345 kV dbl Ckt OKGE | 2013-06-01 | 2015-01-01
| Line - Thistle - Woodward 345 kV dbl Ckt PW | 2013-06-01 | 2015-01-01
| Line - Tuco - Woodward 345 kV line OKGE | 2013-06-01 | 2014-06-01
| Line - Tuco - Woodward 345 kV line SPS | 2013-06-01 | 2014-06-01
| XFR - Thistle 345/138 kV | 2013-06-01 | 2015-01-01
Reliability Projects - The requested service is contingent upon completion of the following upgrades. Cost is not assignable to the transmission customer.
Reservation | Upgrade Name | DUN | EOC | Earliest Start Date | Redispatch Available
77401453 | AMOCO WASSON SWITCHING STATION - OXYBRU_TP 6230.00 230KV CKT 1 | 2015-06-01 | 2015-06-01
| Deaf Smith County 230/115 kV transformer ckt 2 upgrade | 2015-06-01 | 2016-06-01
| Deaf Smith Coutnty 230/115 transformer upgrade ckt 1 | 2015-06-01 | 2016-06-01
| HITCHLAND INTERCHANGE - TEXAS COUNTY INTERCHANGE 115KV CKT 1 | 2019-06-01 | 2019-06-01
| HITCHLAND INTERCHANGE () 230/115/13.2KV TRANSFORMER CKT 2 | 2019-06-01 | 2019-06-01
| LUBBOCK SOUTH INTERCHANGE 230/115/13.2KV TRANSFORMER CKT 2 | 2013-06-01 | 2019-06-01
| MURPHY SUB - South Plains REC-Frankford Sub 115KV CKT 1 | 2019-06-01 | 2019-06-01
| MUSTANG STATION - YOAKUM COUNTY INTERCHANGE 230KV CKT 1 | 2015-06-01 | 2015-06-01
| Mustang-San Andr-Amerada Hess 115 Kv | 2015-06-01 | 2016-06-01
| OCHILTREE - TRI COUNTY REC-COLE 115KV CKT 1 | 2015-06-01 | 2016-06-01
| OCHILTREE 230/115/13.2KV TRANSFORMER CKT 2 | 2019-06-01 | 2019-06-01
| OXYBRU_TP 6230.00 - YOAKUM COUNTY INTERCHANGE 230KV CKT 1 | 2015-06-01 | 2015-06-01
| Red Bluff Cap bank | 2023-06-01 | 2023-06-01
| SEMINOLE 230/115/13.2KV TRANSFORMER CKT 3 | 2023-06-01 | 2023-06-01
| TRI COUNTY REC-COLE - TRI COUNTY REC-GUYMON 115KV CKT 1 | 2023-06-01 | 2023-06-01
| XFR - Grassland transformer upgrade Ckt 1 | 2018-06-01 | 2018-06-01
| XFR- Texas County Interchange 115/69 kV | 2023-06-01 | 2023-06-01
| YOAKUM COUNTY INTERCHANGE (GE M100899) 230/115/13.2KV TRANSFORMER CKT 1 | 2019-06-01 | 2019-06-01
| YOAKUM COUNTY INTERCHANGE (PENN C010585) 230/115/13.2KV TRANSFORMER CKT 2 | 2015-06-01 | 2017-06-01
Credits may be required for the following Network Upgrades in accordance with Attachment Z2 of the SPP OATT.
Reservation | Upgrade Name | DUN | EOC | Earliest Start Date | Redispatch Available
77401453 | CHERRY6 230.00 - Harrington Station East Bus 230KV CKT 1 | 2015-06-01 | 2015-06-01
*Credits may be required for applicable generation interconnection network upgrades.
Customer | Study Number
GSECGS | 2012-AG3-035
Customer | Reservation | POR | POD | Requested Amount | Requested Start Date | Requested Stop Date | Deferred Start Date Without Redispatch | Deferred Stop Date Without Redispatch | Potential Base Plan Funding Allowable | Point-to-Point Base Rate | Allocated E & C Cost | Total Revenue Requirements
GSECGS | 77402179 | SPS | SPS | 203 | 2015-01-01 | 2041-01-01 | 2019-06-01 | 2045-06-01 | 0 | 0 | 2492124 | 13805765.3448
[9 empty] | 0 | 0 | 2492124 | 13805765.3448
Reservation | Upgrade Name | DUN | EOC | Earliest Start Date | Redispatch Available | Allocated E & C Cost | Total E & C Cost | Total Revenue Requirements
77402179 | CARLISLE INTERCHANGE - SOUTH PLAINS REC-ERSKINE 115KV CKT 1 | 2015-06-01 | 2017-06-01 |  |  | 366339 | 877078.13 | 1849736.8344
| Cimarron - Mathewson 345 kV Ckt 1 Accelerate | 2013-06-01 | 2019-06-01 |  |  | 45788 | 4145572 | 270500.9424
| INDIANA SUB - SOUTH PLAINS REC-ERSKINE 115KV CKT 1 | 2015-06-01 | 2017-06-01 |  |  | 1248265 | 2988562.5 | 6302800.7952
| JONES STATION - TUCO INTERCHANGE 230KV CKT 1 | 2014-10-01 | 2016-06-01 |  |  | 115488 | 236250 | 608281.7832
| Mathewson - Tatonga 345 kV Ckt 2 Accelerate | 2013-06-01 | 2019-06-01 |  |  | 104457 | 10387750 | 617098.716
| Mathewson 345 kV Accelerate | 2013-06-01 | 2019-06-01 |  |  | 28173 | 2550731 | 166437.1176
| OKLAUNION 345KV SVC | 2013-06-01 | 2019-06-01 |  |  | 491847 | 10240300 | 3448778.9232
| Tatonga - Woodward EHV 345 kV Ckt 2 Accelerate | 2013-06-01 | 2019-06-01 |  |  | 91767 | 9127831 | 542130.2328
[5 empty] | Total | 2492124 | 40554074.63 | 13805765.3448
Expansion Plan - The requested service is contingent upon completion of the following upgrades. Cost is not assignable to the transmission customer.
Reservation | Upgrade Name | DUN | EOC | Earliest Start Date | Redispatch Available
77402179 | Line - Clark County - Thistle 345 kV dbl Ckt | 2013-06-01 | 2015-01-01
| Line - Hitchland - Woodward 345 kV dbl Ckt OKGE | 2013-06-01 | 2014-07-01
| Line - Hitchland - Woodward 345 kV dbl Ckt SPS | 2013-06-01 | 2014-07-01
| Line - Spearville - Clark County 345 kV dbl Ckt | 2013-06-01 | 2015-01-01
| Line - Thistle - Wichita 345 kV dbl Ckt PW | 2013-06-01 | 2015-01-01
| Line - Thistle - Wichita 345 kV dbl Ckt WERE | 2013-06-01 | 2015-01-01
| Line - Thistle - Woodward 345 kV dbl Ckt OKGE | 2013-06-01 | 2015-01-01
| Line - Thistle - Woodward 345 kV dbl Ckt PW | 2013-06-01 | 2015-01-01
| Line - Tuco - Woodward 345 kV line OKGE | 2013-06-01 | 2014-06-01
| Line - Tuco - Woodward 345 kV line SPS | 2013-06-01 | 2014-06-01
| XFR - Thistle 345/138 kV | 2013-06-01 | 2015-01-01
Reliability Projects - The requested service is contingent upon completion of the following upgrades. Cost is not assignable to the transmission customer.
Reservation | Upgrade Name | DUN | EOC | Earliest Start Date | Redispatch Available
77402179 | Deaf Smith County 230/115 kV transformer ckt 2 upgrade | 2015-06-01 | 2016-06-01
| Deaf Smith Coutnty 230/115 transformer upgrade ckt 1 | 2015-06-01 | 2016-06-01
| HITCHLAND INTERCHANGE - TEXAS COUNTY INTERCHANGE 115KV CKT 1 | 2019-06-01 | 2019-06-01
| HITCHLAND INTERCHANGE () 230/115/13.2KV TRANSFORMER CKT 2 | 2019-06-01 | 2019-06-01
| LUBBOCK SOUTH INTERCHANGE 230/115/13.2KV TRANSFORMER CKT 2 | 2013-06-01 | 2019-06-01
| MURPHY SUB - South Plains REC-Frankford Sub 115KV CKT 1 | 2019-06-01 | 2019-06-01
| OCHILTREE - TRI COUNTY REC-COLE 115KV CKT 1 | 2015-06-01 | 2016-06-01
| OCHILTREE 230/115/13.2KV TRANSFORMER CKT 2 | 2019-06-01 | 2019-06-01
| TRI COUNTY REC-COLE - TRI COUNTY REC-GUYMON 115KV CKT 1 | 2023-06-01 | 2023-06-01
| XFR - Grassland transformer upgrade Ckt 1 | 2018-06-01 | 2018-06-01
| XFR- Texas County Interchange 115/69 kV | 2023-06-01 | 2023-06-01
Construction Pending - The requested service is contingent upon completion of the following upgrades. Cost is not assignable to the transmission customer.
Reservation | Upgrade Name | DUN | EOC | Earliest Start Date | Redispatch Available
77402179 | BUSHLAND INTERCHANGE - DEAF SMITH COUNTY INTERCHANGE 230KV CKT 1 | 2013-06-01 | 2014-06-01
| CANYON EAST SUB - CANYON WEST SUB 115KV CKT 1 | 2013-06-01 | 2016-06-01
| CANYON EAST SUB - RANDALL COUNTY INTERCHANGE 115KV CKT 1 | 2013-06-01 | 2016-06-01
Credits may be required for the following Network Upgrades in accordance with Attachment Z2 of the SPP OATT.
Reservation | Upgrade Name | DUN | EOC | Earliest Start Date | Redispatch Available
77402179 | CHERRY6 230.00 - Harrington Station East Bus 230KV CKT 1 | 2015-06-01 | 2015-06-01
*Credits may be required for applicable generation interconnection network upgrades.
Customer | Study Number
GSECGS | 2012-AG3-036
Customer | Reservation | POR | POD | Requested Amount | Requested Start Date | Requested Stop Date | Deferred Start Date Without Redispatch | Deferred Stop Date Without Redispatch | Potential Base Plan Funding Allowable | Point-to-Point Base Rate | Allocated E & C Cost | Total Revenue Requirements
GSECGS | 77402184 | SPS | SPS | 203 | 2015-01-01 | 2041-01-01 | 2019-06-01 | 2045-06-01 | 0 | 0 | 2505505 | 14115193.0296
[9 empty] | 0 | 0 | 2505505 | 14115193.0296
Reservation | Upgrade Name | DUN | EOC | Earliest Start Date | Redispatch Available | Allocated E & C Cost | Total E & C Cost | Total Revenue Requirements
77402184 | CARLISLE INTERCHANGE - SOUTH PLAINS REC-ERSKINE 115KV CKT 1 | 2015-06-01 | 2017-06-01 |  |  | 375690 | 877078.13 | 1896952.356
| INDIANA SUB - SOUTH PLAINS REC-ERSKINE 115KV CKT 1 | 2015-06-01 | 2017-06-01 |  |  | 1280129 | 2988562.5 | 6463690.0536
| JONES STATION - TUCO INTERCHANGE 230KV CKT 1 | 2014-10-01 | 2016-06-01 |  |  | 116548 | 236250 | 613864.836
| OKLAUNION 345KV SVC | 2013-06-01 | 2019-06-01 |  |  | 733138 | 10240300 | 5140685.784
[5 empty] | Total | 2505505 | 14342190.63 | 14115193.03
Expansion Plan - The requested service is contingent upon completion of the following upgrades. Cost is not assignable to the transmission customer.
Reservation | Upgrade Name | DUN | EOC | Earliest Start Date | Redispatch Available
77402184 | Line - Clark County - Thistle 345 kV dbl Ckt | 2013-06-01 | 2015-01-01
| Line - Hitchland - Woodward 345 kV dbl Ckt OKGE | 2013-06-01 | 2014-07-01
| Line - Hitchland - Woodward 345 kV dbl Ckt SPS | 2013-06-01 | 2014-07-01
| Line - Spearville - Clark County 345 kV dbl Ckt | 2013-06-01 | 2015-01-01
| Line - Thistle - Wichita 345 kV dbl Ckt PW | 2013-06-01 | 2015-01-01
| Line - Thistle - Wichita 345 kV dbl Ckt WERE | 2013-06-01 | 2015-01-01
| Line - Thistle - Woodward 345 kV dbl Ckt OKGE | 2013-06-01 | 2015-01-01
| Line - Thistle - Woodward 345 kV dbl Ckt PW | 2013-06-01 | 2015-01-01
| Line - Tuco - Woodward 345 kV line OKGE | 2013-06-01 | 2014-06-01
| Line - Tuco - Woodward 345 kV line SPS | 2013-06-01 | 2014-06-01
| XFR - Thistle 345/138 kV | 2013-06-01 | 2015-01-01
Reliability Projects - The requested service is contingent upon completion of the following upgrades. Cost is not assignable to the transmission customer.
Reservation | Upgrade Name | DUN | EOC | Earliest Start Date | Redispatch Available
77402184 | Deaf Smith County 230/115 kV transformer ckt 2 upgrade | 2015-06-01 | 2016-06-01
| Deaf Smith Coutnty 230/115 transformer upgrade ckt 1 | 2015-06-01 | 2016-06-01
| HITCHLAND INTERCHANGE - TEXAS COUNTY INTERCHANGE 115KV CKT 1 | 2019-06-01 | 2019-06-01
| HITCHLAND INTERCHANGE () 230/115/13.2KV TRANSFORMER CKT 2 | 2019-06-01 | 2019-06-01
| LUBBOCK SOUTH INTERCHANGE 230/115/13.2KV TRANSFORMER CKT 2 | 2013-06-01 | 2019-06-01
| MURPHY SUB - South Plains REC-Frankford Sub 115KV CKT 1 | 2019-06-01 | 2019-06-01
| OCHILTREE - TRI COUNTY REC-COLE 115KV CKT 1 | 2015-06-01 | 2016-06-01
| OCHILTREE 230/115/13.2KV TRANSFORMER CKT 2 | 2019-06-01 | 2019-06-01
| TRI COUNTY REC-COLE - TRI COUNTY REC-GUYMON 115KV CKT 1 | 2023-06-01 | 2023-06-01
| XFR - Grassland transformer upgrade Ckt 1 | 2018-06-01 | 2018-06-01
| XFR- Texas County Interchange 115/69 kV | 2023-06-01 | 2023-06-01
Construction Pending - The requested service is contingent upon completion of the following upgrades. Cost is not assignable to the transmission customer.
Reservation | Upgrade Name | DUN | EOC | Earliest Start Date | Redispatch Available
77402184 | BUSHLAND INTERCHANGE - DEAF SMITH COUNTY INTERCHANGE 230KV CKT 1 | 2013-06-01 | 2014-06-01
| CANYON EAST SUB - CANYON WEST SUB 115KV CKT 1 | 2013-06-01 | 2016-06-01
| CANYON EAST SUB - RANDALL COUNTY INTERCHANGE 115KV CKT 1 | 2013-06-01 | 2016-06-01
Credits may be required for the following Network Upgrades in accordance with Attachment Z2 of the SPP OATT.
Reservation | Upgrade Name | DUN | EOC | Earliest Start Date | Redispatch Available
77402184 | CHERRY6 230.00 - Harrington Station East Bus 230KV CKT 1 | 2015-06-01 | 2015-06-01
Potential reservation deferral and redispatch requirement on the following upgrades due to positive MW Impact on limitations that require upgrade. No cost assignment due to negative MW impact on defined upgrade.
Reservation | Upgrade Name | DUN | EOC | Earliest Start Date | Redispatch Available
77402184 | Cimarron - Mathewson 345 kV Ckt 1 Accelerate | 2013-06-01 | 2019-06-01 | 2019-06-01
| Mathewson - Tatonga 345 kV Ckt 2 Accelerate | 2013-06-01 | 2019-06-01 | 2019-06-01
| Mathewson 345 kV Accelerate | 2013-06-01 | 2019-06-01 | 2019-06-01
| Tatonga - Woodward EHV 345 kV Ckt 2 Accelerate | 2013-06-01 | 2019-06-01 | 2019-06-01
*Credits may be required for applicable generation interconnection network upgrades.
Customer | Study Number
INF | 2012-AG3-030
Customer | Reservation | POR | POD | Requested Amount | Requested Start Date | Requested Stop Date | Deferred Start Date Without Redispatch | Deferred Stop Date Without Redispatch | Potential Base Plan Funding Allowable | Point-to-Point Base Rate | Allocated E & C Cost | Total Revenue Requirements
INF | 77409954 | SECI | EES | 200 | 2015-01-01 | 2020-01-01 | 2020-06-01 | 2025-06-01 | 0 | 15360000 | 13930451 | 45705274.638
[9 empty] | 0 | 15360000 | 13930451 | 45705274.638
Reservation | Upgrade Name | DUN | EOC | Earliest Start Date | Redispatch Available | Allocated E & C Cost | Total E & C Cost | Total Revenue Requirements
77409954 | EASTOWN7 345.00 - IATAN 345KV CKT 1 | 2019-06-01 | 2019-06-01 |  |  | 4533260 | 35842500 | 15025725.198
| GRAND ISLAND - SWEETWATER 345KV CKT 2 | 2013-06-01 | 2020-06-01 |  |  | 3163589 | 96368000 | 8315024.124
| HOLT - NELIGH 345KV CKT 1 | 2013-10-01 | 2019-03-01 |  |  | 1121532 | 30656000 | 3088559.022
| LYDIA - VALLIANT 345KV CKT 1 | 2015-06-01 | 2017-06-01 |  |  | 4704093 | 65746687.5 | 18156198.258
| MATHWSN7 345.00 - NORTHWEST 345KV CKT 1 | 2015-10-01 | 2016-06-01 |  |  | 19564 | 326250 | 76509.996
| PITTSBURG - SEMINOLE 345KV CKT 1 OKGE | 2015-06-01 | 2016-06-01 |  |  | 17797 | 326250 | 68536.74
| PITTSBURG - VALLIANT 345KV CKT 1 | 2015-06-01 | 2016-06-01 |  |  | 23210 | 303750 | 94659.9
| SUB 124 - AURORA H.T. 69KV | 2019-06-01 | 2019-06-01 |  |  | 317829 | 3300000 | 780591.978
| SWISSVALE - WEST GARDNER 345KV CKT 1 WERE | 2015-06-01 | 2016-06-01 |  |  | 29577 | 393750 | 99469.422
[5 empty] | Total | 13930451 | 233263187.5 | 45705274.638
Expansion Plan - The requested service is contingent upon completion of the following upgrades. Cost is not assignable to the transmission customer.
Reservation | Upgrade Name | DUN | EOC | Earliest Start Date | Redispatch Available
77409954 | IATAN - NASHUA 345KV CKT 1 | 2013-06-01 | 2015-06-01
| Line - Clark County - Thistle 345 kV dbl Ckt | 2013-06-01 | 2015-01-01
| Line - Hitchland - Woodward 345 kV dbl Ckt OKGE | 2013-06-01 | 2014-07-01
| Line - Hitchland - Woodward 345 kV dbl Ckt SPS | 2013-06-01 | 2014-07-01
| Line - Spearville - Clark County 345 kV dbl Ckt | 2013-06-01 | 2015-01-01
| Line - Thistle - Wichita 345 kV dbl Ckt PW | 2013-06-01 | 2015-01-01
| Line - Thistle - Wichita 345 kV dbl Ckt WERE | 2013-06-01 | 2015-01-01
| Line - Thistle - Woodward 345 kV dbl Ckt OKGE | 2013-06-01 | 2015-01-01
| Line - Thistle - Woodward 345 kV dbl Ckt PW | 2013-06-01 | 2015-01-01
| Line - Tuco - Woodward 345 kV line OKGE | 2013-06-01 | 2014-06-01
| Line - Tuco - Woodward 345 kV line SPS | 2013-06-01 | 2014-06-01
| XFR - Thistle 345/138 kV | 2013-06-01 | 2015-01-01
Reliability Projects - The requested service is contingent upon completion of the following upgrades. Cost is not assignable to the transmission customer.
Reservation | Upgrade Name | DUN | EOC | Earliest Start Date | Redispatch Available
77409954 | Cherry Co - Gentleman 345 kV Ckt1 | 2013-10-01 | 2018-01-01
| Cherry Co - Holt Co 345 kV Ckt1 | 2013-10-01 | 2018-01-01
| Cherry Co 345 kV Terminal Upgrades | 2013-10-01 | 2018-01-01
| Neligh - Hoskins 345 kV Ckt1 | 2013-10-01 | 2019-03-01
| Neligh 345/115 kV Transformer | 2013-10-01 | 2019-03-01
Construction Pending - The requested service is contingent upon completion of the following upgrades. Cost is not assignable to the transmission customer.
Reservation | Upgrade Name | DUN | EOC | Earliest Start Date | Redispatch Available
77409954 | ADABELL - VBI 161KV CKT 1 | 2013-11-01 | 2018-06-01
| Auburn - JEC 345KV | 2013-06-01 | 2019-06-01
| Auburn - Swissvale 345KV | 2013-06-01 | 2019-06-01
| AUBURN ROAD (AUBRN77X) 345/115/13.8KV TRANSFORMER CKT 1 | 2013-06-01 | 2019-06-01
| BEAVER - EUREKA SPRINGS 161KV CKT 1 AEPW | 2014-06-01 | 2015-06-01
| CHISHOLM - MAIZE 138KV CKT 1 #1 | 2015-06-01 | 2016-06-01
| CHISHOLM - MAIZE 138KV CKT 1 #2 | 2015-06-01 | 2016-06-01
| CIMARRON - DRAPER LAKE 345KV CKT 1 | 2019-10-01 | 2019-10-01
| EVANS ENERGY CENTER NORTH - MAIZE 138KV CKT 1 #1 | 2013-06-01 | 2016-06-01
| EVANS ENERGY CENTER NORTH - MAIZE 138KV CKT 1 #2 | 2015-06-01 | 2016-06-01
| FLINT CREEK - SILOAM SPRINGS TAP 345KV CKT 1 AEPW | 2019-06-01 | 2019-06-01
| FT SMITH - MUSKOGEE 345KV CKT 1 | 2013-06-01 | 2015-06-01
| FT SMITH (FTSMITH1) 500/345/13.8KV TRANSFORMER CKT 1 | 2013-06-01 | 2018-06-01
| GOODYEAR JUNCTION - INDIAN HILLS 115KV CKT 1 | 2013-06-01 | 2016-06-01
| GRDA1 - SILOAM SPRINGS TAP 345KV CKT 1 Accelerate | 2014-06-01 | 2016-06-01
| HOYT - JEFFREY ENERGY CENTER 345KV CKT 1 | 2013-06-01 | 2017-06-01
| Iatan - Jeffrey Energy Center 345 kV KACP | 2013-06-01 | 2019-06-01
| Iatan - Jeffrey Energy Center 345 kV WERE | 2013-06-01 | 2019-06-01
| Lacygne - Mariosa 345KV KACP | 2013-06-01 | 2019-06-01
| Mullergren - Reno 345kV Dbl CKT MKEC | 2013-06-01 | 2019-06-01
| Mullergren - Reno 345kV Dbl CKT WERE | 2013-10-01 | 2019-06-01
| Muskogee - VBI 345 kV with 345/161 kV bus tie near VBI | 2013-06-01 | 2019-06-01
| Spearville - Mullergren 345kV Dbl CKT | 2013-06-01 | 2019-06-01
| VBI - Arkansas Nuclear One 345kV OKGE | 2013-11-01 | 2019-06-01
| Viola - Rose Hill 345 kV | 2013-06-01 | 2019-06-01
| WICHITA (WICHT12X) 345/138/13.8KV TRANSFORMER CKT 3 | 2015-10-01 | 2016-06-01
Credits may be required for the following Network Upgrades in accordance with Attachment Z2 of the SPP OATT.
Reservation | Upgrade Name | DUN | EOC | Earliest Start Date | Redispatch Available
77409954 | CIMARRON - DRAPER LAKE 345KV CKT 1 | 2019-10-01 | 2019-10-01
| HUGO POWER PLANT - VALLIANT 345 KV AEPW | 2012-07-01 | 2012-07-01
| HUGO POWER PLANT - VALLIANT 345KV CKT 1 WFEC | 2012-07-01 | 2012-07-01
Third Party Limitations.
Reservation | Upgrade Name | DUN | EOC | Earliest Start Date | Redispatch Available | *Allocated E & C Cost | *Total E & C Cost
77409954 | 7JASPER 345.00 - MORGAN 345KV CKT 1 | 2015-06-01 | 2016-06-01 |  |  | 68702 | 625000
| 7OVERTON 345.00 () 345/161/13.8KV TRANSFORMER CKT 1 | 2013-11-01 | 2014-06-01 |  |  | 7.622% | 100%
| Arkansas Nuclear One 500/345 Transformer | 2013-11-01 | 2019-06-01 |  |  | 1323216 | 12000000
| BEAVER - EUREKA SPRINGS 161KV CKT 1 SWPA | 2014-06-01 | 2015-06-01 |  |  | 0 | 0
| CLAY - LOGAN 161KV CKT 1 SWPA | 2014-06-01 | 2017-06-01 |  |  | 319706 | 1995000
| CLAY - SPRINGFIELD 161KV CKT 1 SWPA #1 | 2013-11-01 | 2014-06-01 |  |  | 0 | 0
| CLAY - SPRINGFIELD 161KV CKT 1 SWPA #2 | 2014-06-01 | 2016-06-01 |  |  | 0 | 0
| CLINTON - MONTROSE 161KV CKT 1 AECI | 2014-06-01 | 2014-06-01 |  |  | 28880 | 180000
| CORDO; B 345.00 - NELSO; B 345.00 345KV CKT 1 | 2015-06-01 | 2015-06-01 |  |  | 10.19% | 100%
| H471 ; 345.00 - QUAD3-11 345.00 345KV CKT 1 | 2015-06-01 | 2015-06-01 |  |  | 10.17% | 100%
| Lacygne - Mariosa 345KV AMRN | 2013-06-01 | 2019-06-01 |  |  | 0 | 0
| LOGAN - MANSFIELD 161KV CKT 1 SWPA | 2014-06-01 | 2017-06-01 |  |  | 2981683 | 18606000
| NORFORK - SOUTHLAND AECC 161KV CKT 1 | 2015-06-01 | 2016-06-01 |  |  | 45070 | 225000
| NORTH SLIDELL - SLIDELL 230KV CKT 1 CELE | 2019-10-01 | 2019-10-01 |  |  | 17.77% | 100%
| SHEELDSHEHSE | 2015-10-01 | 2015-10-01 |  |  | 14.53% | 100%
| VBI - Arkansas Nuclear One 345kV EES | 2013-11-01 | 2019-06-01 |  |  | 11.03% | 100%
[5 empty] | Total | 4767257 | 33631000
*Estimated cost allocation as a percentage of total cost is shown for third-party limitations when costs have not yet been established by the third-party.
*Credits may be required for applicable generation interconnection network upgrades.
Customer | Study Number
INF | 2012-AG3-031
Customer | Reservation | POR | POD | Requested Amount | Requested Start Date | Requested Stop Date | Deferred Start Date Without Redispatch | Deferred Stop Date Without Redispatch | Potential Base Plan Funding Allowable | Point-to-Point Base Rate | Allocated E & C Cost | Total Revenue Requirements
INF | 77409979 | SECI | EES | 200 | 2015-01-01 | 2020-01-01 | 2020-06-01 | 2025-06-01 | 0 | 15360000 | 13557531 | 44197447.806
[9 empty] | 0 | 15360000 | 13557531 | 44197447.806
Reservation | Upgrade Name | DUN | EOC | Earliest Start Date | Redispatch Available | Allocated E & C Cost | Total E & C Cost | Total Revenue Requirements
77409979 | EASTOWN7 345.00 - IATAN 345KV CKT 1 | 2019-06-01 | 2019-06-01 |  |  | 4540454 | 35842500 | 15049570.092
| GRAND ISLAND - SWEETWATER 345KV CKT 2 | 2013-06-01 | 2020-06-01 |  |  | 3194336 | 96368000 | 8395838.046
| HOLT - NELIGH 345KV CKT 1 | 2013-10-01 | 2019-03-01 |  |  | 1129875 | 30656000 | 3111534.6
| LYDIA - VALLIANT 345KV CKT 1 | 2015-06-01 | 2017-06-01 |  |  | 4275880 | 65746687.5 | 16503441.792
| MATHWSN7 345.00 - NORTHWEST 345KV CKT 1 | 2015-10-01 | 2016-06-01 |  |  | 19368 | 326250 | 75743.478
| PITTSBURG - SEMINOLE 345KV CKT 1 OKGE | 2015-06-01 | 2016-06-01 |  |  | 16736 | 326250 | 64450.8
| PITTSBURG - VALLIANT 345KV CKT 1 | 2015-06-01 | 2016-06-01 |  |  | 21052 | 303750 | 85858.686
| SUB 124 - AURORA H.T. 69KV | 2019-06-01 | 2019-06-01 |  |  | 329773 | 3300000 | 809926.62
| SWISSVALE - WEST GARDNER 345KV CKT 1 WERE | 2015-06-01 | 2016-06-01 |  |  | 30057 | 393750 | 101083.692
[5 empty] | Total | 13557531 | 233263187.5 | 44197447.806
Expansion Plan - The requested service is contingent upon completion of the following upgrades. Cost is not assignable to the transmission customer.
Reservation | Upgrade Name | DUN | EOC | Earliest Start Date | Redispatch Available
77409979 | IATAN - NASHUA 345KV CKT 1 | 2013-06-01 | 2015-06-01
| Line - Clark County - Thistle 345 kV dbl Ckt | 2013-06-01 | 2015-01-01
| Line - Hitchland - Woodward 345 kV dbl Ckt OKGE | 2013-06-01 | 2014-07-01
| Line - Hitchland - Woodward 345 kV dbl Ckt SPS | 2013-06-01 | 2014-07-01
| Line - Spearville - Clark County 345 kV dbl Ckt | 2013-06-01 | 2015-01-01
| Line - Thistle - Wichita 345 kV dbl Ckt PW | 2013-06-01 | 2015-01-01
| Line - Thistle - Wichita 345 kV dbl Ckt WERE | 2013-06-01 | 2015-01-01
| Line - Thistle - Woodward 345 kV dbl Ckt OKGE | 2013-06-01 | 2015-01-01
| Line - Thistle - Woodward 345 kV dbl Ckt PW | 2013-06-01 | 2015-01-01
| Line - Tuco - Woodward 345 kV line OKGE | 2013-06-01 | 2014-06-01
| Line - Tuco - Woodward 345 kV line SPS | 2013-06-01 | 2014-06-01
| XFR - Thistle 345/138 kV | 2013-06-01 | 2015-01-01
Reliability Projects - The requested service is contingent upon completion of the following upgrades. Cost is not assignable to the transmission customer.
Reservation | Upgrade Name | DUN | EOC | Earliest Start Date | Redispatch Available
77409979 | Cherry Co - Gentleman 345 kV Ckt1 | 2013-10-01 | 2018-01-01
| Cherry Co - Holt Co 345 kV Ckt1 | 2013-10-01 | 2018-01-01
| Cherry Co 345 kV Terminal Upgrades | 2013-10-01 | 2018-01-01
| Neligh - Hoskins 345 kV Ckt1 | 2013-10-01 | 2019-03-01
| Neligh 345/115 kV Transformer | 2013-10-01 | 2019-03-01
Construction Pending - The requested service is contingent upon completion of the following upgrades. Cost is not assignable to the transmission customer.
Reservation | Upgrade Name | DUN | EOC | Earliest Start Date | Redispatch Available
77409979 | ADABELL - VBI 161KV CKT 1 | 2013-11-01 | 2018-06-01
| Auburn - JEC 345KV | 2013-06-01 | 2019-06-01
| Auburn - Swissvale 345KV | 2013-06-01 | 2019-06-01
| AUBURN ROAD (AUBRN77X) 345/115/13.8KV TRANSFORMER CKT 1 | 2013-06-01 | 2019-06-01
| BEAVER - EUREKA SPRINGS 161KV CKT 1 AEPW | 2014-06-01 | 2015-06-01
| CHISHOLM - MAIZE 138KV CKT 1 #1 | 2015-06-01 | 2016-06-01
| CHISHOLM - MAIZE 138KV CKT 1 #2 | 2015-06-01 | 2016-06-01
| CIMARRON - DRAPER LAKE 345KV CKT 1 | 2019-10-01 | 2019-10-01
| EVANS ENERGY CENTER NORTH - MAIZE 138KV CKT 1 #1 | 2013-06-01 | 2016-06-01
| EVANS ENERGY CENTER NORTH - MAIZE 138KV CKT 1 #2 | 2015-06-01 | 2016-06-01
| FLINT CREEK - SILOAM SPRINGS TAP 345KV CKT 1 AEPW | 2019-06-01 | 2019-06-01
| FT SMITH - MUSKOGEE 345KV CKT 1 | 2013-06-01 | 2015-06-01
| FT SMITH (FTSMITH1) 500/345/13.8KV TRANSFORMER CKT 1 | 2013-06-01 | 2018-06-01
| GOODYEAR JUNCTION - INDIAN HILLS 115KV CKT 1 | 2013-06-01 | 2016-06-01
| GRDA1 - SILOAM SPRINGS TAP 345KV CKT 1 Accelerate | 2014-06-01 | 2016-06-01
| HOYT - JEFFREY ENERGY CENTER 345KV CKT 1 | 2013-06-01 | 2017-06-01
| Iatan - Jeffrey Energy Center 345 kV KACP | 2013-06-01 | 2019-06-01
| Iatan - Jeffrey Energy Center 345 kV WERE | 2013-06-01 | 2019-06-01
| Lacygne - Mariosa 345KV KACP | 2013-06-01 | 2019-06-01
| Mullergren - Reno 345kV Dbl CKT MKEC | 2013-06-01 | 2019-06-01
| Mullergren - Reno 345kV Dbl CKT WERE | 2013-10-01 | 2019-06-01
| Muskogee - VBI 345 kV with 345/161 kV bus tie near VBI | 2013-06-01 | 2019-06-01
| Spearville - Mullergren 345kV Dbl CKT | 2013-06-01 | 2019-06-01
| VBI - Arkansas Nuclear One 345kV OKGE | 2013-11-01 | 2019-06-01
| Viola - Rose Hill 345 kV | 2013-06-01 | 2019-06-01
| WICHITA (WICHT12X) 345/138/13.8KV TRANSFORMER CKT 3 | 2015-10-01 | 2016-06-01
Credits may be required for the following Network Upgrades in accordance with Attachment Z2 of the SPP OATT.
Reservation | Upgrade Name | DUN | EOC | Earliest Start Date | Redispatch Available
77409979 | CIMARRON - DRAPER LAKE 345KV CKT 1 | 2019-10-01 | 2019-10-01
| HUGO POWER PLANT - VALLIANT 345 KV AEPW | 2012-07-01 | 2012-07-01
| HUGO POWER PLANT - VALLIANT 345KV CKT 1 WFEC | 2012-07-01 | 2012-07-01
Third Party Limitations.
Reservation | Upgrade Name | DUN | EOC | Earliest Start Date | Redispatch Available | *Allocated E & C Cost | *Total E & C Cost
77409979 | 7JASPER 345.00 - MORGAN 345KV CKT 1 | 2015-06-01 | 2016-06-01 |  |  | 71423 | 625000
| 7OVERTON 345.00 () 345/161/13.8KV TRANSFORMER CKT 1 | 2013-11-01 | 2014-06-01 |  |  | 7.891% | 100%
| Arkansas Nuclear One 500/345 Transformer | 2013-11-01 | 2019-06-01 |  |  | 1317764 | 12000000
| BEAVER - EUREKA SPRINGS 161KV CKT 1 SWPA | 2014-06-01 | 2015-06-01 |  |  | 0 | 0
| BUFORD 5 161.00 - BULL SHOALS 161KV CKT 1 | 2014-01-01 | 2016-06-01 |  |  | 0 | 0
| BUFORD 5 161.00 - NORFORK 161KV CKT 1 | 2014-06-01 | 2016-06-01 |  |  | 0 | 0
| CLAY - LOGAN 161KV CKT 1 SWPA | 2014-06-01 | 2017-06-01 |  |  | 335454 | 1995000
| CLAY - SPRINGFIELD 161KV CKT 1 SWPA #1 | 2013-11-01 | 2014-06-01 |  |  | 0 | 0
| CLAY - SPRINGFIELD 161KV CKT 1 SWPA #2 | 2014-06-01 | 2016-06-01 |  |  | 0 | 0
| CLINTON - MONTROSE 161KV CKT 1 AECI | 2014-06-01 | 2014-06-01 |  |  | 29735 | 180000
| CORDO; B 345.00 - NELSO; B 345.00 345KV CKT 1 | 2015-06-01 | 2015-06-01 |  |  | 9.817% | 100%
| H471 ; 345.00 - QUAD3-11 345.00 345KV CKT 1 | 2015-06-01 | 2015-06-01 |  |  | 9.802% | 100%
| Lacygne - Mariosa 345KV AMRN | 2013-06-01 | 2019-06-01 |  |  | 0 | 0
| LOGAN - MANSFIELD 161KV CKT 1 SWPA | 2014-06-01 | 2017-06-01 |  |  | 3128554 | 18606000
| NORFORK - SOUTHLAND AECC 161KV CKT 1 | 2015-06-01 | 2016-06-01 |  |  | 48249 | 225000
| VBI - Arkansas Nuclear One 345kV EES | 2013-11-01 | 2019-06-01 |  |  | 10.98% | 100%
[5 empty] | Total | 4931179 | 33631000
*Estimated cost allocation as a percentage of total cost is shown for third-party limitations when costs have not yet been established by the third-party.
*Credits may be required for applicable generation interconnection network upgrades.
Customer | Study Number
KBPU | 2012-AG3-029
Customer | Reservation | POR | POD | Requested Amount | Requested Start Date | Requested Stop Date | Deferred Start Date Without Redispatch | Deferred Stop Date Without Redispatch | Potential Base Plan Funding Allowable | Point-to-Point Base Rate | Allocated E & C Cost | Total Revenue Requirements
KBPU | 77155691 | WR | KACY | 2 | 2013-04-01 | 2030-08-01 | 2020-06-01 | 2037-10-01 | 0 | 365248 | 60199 | 264629.1648
[9 empty] | 0 | 365248 | 60199 | 264629.1648
Reservation | Upgrade Name | DUN | EOC | Earliest Start Date | Redispatch Available | Allocated E & C Cost | Total E & C Cost | Total Revenue Requirements
77155691 | EASTOWN7 345.00 - IATAN 345KV CKT 1 | 2019-06-01 | 2019-06-01 |  |  | 24853 | 35842500 | 129680.0752
| GRAND ISLAND - SWEETWATER 345KV CKT 2 | 2013-06-01 | 2020-06-01 |  |  | 26990 | 96368000 | 100610.2864
| HOLT - NELIGH 345KV CKT 1 | 2013-10-01 | 2019-03-01 |  |  | 6913 | 30656000 | 27075.5888
| MATHWSN7 345.00 - NORTHWEST 345KV CKT 1 | 2015-10-01 | 2016-06-01 |  |  | 62 | 326250 | 386.0896
| SWISSVALE - WEST GARDNER 345KV CKT 1 WERE | 2015-06-01 | 2016-06-01 |  |  | 1381 | 393750 | 6877.1248
[5 empty] | Total | 60199 | 163586500 | 264629.16
Expansion Plan - The requested service is contingent upon completion of the following upgrades. Cost is not assignable to the transmission customer.
Reservation | Upgrade Name | DUN | EOC | Earliest Start Date | Redispatch Available
77155691 | IATAN - NASHUA 345KV CKT 1 | 2013-06-01 | 2015-06-01
| Line - Clark County - Thistle 345 kV dbl Ckt | 2013-06-01 | 2015-01-01
| Line - Hitchland - Woodward 345 kV dbl Ckt OKGE | 2013-06-01 | 2014-07-01
| Line - Hitchland - Woodward 345 kV dbl Ckt SPS | 2013-06-01 | 2014-07-01
| Line - Spearville - Clark County 345 kV dbl Ckt | 2013-06-01 | 2015-01-01
| Line - Thistle - Wichita 345 kV dbl Ckt PW | 2013-06-01 | 2015-01-01
| Line - Thistle - Wichita 345 kV dbl Ckt WERE | 2013-06-01 | 2015-01-01
| Line - Thistle - Woodward 345 kV dbl Ckt OKGE | 2013-06-01 | 2015-01-01
| Line - Thistle - Woodward 345 kV dbl Ckt PW | 2013-06-01 | 2015-01-01
| Line - Tuco - Woodward 345 kV line OKGE | 2013-06-01 | 2014-06-01
| Line - Tuco - Woodward 345 kV line SPS | 2013-06-01 | 2014-06-01
| XFR - Thistle 345/138 kV | 2013-06-01 | 2015-01-01
Reliability Projects - The requested service is contingent upon completion of the following upgrades. Cost is not assignable to the transmission customer.
Reservation | Upgrade Name | DUN | EOC | Earliest Start Date | Redispatch Available
77155691 | BLUE SPRING SOUTH - BLUE SPRINGS EAST 161KV CKT 1 | 2014-06-01 | 2014-06-01
| BLUE SPRING SOUTH - BLUE SPRINGS EAST 161KV CKT 1 #1 | 2014-10-01 | 2014-10-01 | 2014-06-01
| BLUE SPRING SOUTH - PRAIRIE LEE 161KV CKT 1 #1 | 2013-06-01 | 2014-06-01
| Cherry Co - Gentleman 345 kV Ckt1 | 2013-10-01 | 2018-01-01
| Cherry Co - Holt Co 345 kV Ckt1 | 2013-10-01 | 2018-01-01
| Cherry Co 345 kV Terminal Upgrades | 2013-10-01 | 2018-01-01
| Neligh - Hoskins 345 kV Ckt1 | 2013-10-01 | 2019-03-01
| Neligh 345/115 kV Transformer | 2013-10-01 | 2019-03-01
Construction Pending - The requested service is contingent upon completion of the following upgrades. Cost is not assignable to the transmission customer.
Reservation | Upgrade Name | DUN | EOC | Earliest Start Date | Redispatch Available
77155691 | Auburn - JEC 345KV | 2013-06-01 | 2019-06-01
| Auburn - Swissvale 345KV | 2013-06-01 | 2019-06-01
| AUBURN ROAD (AUBRN77X) 345/115/13.8KV TRANSFORMER CKT 1 | 2013-06-01 | 2019-06-01
| BLUE SPRING SOUTH - BLUE SPRINGS EAST 161KV CKT 1 #2 Accelerate | 2014-10-01 | 2016-06-01
| BLUE SPRING SOUTH - PRAIRIE LEE 161KV CKT 1 #2 Accelerate | 2014-10-01 | 2016-06-01
| CHISHOLM - MAIZE 138KV CKT 1 #1 | 2015-06-01 | 2016-06-01
| CHISHOLM - MAIZE 138KV CKT 1 #2 | 2015-06-01 | 2016-06-01
| CIMARRON - DRAPER LAKE 345KV CKT 1 | 2019-10-01 | 2019-10-01
| EVANS ENERGY CENTER NORTH - MAIZE 138KV CKT 1 #1 | 2013-06-01 | 2016-06-01
| EVANS ENERGY CENTER NORTH - MAIZE 138KV CKT 1 #2 | 2015-06-01 | 2016-06-01
| GOODYEAR JUNCTION - INDIAN HILLS 115KV CKT 1 | 2013-06-01 | 2016-06-01
| HOYT - JEFFREY ENERGY CENTER 345KV CKT 1 | 2013-06-01 | 2017-06-01
| Iatan - Jeffrey Energy Center 345 kV KACP | 2013-06-01 | 2019-06-01
| Iatan - Jeffrey Energy Center 345 kV WERE | 2013-06-01 | 2019-06-01
| Lacygne - Mariosa 345KV KACP | 2013-06-01 | 2019-06-01
| Mullergren - Reno 345kV Dbl CKT MKEC | 2013-06-01 | 2019-06-01
| Mullergren - Reno 345kV Dbl CKT WERE | 2013-10-01 | 2019-06-01
| Spearville - Mullergren 345kV Dbl CKT | 2013-06-01 | 2019-06-01
| Viola - Rose Hill 345 kV | 2013-06-01 | 2019-06-01
Credits may be required for the following Network Upgrades in accordance with Attachment Z2 of the SPP OATT.
Reservation | Upgrade Name | DUN | EOC | Earliest Start Date | Redispatch Available
77155691 | DEARING 138KV Capacitor | 2012-06-01 | 2012-06-01
| LACYGNE - WEST GARDNER 345KV CKT 1 | 2006-06-01 | 2006-06-01
| LYONS - RICE_CO 115KV CKT 1 | 2012-10-01 | 2013-04-01
| LYONS - WHEATLAND 115KV CKT 1 #1 | 2012-10-01 | 2013-07-15
| LYONS - WHEATLAND 115KV CKT 1 #2 | 2012-10-01 | 2013-07-15
| TATONGA - WOODWARD 345KV CKT 1 | 2010-01-01 | 2010-01-01
Third Party Limitations.
Reservation | Upgrade Name | DUN | EOC | Earliest Start Date | Redispatch Available | *Allocated E & C Cost | *Total E & C Cost
77155691 | 7JASPER 345.00 - BLACKBERRY 345KV CKT 1 #1 | 2014-06-01 | 2014-06-01 |  |  | 111 | 100000
| Lacygne - Mariosa 345KV AMRN | 2013-06-01 | 2019-06-01 |  |  | 0 | 0
[5 empty] | Total | 111 | 100000
*Estimated cost allocation as a percentage of total cost is shown for third-party limitations when costs have not yet been established by the third-party.
*Credits may be required for applicable generation interconnection network upgrades.
Customer | Study Number
KPP | 2012-AG3-024
Customer | Reservation | POR | POD | Requested Amount | Requested Start Date | Requested Stop Date | Deferred Start Date Without Redispatch | Deferred Stop Date Without Redispatch | Potential Base Plan Funding Allowable | Point-to-Point Base Rate | Allocated E & C Cost | Total Revenue Requirements
KPP | 77398979 | WR | WR | 15 | 2013-06-01 | 2023-06-01 | 2020-06-01 | 2030-06-01 | 498263 | 0 | 498263 | 1446264.048
[9 empty] | 498263 | 0 | 498263 | 1446264.048
Reservation | Upgrade Name | DUN | EOC | Earliest Start Date | Redispatch Available | Allocated E & C Cost | Total E & C Cost | Total Revenue Requirements
77398979 | CENTENNIAL - COWSKIN 138KV CKT 1 | 2019-06-01 | 2019-06-01 |  |  | 393750 | 393750 | 1126292.832
| GRAND ISLAND - SWEETWATER 345KV CKT 2 | 2013-06-01 | 2020-06-01 |  |  | 98563 | 96368000 | 300335.844
| ST JOHN - ST_JOHN 115KV CKT 1 MIDW | 2013-06-01 | 2016-06-01 |  |  | 4862 | 450000 | 15296.04
| ST JOHN - ST_JOHN 115KV CKT 1 MKEC | 2013-06-01 | 2016-06-01 |  |  | 0 | 0 | 0
| SWISSVALE - WEST GARDNER 345KV CKT 1 WERE | 2015-06-01 | 2016-06-01 |  |  | 1088 | 393750 | 4339.332
[5 empty] | Total | 498263 | 97605500 | 1446264.05
Expansion Plan - The requested service is contingent upon completion of the following upgrades. Cost is not assignable to the transmission customer.
Reservation | Upgrade Name | DUN | EOC | Earliest Start Date | Redispatch Available
77398979 | Line - Clark County - Thistle 345 kV dbl Ckt | 2013-06-01 | 2015-01-01
| Line - Hitchland - Woodward 345 kV dbl Ckt OKGE | 2013-06-01 | 2014-07-01
| Line - Hitchland - Woodward 345 kV dbl Ckt SPS | 2013-06-01 | 2014-07-01
| Line - Spearville - Clark County 345 kV dbl Ckt | 2013-06-01 | 2015-01-01
| Line - Thistle - Wichita 345 kV dbl Ckt PW | 2013-06-01 | 2015-01-01
| Line - Thistle - Wichita 345 kV dbl Ckt WERE | 2013-06-01 | 2015-01-01
| Line - Thistle - Woodward 345 kV dbl Ckt OKGE | 2013-06-01 | 2015-01-01
| Line - Thistle - Woodward 345 kV dbl Ckt PW | 2013-06-01 | 2015-01-01
| Line - Tuco - Woodward 345 kV line OKGE | 2013-06-01 | 2014-06-01
| Line - Tuco - Woodward 345 kV line SPS | 2013-06-01 | 2014-06-01
| XFR - Thistle 345/138 kV | 2013-06-01 | 2015-01-01
Reliability Projects - The requested service is contingent upon completion of the following upgrades. Cost is not assignable to the transmission customer.
Reservation | Upgrade Name | DUN | EOC | Earliest Start Date | Redispatch Available
77398979 | Arcadia 345 kV Terminal Upgrades | 2013-06-01 | 2016-06-01
| Cherry Co - Gentleman 345 kV Ckt1 | 2013-10-01 | 2018-01-01
| Cherry Co - Holt Co 345 kV Ckt1 | 2013-10-01 | 2018-01-01
| Cherry Co 345 kV Terminal Upgrades | 2013-10-01 | 2018-01-01
Construction Pending - The requested service is contingent upon completion of the following upgrades. Cost is not assignable to the transmission customer.
Reservation | Upgrade Name | DUN | EOC | Earliest Start Date | Redispatch Available
77398979 | Auburn - JEC 345KV | 2013-06-01 | 2019-06-01
| Auburn - Swissvale 345KV | 2013-06-01 | 2019-06-01
| AUBURN ROAD (AUBRN77X) 345/115/13.8KV TRANSFORMER CKT 1 | 2013-06-01 | 2019-06-01
| CHISHOLM - MAIZE 138KV CKT 1 #1 | 2015-06-01 | 2016-06-01
| CHISHOLM - MAIZE 138KV CKT 1 #2 | 2015-06-01 | 2016-06-01
| CLEARWATER - MILAN TAP 138KV CKT 1 MKEC Accelerate | 2013-10-01 | 2016-06-01
| CLEARWATER - MILAN TAP 138KV CKT 1 WERE Accelerate | 2013-10-01 | 2016-06-01
| EVANS ENERGY CENTER NORTH - MAIZE 138KV CKT 1 #1 | 2013-06-01 | 2016-06-01
| EVANS ENERGY CENTER NORTH - MAIZE 138KV CKT 1 #2 | 2015-06-01 | 2016-06-01
| GOODYEAR JUNCTION - INDIAN HILLS 115KV CKT 1 | 2013-06-01 | 2016-06-01
| HARPER - MILAN TAP 138KV CKT 1 #1 Accelerate | 2013-10-01 | 2014-06-01
| HARPER - MILAN TAP 138KV CKT 1 #2 Accelerate | 2013-10-01 | 2016-06-01
| HOYT - JEFFREY ENERGY CENTER 345KV CKT 1 | 2013-06-01 | 2017-06-01
| Iatan - Jeffrey Energy Center 345 kV KACP | 2013-06-01 | 2019-06-01
| Iatan - Jeffrey Energy Center 345 kV WERE | 2013-06-01 | 2019-06-01
| Lacygne - Mariosa 345KV KACP | 2013-06-01 | 2019-06-01
| MEDICINE LODGE - PRATT 115KV CKT 1 | 2014-10-01 | 2014-10-01
| Mullergren - Reno 345kV Dbl CKT MKEC | 2013-06-01 | 2019-06-01
| Mullergren - Reno 345kV Dbl CKT WERE | 2013-10-01 | 2019-06-01
| Spearville - Mullergren 345kV Dbl CKT | 2013-06-01 | 2019-06-01
| Viola - Rose Hill 345 kV | 2013-06-01 | 2019-06-01
| WICHITA (WICHT12X) 345/138/13.8KV TRANSFORMER CKT 3 | 2015-10-01 | 2016-06-01
Credits may be required for the following Network Upgrades in accordance with Attachment Z2 of the SPP OATT.
Reservation | Upgrade Name | DUN | EOC | Earliest Start Date | Redispatch Available
77398979 | ALEXANDER - PRATT 115KV CKT 1 | 2009-12-01 | 2013-06-01
| ALEXANDER - SAWYER 3 115.00 115KV CKT 1 | 2009-12-01 | 2013-06-01
| BARBER - MEDICINE LODGE 115KV CKT 1 | 2009-12-01 | 2013-06-01
| BARBER - SAWYER 115KV CKT 1 | 2009-12-01 | 2013-06-01
| BARBER (BARBER 4) 138/115/2.72KV TRANSFORMER CKT 1 | 2009-12-01 | 2013-06-01
| CIRCLE - RICE_CO 230KV CKT 1 | 2012-10-01 | 2012-11-15
| CLIFTON - GREENLEAF 115KV CKT 1 | 2011-06-01 | 2013-06-01
| DEARING 138KV Capacitor | 2012-06-01 | 2012-06-01
| FLATRDG3 138.00 - MEDICINE LODGE 138KV CKT 1 | 2009-12-01 | 2013-06-01
| FLATRDG3 138.00 - HARPER 138KV CKT 1 | 2009-12-01 | 2013-06-01
| GREENLEAF - KNOB HILL 115KV CKT 1 MKEC | 2013-06-01 | 2013-06-01
| LYONS - RICE_CO 115KV CKT 1 | 2012-10-01 | 2013-04-01
| LYONS - WHEATLAND 115KV CKT 1 #1 | 2012-10-01 | 2013-07-15
| LYONS - WHEATLAND 115KV CKT 1 #2 | 2012-10-01 | 2013-07-15
| NORTHWEST - TATONGA 345KV CKT 1 | 2010-01-01 | 2010-01-01
| RICE_CO 230/115KV TRANSFORMER CKT 1 | 2012-10-01 | 2012-11-15
| Spearville 345/115/13.8kV Transformer CKT 3 | 2013-10-01 | 2015-06-01
| SUB 110 - ORONOGO JCT. - SUB 167 - RIVERTON 161KV CKT 1 | 2011-06-01 | 2011-06-01
| TATONGA - WOODWARD 345KV CKT 1 | 2010-01-01 | 2010-01-01
Third Party Limitations.
Reservation | Upgrade Name | DUN | EOC | Earliest Start Date | Redispatch Available | *Allocated E & C Cost | *Total E & C Cost
77398979 | Lacygne - Mariosa 345KV AMRN | 2013-06-01 | 2019-06-01 |  |  | 0 | 0
[5 empty] | Total | 0 | 0
*Estimated cost allocation as a percentage of total cost is shown for third-party limitations when costs have not yet been established by the third-party.
*Credits may be required for applicable generation interconnection network upgrades.
Customer | Study Number
KPP | 2012-AG3-025
Customer | Reservation | POR | POD | Requested Amount | Requested Start Date | Requested Stop Date | Deferred Start Date Without Redispatch | Deferred Stop Date Without Redispatch | Potential Base Plan Funding Allowable | Point-to-Point Base Rate | Allocated E & C Cost | Total Revenue Requirements
KPP | 77405406 | SPA | WR | 1 | 2013-06-01 | 2023-06-01 | 2017-06-01 | 2027-06-01 | 48874 | 0 | 48874 | 136815.492
[9 empty] | 48874 | 0 | 48874 | 136815.492
Reservation | Upgrade Name | DUN | EOC | Earliest Start Date | Redispatch Available | Allocated E & C Cost | Total E & C Cost | Total Revenue Requirements
77405406 | NORTH AMERICAN PHILIPS - SCHILLING 115KV CKT 1 | 2019-06-01 | 2019-06-01 |  |  | 48874 | 2775937.5 | 136815.492
[5 empty] | Total | 48874 | 2775937.5 | 136815.49
Construction Pending - The requested service is contingent upon completion of the following upgrades. Cost is not assignable to the transmission customer.
Reservation | Upgrade Name | DUN | EOC | Earliest Start Date | Redispatch Available
77405406 | WOLF CREEK 345/69KV TRANSFORMER CKT 1 | 2014-10-01 | 2017-06-01
Credits may be required for the following Network Upgrades in accordance with Attachment Z2 of the SPP OATT.
Reservation | Upgrade Name | DUN | EOC | Earliest Start Date | Redispatch Available
77405406 | ALEXANDER - SAWYER 3 115.00 115KV CKT 1 | 2009-12-01 | 2013-06-01
*Credits may be required for applicable generation interconnection network upgrades.
Customer | Study Number
KPP | 2012-AG3-026
Customer | Reservation | POR | POD | Requested Amount | Requested Start Date | Requested Stop Date | Deferred Start Date Without Redispatch | Deferred Stop Date Without Redispatch | Potential Base Plan Funding Allowable | Point-to-Point Base Rate | Allocated E & C Cost | Total Revenue Requirements
KPP | 77405413 | KACY | WR | 3 | 2013-06-01 | 2023-06-01 | 2020-06-01 | 2030-06-01 | 146658 | 0 | 146658 | 510513.996
[9 empty] | 146658 | 0 | 146658 | 510513.996
Reservation | Upgrade Name | DUN | EOC | Earliest Start Date | Redispatch Available | Allocated E & C Cost | Total E & C Cost | Total Revenue Requirements
77405413 | NORTH AMERICAN PHILIPS - SCHILLING 115KV CKT 1 | 2019-06-01 | 2019-06-01 |  |  | 146658 | 2775937.5 | 510513.996
[5 empty] | Total | 146658 | 2775937.5 | 510514
Expansion Plan - The requested service is contingent upon completion of the following upgrades. Cost is not assignable to the transmission customer.
Reservation | Upgrade Name | DUN | EOC | Earliest Start Date | Redispatch Available
77405413 | Line - Clark County - Thistle 345 kV dbl Ckt | 2013-06-01 | 2015-01-01
| Line - Hitchland - Woodward 345 kV dbl Ckt OKGE | 2013-06-01 | 2014-07-01
| Line - Hitchland - Woodward 345 kV dbl Ckt SPS | 2013-06-01 | 2014-07-01
| Line - Spearville - Clark County 345 kV dbl Ckt | 2013-06-01 | 2015-01-01
| Line - Thistle - Wichita 345 kV dbl Ckt PW | 2013-06-01 | 2015-01-01
| Line - Thistle - Wichita 345 kV dbl Ckt WERE | 2013-06-01 | 2015-01-01
| Line - Thistle - Woodward 345 kV dbl Ckt OKGE | 2013-06-01 | 2015-01-01
| Line - Thistle - Woodward 345 kV dbl Ckt PW | 2013-06-01 | 2015-01-01
| Line - Tuco - Woodward 345 kV line OKGE | 2013-06-01 | 2014-06-01
| Line - Tuco - Woodward 345 kV line SPS | 2013-06-01 | 2014-06-01
| XFR - Thistle 345/138 kV | 2013-06-01 | 2015-01-01
Construction Pending - The requested service is contingent upon completion of the following upgrades. Cost is not assignable to the transmission customer.
Reservation | Upgrade Name | DUN | EOC | Earliest Start Date | Redispatch Available
77405413 | Auburn - JEC 345KV | 2013-06-01 | 2019-06-01
| Auburn - Swissvale 345KV | 2013-06-01 | 2019-06-01
| AUBURN ROAD (AUBRN77X) 345/115/13.8KV TRANSFORMER CKT 1 | 2013-06-01 | 2019-06-01
| GOODYEAR JUNCTION - INDIAN HILLS 115KV CKT 1 | 2013-06-01 | 2016-06-01
| HOYT - JEFFREY ENERGY CENTER 345KV CKT 1 | 2013-06-01 | 2017-06-01
| Iatan - Jeffrey Energy Center 345 kV KACP | 2013-06-01 | 2019-06-01
| Iatan - Jeffrey Energy Center 345 kV WERE | 2013-06-01 | 2019-06-01
| Lacygne - Mariosa 345KV KACP | 2013-06-01 | 2019-06-01
| WOLF CREEK 345/69KV TRANSFORMER CKT 1 | 2014-10-01 | 2017-06-01
Credits may be required for the following Network Upgrades in accordance with Attachment Z2 of the SPP OATT.
Reservation | Upgrade Name | DUN | EOC | Earliest Start Date | Redispatch Available
77405413 | ALEXANDER - PRATT 115KV CKT 1 | 2009-12-01 | 2013-06-01
| ALEXANDER - SAWYER 3 115.00 115KV CKT 1 | 2009-12-01 | 2013-06-01
| BARBER - SAWYER 115KV CKT 1 | 2009-12-01 | 2013-06-01
| BARBER (BARBER 4) 138/115/2.72KV TRANSFORMER CKT 1 | 2009-12-01 | 2013-06-01
| FLATRDG3 138.00 - MEDICINE LODGE 138KV CKT 1 | 2009-12-01 | 2013-06-01
| LYONS - RICE_CO 115KV CKT 1 | 2012-10-01 | 2013-04-01
Potential reservation deferral and redispatch requirement on the following upgrades due to positive MW Impact on limitations that require upgrade. No cost assignment due to negative MW impact on defined upgrade.
Reservation | Upgrade Name | DUN | EOC | Earliest Start Date | Redispatch Available
77405413 | Wolf Creek to Neosho 345 kV | 2015-10-01 | 2020-06-01 | 2020-06-01
Third Party Limitations.
Reservation | Upgrade Name | DUN | EOC | Earliest Start Date | Redispatch Available | *Allocated E & C Cost | *Total E & C Cost
77405413 | Lacygne - Mariosa 345KV AMRN | 2013-06-01 | 2019-06-01 |  |  | 0 | 0
[5 empty] | Total | 0 | 0
*Estimated cost allocation as a percentage of total cost is shown for third-party limitations when costs have not yet been established by the third-party.
*Credits may be required for applicable generation interconnection network upgrades.
Customer | Study Number
KPP | 2012-AG3-027
Customer | Reservation | POR | POD | Requested Amount | Requested Start Date | Requested Stop Date | Deferred Start Date Without Redispatch | Deferred Stop Date Without Redispatch | Potential Base Plan Funding Allowable | Point-to-Point Base Rate | Allocated E & C Cost | Total Revenue Requirements
KPP | 77405416 | WR | WR | 9 | 2013-06-01 | 2023-06-01 | 2020-06-01 | 2030-06-01 | 1620000 | 0 | 9760611 | 26648258.364
[9 empty] | 1620000 | 0 | 9760611 | 26648258.364
Reservation | Upgrade Name | DUN | EOC | Earliest Start Date | Redispatch Available | Allocated E & C Cost | Total E & C Cost | Total Revenue Requirements
77405416 | BARTLESVILLE COMANCHE - MOUND ROAD 138KV CKT 1 | 2015-06-01 | 2017-06-01 |  |  | 9968 | 2885625 | 39341.724
| HOLT - NELIGH 345KV CKT 1 | 2013-10-01 | 2019-03-01 |  |  | 11770 | 30656000 | 37565.964
| MATHWSN7 345.00 - NORTHWEST 345KV CKT 1 | 2015-10-01 | 2016-06-01 |  |  | 171 | 326250 | 819.12
| MOUNDRIDGE - SPRING CREEK JUNCTION 115KV CKT 1 | 2019-06-01 | 2019-06-01 |  |  | 393750 | 393750 | 1126292.832
| NORTH AMERICAN PHILIPS - SCHILLING 115KV CKT 1 | 2019-06-01 | 2019-06-01 |  |  | 439902 | 2775937.5 | 1531291.416
| SMOKYHL6 230.00 - SUMMIT 230KV CKT 2 MIDW | 2013-06-01 | 2019-06-01 |  |  | 29430 | 13864500 | 83231.712
| SMOKYHL6 230.00 - SUMMIT 230KV CKT 2 WERE | 2013-06-01 | 2019-06-01 |  |  | 72302 | 34061343.75 | 251682.048
| SUB 124 - AURORA H.T. 69KV | 2019-06-01 | 2019-06-01 |  |  | 6506 | 3300000 | 19391.76
| Wolf Creek to Neosho 345 kV | 2015-10-01 | 2020-06-01 |  |  | 8796812 | 117126900 | 23558641.788
[5 empty] | Total | 9760611 | 205390306.25 | 26648258.364
Expansion Plan - The requested service is contingent upon completion of the following upgrades. Cost is not assignable to the transmission customer.
Reservation | Upgrade Name | DUN | EOC | Earliest Start Date | Redispatch Available
77405416 | Line - Clark County - Thistle 345 kV dbl Ckt | 2013-06-01 | 2015-01-01
| Line - Hitchland - Woodward 345 kV dbl Ckt OKGE | 2013-06-01 | 2014-07-01
| Line - Hitchland - Woodward 345 kV dbl Ckt SPS | 2013-06-01 | 2014-07-01
| Line - Spearville - Clark County 345 kV dbl Ckt | 2013-06-01 | 2015-01-01
| Line - Thistle - Wichita 345 kV dbl Ckt PW | 2013-06-01 | 2015-01-01
| Line - Thistle - Wichita 345 kV dbl Ckt WERE | 2013-06-01 | 2015-01-01
| Line - Thistle - Woodward 345 kV dbl Ckt OKGE | 2013-06-01 | 2015-01-01
| Line - Thistle - Woodward 345 kV dbl Ckt PW | 2013-06-01 | 2015-01-01
| Line - Tuco - Woodward 345 kV line OKGE | 2013-06-01 | 2014-06-01
| Line - Tuco - Woodward 345 kV line SPS | 2013-06-01 | 2014-06-01
| XFR - Thistle 345/138 kV | 2013-06-01 | 2015-01-01
Reliability Projects - The requested service is contingent upon completion of the following upgrades. Cost is not assignable to the transmission customer.
Reservation | Upgrade Name | DUN | EOC | Earliest Start Date | Redispatch Available
77405416 | Cherry Co - Gentleman 345 kV Ckt1 | 2013-10-01 | 2018-01-01
| Cherry Co - Holt Co 345 kV Ckt1 | 2013-10-01 | 2018-01-01
| Cherry Co 345 kV Terminal Upgrades | 2013-10-01 | 2018-01-01
| Neligh - Hoskins 345 kV Ckt1 | 2013-10-01 | 2019-03-01
| Neligh 345/115 kV Transformer | 2013-10-01 | 2019-03-01
Construction Pending - The requested service is contingent upon completion of the following upgrades. Cost is not assignable to the transmission customer.
Reservation | Upgrade Name | DUN | EOC | Earliest Start Date | Redispatch Available
77405416 | Auburn - JEC 345KV | 2013-06-01 | 2019-06-01
| Auburn - Swissvale 345KV | 2013-06-01 | 2019-06-01
| AUBURN ROAD (AUBRN77X) 345/115/13.8KV TRANSFORMER CKT 1 | 2013-06-01 | 2019-06-01
| CIMARRON - DRAPER LAKE 345KV CKT 1 | 2019-10-01 | 2019-10-01
| GOODYEAR JUNCTION - INDIAN HILLS 115KV CKT 1 | 2013-06-01 | 2016-06-01
| HOYT - JEFFREY ENERGY CENTER 345KV CKT 1 | 2013-06-01 | 2017-06-01
| Iatan - Jeffrey Energy Center 345 kV KACP | 2013-06-01 | 2019-06-01
| Iatan - Jeffrey Energy Center 345 kV WERE | 2013-06-01 | 2019-06-01
| Lacygne - Mariosa 345KV KACP | 2013-06-01 | 2019-06-01
| WOLF CREEK 345/69KV TRANSFORMER CKT 1 | 2014-10-01 | 2017-06-01
Credits may be required for the following Network Upgrades in accordance with Attachment Z2 of the SPP OATT.
Reservation | Upgrade Name | DUN | EOC | Earliest Start Date | Redispatch Available
77405416 | ALEXANDER - PRATT 115KV CKT 1 | 2009-12-01 | 2013-06-01
| ALEXANDER - SAWYER 3 115.00 115KV CKT 1 | 2009-12-01 | 2013-06-01
| BARBER - SAWYER 115KV CKT 1 | 2009-12-01 | 2013-06-01
| BARBER (BARBER 4) 138/115/2.72KV TRANSFORMER CKT 1 | 2009-12-01 | 2013-06-01
| CLIFTON - GREENLEAF 115KV CKT 1 | 2011-06-01 | 2013-06-01
| FLATRDG3 138.00 - MEDICINE LODGE 138KV CKT 1 | 2009-12-01 | 2013-06-01
| FLATRDG3 138.00 - HARPER 138KV CKT 1 | 2009-12-01 | 2013-06-01
| GREENLEAF - KNOB HILL 115KV CKT 1 MKEC | 2013-06-01 | 2013-06-01
| LACYGNE - WEST GARDNER 345KV CKT 1 | 2006-06-01 | 2006-06-01
| LYONS - RICE_CO 115KV CKT 1 | 2012-10-01 | 2013-04-01
| LYONS - WHEATLAND 115KV CKT 1 #1 | 2012-10-01 | 2013-07-15
| LYONS - WHEATLAND 115KV CKT 1 #2 | 2012-10-01 | 2013-07-15
Third Party Limitations.
Reservation | Upgrade Name | DUN | EOC | Earliest Start Date | Redispatch Available | *Allocated E & C Cost | *Total E & C Cost
77405416 | 7JASPER 345.00 - BLACKBERRY 345KV CKT 1 #1 | 2014-06-01 | 2014-06-01 |  |  | 280 | 100000
| Lacygne - Mariosa 345KV AMRN | 2013-06-01 | 2019-06-01 |  |  | 0 | 0
[5 empty] | Total | 280 | 100000
*Estimated cost allocation as a percentage of total cost is shown for third-party limitations when costs have not yet been established by the third-party.
*Credits may be required for applicable generation interconnection network upgrades.
Customer | Study Number
KPP | 2012-AG3-028
Customer | Reservation | POR | POD | Requested Amount | Requested Start Date | Requested Stop Date | Deferred Start Date Without Redispatch | Deferred Stop Date Without Redispatch | Potential Base Plan Funding Allowable | Point-to-Point Base Rate | Allocated E & C Cost | Total Revenue Requirements
KPP | 77405426 | WR | WR | 4 | 2013-06-01 | 2015-01-01 | 2019-06-01 | 2021-01-01 | 0 | 0 | 0 | 0
[9 empty] | 0 | 0 | 0 | 0
Reservation | Upgrade Name | DUN | EOC | Earliest Start Date | Redispatch Available | Allocated E & C Cost | Total E & C Cost | Total Revenue Requirements
77405426 | None |  |  |  |  | 0 | 0 | 0
[5 empty] | Total | 0 | 0 | 0
Expansion Plan - The requested service is contingent upon completion of the following upgrades. Cost is not assignable to the transmission customer.
Reservation | Upgrade Name | DUN | EOC | Earliest Start Date | Redispatch Available
77405426 | IATAN - NASHUA 345KV CKT 1 | 2013-06-01 | 2015-06-01
| Line - Clark County - Thistle 345 kV dbl Ckt | 2013-06-01 | 2015-01-01
| Line - Hitchland - Woodward 345 kV dbl Ckt OKGE | 2013-06-01 | 2014-07-01
| Line - Hitchland - Woodward 345 kV dbl Ckt SPS | 2013-06-01 | 2014-07-01
| Line - Spearville - Clark County 345 kV dbl Ckt | 2013-06-01 | 2015-01-01
| Line - Thistle - Wichita 345 kV dbl Ckt PW | 2013-06-01 | 2015-01-01
| Line - Thistle - Wichita 345 kV dbl Ckt WERE | 2013-06-01 | 2015-01-01
| Line - Thistle - Woodward 345 kV dbl Ckt OKGE | 2013-06-01 | 2015-01-01
| Line - Thistle - Woodward 345 kV dbl Ckt PW | 2013-06-01 | 2015-01-01
| Line - Tuco - Woodward 345 kV line OKGE | 2013-06-01 | 2014-06-01
| Line - Tuco - Woodward 345 kV line SPS | 2013-06-01 | 2014-06-01
| XFR - Thistle 345/138 kV | 2013-06-01 | 2015-01-01
Reliability Projects - The requested service is contingent upon completion of the following upgrades. Cost is not assignable to the transmission customer.
Reservation | Upgrade Name | DUN | EOC | Earliest Start Date | Redispatch Available
77405426 | Cherry Co - Gentleman 345 kV Ckt1 | 2013-10-01 | 2018-01-01
| Cherry Co - Holt Co 345 kV Ckt1 | 2013-10-01 | 2018-01-01
| Cherry Co 345 kV Terminal Upgrades | 2013-10-01 | 2018-01-01
| EVANS ENERGY CENTER SOUTH - LAKERIDGE 138KV CKT 1 | 2015-06-01 | 2016-06-01
| HOOVER NORTH - LAKERIDGE 138KV CKT 1 #1 | 2015-06-01 | 2016-06-01
| Neligh - Hoskins 345 kV Ckt1 | 2013-10-01 | 2019-03-01
| Neligh 345/115 kV Transformer | 2013-10-01 | 2019-03-01
Construction Pending - The requested service is contingent upon completion of the following upgrades. Cost is not assignable to the transmission customer.
Reservation | Upgrade Name | DUN | EOC | Earliest Start Date | Redispatch Available
77405426 | Auburn - JEC 345KV | 2013-06-01 | 2019-06-01
| Auburn - Swissvale 345KV | 2013-06-01 | 2019-06-01
| AUBURN ROAD (AUBRN77X) 345/115/13.8KV TRANSFORMER CKT 1 | 2013-06-01 | 2019-06-01
| CHISHOLM - MAIZE 138KV CKT 1 #1 | 2015-06-01 | 2016-06-01
| CHISHOLM - MAIZE 138KV CKT 1 #2 | 2015-06-01 | 2016-06-01
| CIMARRON - DRAPER LAKE 345KV CKT 1 | 2019-10-01 | 2019-10-01
| EVANS ENERGY CENTER NORTH - MAIZE 138KV CKT 1 #1 | 2013-06-01 | 2016-06-01
| EVANS ENERGY CENTER NORTH - MAIZE 138KV CKT 1 #2 | 2015-06-01 | 2016-06-01
| GOODYEAR JUNCTION - INDIAN HILLS 115KV CKT 1 | 2013-06-01 | 2016-06-01
| HOOVER NORTH - LAKERIDGE 138KV CKT 1 #2 | 2015-06-01 | 2016-06-01
| HOYT - JEFFREY ENERGY CENTER 345KV CKT 1 | 2013-06-01 | 2017-06-01
| Iatan - Jeffrey Energy Center 345 kV KACP | 2013-06-01 | 2019-06-01
| Iatan - Jeffrey Energy Center 345 kV WERE | 2013-06-01 | 2019-06-01
| Lacygne - Mariosa 345KV KACP | 2013-06-01 | 2019-06-01
| Viola - Rose Hill 345 kV | 2013-06-01 | 2019-06-01
| WICHITA (WICHT12X) 345/138/13.8KV TRANSFORMER CKT 3 | 2015-10-01 | 2016-06-01
| WOLF CREEK 345/69KV TRANSFORMER CKT 1 | 2014-10-01 | 2017-06-01
Credits may be required for the following Network Upgrades in accordance with Attachment Z2 of the SPP OATT.
Reservation | Upgrade Name | DUN | EOC | Earliest Start Date | Redispatch Available
77405426 | ALEXANDER - SAWYER 3 115.00 115KV CKT 1 | 2009-12-01 | 2013-06-01
| LACYGNE - WEST GARDNER 345KV CKT 1 | 2006-06-01 | 2006-06-01
Potential reservation deferral and redispatch requirement on the following upgrades due to positive MW Impact on limitations that require upgrade. No cost assignment due to negative MW impact on defined upgrade.
Reservation | Upgrade Name | DUN | EOC | Earliest Start Date | Redispatch Available
77405426 | HOLT - NELIGH 345KV CKT 1 | 2013-10-01 | 2019-03-01 | 2019-03-01
Third Party Limitations.
Reservation | Upgrade Name | DUN | EOC | Earliest Start Date | Redispatch Available | *Allocated E & C Cost | *Total E & C Cost
77405426 | Lacygne - Mariosa 345KV AMRN | 2013-06-01 | 2019-06-01 |  |  | 0 | 0
[5 empty] | Total | 0 | 0
*Estimated cost allocation as a percentage of total cost is shown for third-party limitations when costs have not yet been established by the third-party.
*Credits may be required for applicable generation interconnection network upgrades.
Customer | Study Number
MIDW | 2012-AG3-013
Customer | Reservation | POR | POD | Requested Amount | Requested Start Date | Requested Stop Date | Deferred Start Date Without Redispatch | Deferred Stop Date Without Redispatch | Potential Base Plan Funding Allowable | Point-to-Point Base Rate | Allocated E & C Cost | Total Revenue Requirements
MIDW | 77410531 | WR | WR | 28 | 2015-06-01 | 2038-06-01 | 2020-06-01 | 2043-06-01 | 2986982 | 0 | 2986982 | 13818792.978
[9 empty] | 2986982 | 0 | 2986982 | 13818792.978
Reservation | Upgrade Name | DUN | EOC | Earliest Start Date | Redispatch Available | Allocated E & C Cost | Total E & C Cost | Total Revenue Requirements
77410531 | GRAND ISLAND - SWEETWATER 345KV CKT 2 | 2013-06-01 | 2020-06-01 |  |  | 990073 | 96368000 | 4261947.5916
| HOLT - NELIGH 345KV CKT 1 | 2013-10-01 | 2019-03-01 |  |  | 237953 | 30656000 | 1082073.2904
| MATHWSN7 345.00 - NORTHWEST 345KV CKT 1 | 2015-10-01 | 2016-06-01 |  |  | 580 | 326250 | 4343.274
| SMOKYHL6 230.00 - SUMMIT 230KV CKT 2 MIDW | 2013-06-01 | 2019-06-01 |  |  | 505578 | 13864500 | 2100299.556
| SMOKYHL6 230.00 - SUMMIT 230KV CKT 2 WERE | 2013-06-01 | 2019-06-01 |  |  | 1242069 | 34061343.75 | 6320547.9084
| ST JOHN - ST_JOHN 115KV CKT 1 MIDW | 2013-06-01 | 2016-06-01 |  |  | 10729 | 450000 | 49581.3576
| ST JOHN - ST_JOHN 115KV CKT 1 MKEC | 2013-06-01 | 2016-06-01 |  |  | 0 | 0 | 0
[5 empty] | Total | 2986982 | 175726093.75 | 13818792.98
Expansion Plan - The requested service is contingent upon completion of the following upgrades. Cost is not assignable to the transmission customer.
Reservation | Upgrade Name | DUN | EOC | Earliest Start Date | Redispatch Available
77410531 | Line - Clark County - Thistle 345 kV dbl Ckt | 2013-06-01 | 2015-01-01
| Line - Hitchland - Woodward 345 kV dbl Ckt OKGE | 2013-06-01 | 2014-07-01
| Line - Hitchland - Woodward 345 kV dbl Ckt SPS | 2013-06-01 | 2014-07-01
| Line - Spearville - Clark County 345 kV dbl Ckt | 2013-06-01 | 2015-01-01
| Line - Thistle - Wichita 345 kV dbl Ckt PW | 2013-06-01 | 2015-01-01
| Line - Thistle - Wichita 345 kV dbl Ckt WERE | 2013-06-01 | 2015-01-01
| Line - Thistle - Woodward 345 kV dbl Ckt OKGE | 2013-06-01 | 2015-01-01
| Line - Thistle - Woodward 345 kV dbl Ckt PW | 2013-06-01 | 2015-01-01
| Line - Tuco - Woodward 345 kV line OKGE | 2013-06-01 | 2014-06-01
| Line - Tuco - Woodward 345 kV line SPS | 2013-06-01 | 2014-06-01
| XFR - Thistle 345/138 kV | 2013-06-01 | 2015-01-01
Reliability Projects - The requested service is contingent upon completion of the following upgrades. Cost is not assignable to the transmission customer.
Reservation | Upgrade Name | DUN | EOC | Earliest Start Date | Redispatch Available
77410531 | Cherry Co - Gentleman 345 kV Ckt1 | 2013-10-01 | 2018-01-01
| Cherry Co - Holt Co 345 kV Ckt1 | 2013-10-01 | 2018-01-01
| Cherry Co 345 kV Terminal Upgrades | 2013-10-01 | 2018-01-01
| Neligh - Hoskins 345 kV Ckt1 | 2013-10-01 | 2019-03-01
| Neligh 345/115 kV Transformer | 2013-10-01 | 2019-03-01
Construction Pending - The requested service is contingent upon completion of the following upgrades. Cost is not assignable to the transmission customer.
Reservation | Upgrade Name | DUN | EOC | Earliest Start Date | Redispatch Available
77410531 | CLEARWATER - MILAN TAP 138KV CKT 1 MKEC Accelerate | 2013-10-01 | 2016-06-01
| CLEARWATER - MILAN TAP 138KV CKT 1 WERE Accelerate | 2013-10-01 | 2016-06-01
| HARPER - MILAN TAP 138KV CKT 1 #1 Accelerate | 2013-10-01 | 2014-06-01
| HARPER - MILAN TAP 138KV CKT 1 #2 Accelerate | 2013-10-01 | 2016-06-01
| HAYS PLANT - SOUTH HAYS 115KV CKT 1 #2 | 2014-01-01 | 2015-06-01
| HAYS PLANT - VINE STREET 115KV CKT 1 | 2014-01-01 | 2016-06-01
| Viola - Rose Hill 345 kV | 2013-06-01 | 2019-06-01
| WICHITA (WICHT12X) 345/138/13.8KV TRANSFORMER CKT 3 | 2015-10-01 | 2016-06-01
Credits may be required for the following Network Upgrades in accordance with Attachment Z2 of the SPP OATT.
Reservation | Upgrade Name | DUN | EOC | Earliest Start Date | Redispatch Available
77410531 | ALEXANDER - PRATT 115KV CKT 1 | 2009-12-01 | 2013-06-01
| BARBER - SAWYER 115KV CKT 1 | 2009-12-01 | 2013-06-01
| BARBER (BARBER 4) 138/115/2.72KV TRANSFORMER CKT 1 | 2009-12-01 | 2013-06-01
| CIRCLE - RICE_CO 230KV CKT 1 | 2012-10-01 | 2012-11-15
| FLATRDG3 138.00 - MEDICINE LODGE 138KV CKT 1 | 2009-12-01 | 2013-06-01
| FLATRDG3 138.00 - HARPER 138KV CKT 1 | 2009-12-01 | 2013-06-01
| LYONS - WHEATLAND 115KV CKT 1 #1 | 2012-10-01 | 2013-07-15
| LYONS - WHEATLAND 115KV CKT 1 #2 | 2012-10-01 | 2013-07-15
| Mullergren - Reno 345kV Dbl CKT MKEC | 2012-10-01 | 2019-06-01
| Mullergren - Reno 345kV Dbl CKT WERE | 2012-10-01 | 2019-06-01
| RICE_CO 230/115KV TRANSFORMER CKT 1 | 2012-10-01 | 2012-11-15
| Spearville - Mullergren 345kV Dbl CKT | 2012-10-01 | 2019-06-01
| TATONGA - WOODWARD 345KV CKT 1 | 2010-01-01 | 2010-01-01
*Credits may be required for applicable generation interconnection network upgrades.
Customer | Study Number
MIDW | 2012-AG3-014
Customer | Reservation | POR | POD | Requested Amount | Requested Start Date | Requested Stop Date | Deferred Start Date Without Redispatch | Deferred Stop Date Without Redispatch | Potential Base Plan Funding Allowable | Point-to-Point Base Rate | Allocated E & C Cost | Total Revenue Requirements
MIDW | 77410543 | WR | WR | 100 | 2016-06-01 | 2046-06-01 | 2020-06-01 | 2050-06-01 | 0 | 0 | 25637823 | 136107157.608
[9 empty] | 0 | 0 | 25637823 | 136107157.608
Reservation | Upgrade Name | DUN | EOC | Earliest Start Date | Redispatch Available | Allocated E & C Cost | Total E & C Cost | Total Revenue Requirements
77410543 | ALEXANDER - NEKOMA 115KV CKT 1 | 2015-10-01 | 2017-06-01 |  |  | 423628 | 3993750 | 2246772.06
| ALEXANDER - NESS CITY 115KV CKT 1 | 2015-10-01 | 2017-06-01 |  |  | 1169451 | 11025000 | 6202351.692
| ATWOOD - COLBY 115KV CKT 1 | 2015-06-01 | 2017-06-01 |  |  | 7798430 | 15075000 | 41360095.908
| COLBY - SEGNTP 3 115.00 115KV CKT 1 | 2015-06-01 | 2017-06-01 |  |  | 5693447 | 13837500 | 30196015.596
| GRAND ISLAND - SWEETWATER 345KV CKT 2 | 2013-06-01 | 2020-06-01 |  |  | 4318333 | 96368000 | 21902659.74
| HOLT - NELIGH 345KV CKT 1 | 2013-10-01 | 2019-03-01 |  |  | 1490410 | 30656000 | 7956227.268
| HOXIE - SEGNTP 3 115.00 115KV CKT 1 | 2015-06-01 | 2017-06-01 |  |  | 2159142 | 5287500 | 11451320.352
| MATHWSN7 345.00 - NORTHWEST 345KV CKT 1 | 2015-10-01 | 2016-06-01 |  |  | 2844 | 326250 | 26182.404
| SMOKYHL6 230.00 - SUMMIT 230KV CKT 2 MIDW | 2013-06-01 | 2019-06-01 |  |  | 735998 | 13864500 | 3673225.368
| SMOKYHL6 230.00 - SUMMIT 230KV CKT 2 WERE | 2013-06-01 | 2019-06-01 |  |  | 1808148 | 34061343.75 | 10881381.744
| ST JOHN - ST_JOHN 115KV CKT 1 MIDW | 2013-06-01 | 2016-06-01 |  |  | 37992 | 450000 | 210925.476
| ST JOHN - ST_JOHN 115KV CKT 1 MKEC | 2013-06-01 | 2016-06-01 |  |  | 0 | 0 | 0
[5 empty] | Total | 25637823 | 224944843.75 | 136107157.608
Expansion Plan - The requested service is contingent upon completion of the following upgrades. Cost is not assignable to the transmission customer.
Reservation | Upgrade Name | DUN | EOC | Earliest Start Date | Redispatch Available
77410543 | Line - Clark County - Thistle 345 kV dbl Ckt | 2013-06-01 | 2015-01-01
| Line - Hitchland - Woodward 345 kV dbl Ckt OKGE | 2013-06-01 | 2014-07-01
| Line - Hitchland - Woodward 345 kV dbl Ckt SPS | 2013-06-01 | 2014-07-01
| Line - Spearville - Clark County 345 kV dbl Ckt | 2013-06-01 | 2015-01-01
| Line - Thistle - Wichita 345 kV dbl Ckt PW | 2013-06-01 | 2015-01-01
| Line - Thistle - Wichita 345 kV dbl Ckt WERE | 2013-06-01 | 2015-01-01
| Line - Thistle - Woodward 345 kV dbl Ckt OKGE | 2013-06-01 | 2015-01-01
| Line - Thistle - Woodward 345 kV dbl Ckt PW | 2013-06-01 | 2015-01-01
| Line - Tuco - Woodward 345 kV line OKGE | 2013-06-01 | 2014-06-01
| Line - Tuco - Woodward 345 kV line SPS | 2013-06-01 | 2014-06-01
| XFR - Thistle 345/138 kV | 2013-06-01 | 2015-01-01
Reliability Projects - The requested service is contingent upon completion of the following upgrades. Cost is not assignable to the transmission customer.
Reservation | Upgrade Name | DUN | EOC | Earliest Start Date | Redispatch Available
77410543 | Cherry Co - Gentleman 345 kV Ckt1 | 2013-10-01 | 2018-01-01
| Cherry Co - Holt Co 345 kV Ckt1 | 2013-10-01 | 2018-01-01
| Cherry Co 345 kV Terminal Upgrades | 2013-10-01 | 2018-01-01
| Neligh - Hoskins 345 kV Ckt1 | 2013-10-01 | 2019-03-01
| Neligh 345/115 kV Transformer | 2013-10-01 | 2019-03-01
Construction Pending - The requested service is contingent upon completion of the following upgrades. Cost is not assignable to the transmission customer.
Reservation | Upgrade Name | DUN | EOC | Earliest Start Date | Redispatch Available
77410543 | CLEARWATER - MILAN TAP 138KV CKT 1 MKEC Accelerate | 2013-10-01 | 2016-06-01
| CLEARWATER - MILAN TAP 138KV CKT 1 WERE Accelerate | 2013-10-01 | 2016-06-01
| HARPER - MILAN TAP 138KV CKT 1 #1 Accelerate | 2013-10-01 | 2014-06-01
| HARPER - MILAN TAP 138KV CKT 1 #2 Accelerate | 2013-10-01 | 2016-06-01
| HAYS PLANT - SOUTH HAYS 115KV CKT 1 #2 | 2014-01-01 | 2015-06-01
| WICHITA (WICHT12X) 345/138/13.8KV TRANSFORMER CKT 3 | 2015-10-01 | 2016-06-01
Credits may be required for the following Network Upgrades in accordance with Attachment Z2 of the SPP OATT.
Reservation | Upgrade Name | DUN | EOC | Earliest Start Date | Redispatch Available
77410543 | ALEXANDER - PRATT 115KV CKT 1 | 2009-12-01 | 2013-06-01
| BARBER - SAWYER 115KV CKT 1 | 2009-12-01 | 2013-06-01
| BARBER (BARBER 4) 138/115/2.72KV TRANSFORMER CKT 1 | 2009-12-01 | 2013-06-01
| CIRCLE - RICE_CO 230KV CKT 1 | 2012-10-01 | 2012-11-15
| FLATRDG3 138.00 - MEDICINE LODGE 138KV CKT 1 | 2009-12-01 | 2013-06-01
| FLATRDG3 138.00 - HARPER 138KV CKT 1 | 2009-12-01 | 2013-06-01
| LACYGNE - WEST GARDNER 345KV CKT 1 | 2006-06-01 | 2006-06-01
| LYONS - WHEATLAND 115KV CKT 1 #1 | 2012-10-01 | 2013-07-15
| LYONS - WHEATLAND 115KV CKT 1 #2 | 2012-10-01 | 2013-07-15
| Mullergren - Reno 345kV Dbl CKT MKEC | 2012-10-01 | 2019-06-01
| Mullergren - Reno 345kV Dbl CKT WERE | 2012-10-01 | 2019-06-01
| NORTHWEST - TATONGA 345KV CKT 1 | 2010-01-01 | 2010-01-01
| RICE_CO 230/115KV TRANSFORMER CKT 1 | 2012-10-01 | 2012-11-15
| Spearville - Mullergren 345kV Dbl CKT | 2012-10-01 | 2019-06-01
| TATONGA - WOODWARD 345KV CKT 1 | 2010-01-01 | 2010-01-01
*Credits may be required for applicable generation interconnection network upgrades.
Customer | Study Number
MIDW | 2012-AG3-015
Customer | Reservation | POR | POD | Requested Amount | Requested Start Date | Requested Stop Date | Deferred Start Date Without Redispatch | Deferred Stop Date Without Redispatch | Potential Base Plan Funding Allowable | Point-to-Point Base Rate | Allocated E & C Cost | Total Revenue Requirements
MIDW | 77410549 | WR | WR | 100 | 2016-06-01 | 2046-06-01 | 2020-06-01 | 2050-06-01 | 0 | 0 | 9309956 | 50256503.532
[9 empty] | 0 | 0 | 9309956 | 50256503.532
Reservation | Upgrade Name | DUN | EOC | Earliest Start Date | Redispatch Available | Allocated E & C Cost | Total E & C Cost | Total Revenue Requirements
77410549 | ALEXANDER - NEKOMA 115KV CKT 1 | 2015-10-01 | 2017-06-01 |  |  | 210072 | 3993750 | 1114147.08
| ALEXANDER - NESS CITY 115KV CKT 1 | 2015-10-01 | 2017-06-01 |  |  | 579917 | 11025000 | 3075673.284
| GRAND ISLAND - SWEETWATER 345KV CKT 2 | 2013-06-01 | 2020-06-01 |  |  | 3505798 | 96368000 | 17781468.192
| HOLT - NELIGH 345KV CKT 1 | 2013-10-01 | 2019-03-01 |  |  | 1049425 | 30656000 | 5602125.456
| MATHWSN7 345.00 - NORTHWEST 345KV CKT 1 | 2015-10-01 | 2016-06-01 |  |  | 2284 | 326250 | 21026.88
| SMOKYHL6 230.00 - SUMMIT 230KV CKT 2 MIDW | 2013-06-01 | 2019-06-01 |  |  | 1135231 | 13864500 | 5665721.004
| SMOKYHL6 230.00 - SUMMIT 230KV CKT 2 WERE | 2013-06-01 | 2019-06-01 |  |  | 2788957 | 34061343.75 | 16783861.644
| ST JOHN - ST_JOHN 115KV CKT 1 MIDW | 2013-06-01 | 2016-06-01 |  |  | 38272 | 450000 | 212479.992
| ST JOHN - ST_JOHN 115KV CKT 1 MKEC | 2013-06-01 | 2016-06-01 |  |  | 0 | 0 | 0
[5 empty] | Total | 9309956 | 190744843.75 | 50256503.532
Expansion Plan - The requested service is contingent upon completion of the following upgrades. Cost is not assignable to the transmission customer.
Reservation | Upgrade Name | DUN | EOC | Earliest Start Date | Redispatch Available
77410549 | Line - Clark County - Thistle 345 kV dbl Ckt | 2013-06-01 | 2015-01-01
| Line - Hitchland - Woodward 345 kV dbl Ckt OKGE | 2013-06-01 | 2014-07-01
| Line - Hitchland - Woodward 345 kV dbl Ckt SPS | 2013-06-01 | 2014-07-01
| Line - Spearville - Clark County 345 kV dbl Ckt | 2013-06-01 | 2015-01-01
| Line - Thistle - Wichita 345 kV dbl Ckt PW | 2013-06-01 | 2015-01-01
| Line - Thistle - Wichita 345 kV dbl Ckt WERE | 2013-06-01 | 2015-01-01
| Line - Thistle - Woodward 345 kV dbl Ckt OKGE | 2013-06-01 | 2015-01-01
| Line - Thistle - Woodward 345 kV dbl Ckt PW | 2013-06-01 | 2015-01-01
| Line - Tuco - Woodward 345 kV line OKGE | 2013-06-01 | 2014-06-01
| Line - Tuco - Woodward 345 kV line SPS | 2013-06-01 | 2014-06-01
| XFR - Thistle 345/138 kV | 2013-06-01 | 2015-01-01
Reliability Projects - The requested service is contingent upon completion of the following upgrades. Cost is not assignable to the transmission customer.
Reservation | Upgrade Name | DUN | EOC | Earliest Start Date | Redispatch Available
77410549 | Cherry Co - Gentleman 345 kV Ckt1 | 2013-10-01 | 2018-01-01
| Cherry Co - Holt Co 345 kV Ckt1 | 2013-10-01 | 2018-01-01
| Cherry Co 345 kV Terminal Upgrades | 2013-10-01 | 2018-01-01
| Neligh - Hoskins 345 kV Ckt1 | 2013-10-01 | 2019-03-01
| Neligh 345/115 kV Transformer | 2013-10-01 | 2019-03-01
Construction Pending - The requested service is contingent upon completion of the following upgrades. Cost is not assignable to the transmission customer.
Reservation | Upgrade Name | DUN | EOC | Earliest Start Date | Redispatch Available
77410549 | CLEARWATER - MILAN TAP 138KV CKT 1 MKEC Accelerate | 2013-10-01 | 2016-06-01
| CLEARWATER - MILAN TAP 138KV CKT 1 WERE Accelerate | 2013-10-01 | 2016-06-01
| HARPER - MILAN TAP 138KV CKT 1 #1 Accelerate | 2013-10-01 | 2014-06-01
| HARPER - MILAN TAP 138KV CKT 1 #2 Accelerate | 2013-10-01 | 2016-06-01
| Viola - Rose Hill 345 kV | 2013-06-01 | 2019-06-01
| WICHITA (WICHT12X) 345/138/13.8KV TRANSFORMER CKT 3 | 2015-10-01 | 2016-06-01
Credits may be required for the following Network Upgrades in accordance with Attachment Z2 of the SPP OATT.
Reservation | Upgrade Name | DUN | EOC | Earliest Start Date | Redispatch Available
77410549 | ALEXANDER - PRATT 115KV CKT 1 | 2009-12-01 | 2013-06-01
| BARBER - SAWYER 115KV CKT 1 | 2009-12-01 | 2013-06-01
| BARBER (BARBER 4) 138/115/2.72KV TRANSFORMER CKT 1 | 2009-12-01 | 2013-06-01
| CIRCLE - RICE_CO 230KV CKT 1 | 2012-10-01 | 2012-11-15
| FLATRDG3 138.00 - MEDICINE LODGE 138KV CKT 1 | 2009-12-01 | 2013-06-01
| FLATRDG3 138.00 - HARPER 138KV CKT 1 | 2009-12-01 | 2013-06-01
| LYONS - WHEATLAND 115KV CKT 1 #1 | 2012-10-01 | 2013-07-15
| LYONS - WHEATLAND 115KV CKT 1 #2 | 2012-10-01 | 2013-07-15
| Mullergren - Reno 345kV Dbl CKT MKEC | 2012-10-01 | 2019-06-01
| Mullergren - Reno 345kV Dbl CKT WERE | 2012-10-01 | 2019-06-01
| RICE_CO 230/115KV TRANSFORMER CKT 1 | 2012-10-01 | 2012-11-15
| Spearville - Mullergren 345kV Dbl CKT | 2012-10-01 | 2019-06-01
| TATONGA - WOODWARD 345KV CKT 1 | 2010-01-01 | 2010-01-01
Potential reservation deferral and redispatch requirement on the following upgrades due to positive MW Impact on limitations that require upgrade. No cost assignment due to negative MW impact on defined upgrade.
Reservation | Upgrade Name | DUN | EOC | Earliest Start Date | Redispatch Available
77410549 | ATWOOD - COLBY 115KV CKT 1 | 2015-06-01 | 2017-06-01 | 2017-06-01
*Credits may be required for applicable generation interconnection network upgrades.
Customer | Study Number
MIDW | 2012-AG3-016
Customer | Reservation | POR | POD | Requested Amount | Requested Start Date | Requested Stop Date | Deferred Start Date Without Redispatch | Deferred Stop Date Without Redispatch | Potential Base Plan Funding Allowable | Point-to-Point Base Rate | Allocated E & C Cost | Total Revenue Requirements
MIDW | 77410552 | WR | WR | 100 | 2016-06-01 | 2046-06-01 | 2020-06-01 | 2050-06-01 | 0 | 0 | 10667707 | 58409567.388
[9 empty] | 0 | 0 | 10667707 | 58409567.388
Reservation | Upgrade Name | DUN | EOC | Earliest Start Date | Redispatch Available | Allocated E & C Cost | Total E & C Cost | Total Revenue Requirements
77410552 | GRAND ISLAND - SWEETWATER 345KV CKT 2 | 2013-06-01 | 2020-06-01 |  |  | 3535976 | 96368000 | 17934531.516
| HOLT - NELIGH 345KV CKT 1 | 2013-10-01 | 2019-03-01 |  |  | 849790 | 30656000 | 4536417.708
| MATHWSN7 345.00 - NORTHWEST 345KV CKT 1 | 2015-10-01 | 2016-06-01 |  |  | 2073 | 326250 | 19084.428
| SMOKYHL6 230.00 - SUMMIT 230KV CKT 2 MIDW | 2013-06-01 | 2019-06-01 |  |  | 1805622 | 13864500 | 9011514.384
| SMOKYHL6 230.00 - SUMMIT 230KV CKT 2 WERE | 2013-06-01 | 2019-06-01 |  |  | 4435926 | 34061343.75 | 26695272.852
| ST JOHN - ST_JOHN 115KV CKT 1 MIDW | 2013-06-01 | 2016-06-01 |  |  | 38320 | 450000 | 212746.5
| ST JOHN - ST_JOHN 115KV CKT 1 MKEC | 2013-06-01 | 2016-06-01 |  |  | 0 | 0 | 0
[5 empty] | Total | 10667707 | 175726093.75 | 58409567.39
Expansion Plan - The requested service is contingent upon completion of the following upgrades. Cost is not assignable to the transmission customer.
Reservation | Upgrade Name | DUN | EOC | Earliest Start Date | Redispatch Available
77410552 | Line - Clark County - Thistle 345 kV dbl Ckt | 2013-06-01 | 2015-01-01
| Line - Hitchland - Woodward 345 kV dbl Ckt OKGE | 2013-06-01 | 2014-07-01
| Line - Hitchland - Woodward 345 kV dbl Ckt SPS | 2013-06-01 | 2014-07-01
| Line - Spearville - Clark County 345 kV dbl Ckt | 2013-06-01 | 2015-01-01
| Line - Thistle - Wichita 345 kV dbl Ckt PW | 2013-06-01 | 2015-01-01
| Line - Thistle - Wichita 345 kV dbl Ckt WERE | 2013-06-01 | 2015-01-01
| Line - Thistle - Woodward 345 kV dbl Ckt OKGE | 2013-06-01 | 2015-01-01
| Line - Thistle - Woodward 345 kV dbl Ckt PW | 2013-06-01 | 2015-01-01
| Line - Tuco - Woodward 345 kV line OKGE | 2013-06-01 | 2014-06-01
| Line - Tuco - Woodward 345 kV line SPS | 2013-06-01 | 2014-06-01
| XFR - Thistle 345/138 kV | 2013-06-01 | 2015-01-01
Reliability Projects - The requested service is contingent upon completion of the following upgrades. Cost is not assignable to the transmission customer.
Reservation | Upgrade Name | DUN | EOC | Earliest Start Date | Redispatch Available
77410552 | Cherry Co - Gentleman 345 kV Ckt1 | 2013-10-01 | 2018-01-01
| Cherry Co - Holt Co 345 kV Ckt1 | 2013-10-01 | 2018-01-01
| Cherry Co 345 kV Terminal Upgrades | 2013-10-01 | 2018-01-01
| Neligh - Hoskins 345 kV Ckt1 | 2013-10-01 | 2019-03-01
| Neligh 345/115 kV Transformer | 2013-10-01 | 2019-03-01
Construction Pending - The requested service is contingent upon completion of the following upgrades. Cost is not assignable to the transmission customer.
Reservation | Upgrade Name | DUN | EOC | Earliest Start Date | Redispatch Available
77410552 | CLEARWATER - MILAN TAP 138KV CKT 1 MKEC Accelerate | 2013-10-01 | 2016-06-01
| CLEARWATER - MILAN TAP 138KV CKT 1 WERE Accelerate | 2013-10-01 | 2016-06-01
| HARPER - MILAN TAP 138KV CKT 1 #1 Accelerate | 2013-10-01 | 2014-06-01
| HARPER - MILAN TAP 138KV CKT 1 #2 Accelerate | 2013-10-01 | 2016-06-01
| HAYS PLANT - SOUTH HAYS 115KV CKT 1 #2 | 2014-01-01 | 2015-06-01
| HAYS PLANT - VINE STREET 115KV CKT 1 | 2014-01-01 | 2016-06-01
| Viola - Rose Hill 345 kV | 2013-06-01 | 2019-06-01
| WICHITA (WICHT12X) 345/138/13.8KV TRANSFORMER CKT 3 | 2015-10-01 | 2016-06-01
Credits may be required for the following Network Upgrades in accordance with Attachment Z2 of the SPP OATT.
Reservation | Upgrade Name | DUN | EOC | Earliest Start Date | Redispatch Available
77410552 | ALEXANDER - PRATT 115KV CKT 1 | 2009-12-01 | 2013-06-01
| BARBER - SAWYER 115KV CKT 1 | 2009-12-01 | 2013-06-01
| BARBER (BARBER 4) 138/115/2.72KV TRANSFORMER CKT 1 | 2009-12-01 | 2013-06-01
| CIRCLE - RICE_CO 230KV CKT 1 | 2012-10-01 | 2012-11-15
| FLATRDG3 138.00 - MEDICINE LODGE 138KV CKT 1 | 2009-12-01 | 2013-06-01
| FLATRDG3 138.00 - HARPER 138KV CKT 1 | 2009-12-01 | 2013-06-01
| LYONS - WHEATLAND 115KV CKT 1 #1 | 2012-10-01 | 2013-07-15
| LYONS - WHEATLAND 115KV CKT 1 #2 | 2012-10-01 | 2013-07-15
| Mullergren - Reno 345kV Dbl CKT MKEC | 2012-10-01 | 2019-06-01
| Mullergren - Reno 345kV Dbl CKT WERE | 2012-10-01 | 2019-06-01
| RICE_CO 230/115KV TRANSFORMER CKT 1 | 2012-10-01 | 2012-11-15
| Spearville - Mullergren 345kV Dbl CKT | 2012-10-01 | 2019-06-01
| TATONGA - WOODWARD 345KV CKT 1 | 2010-01-01 | 2010-01-01
*Credits may be required for applicable generation interconnection network upgrades.
Customer | Study Number
MIDW | 2012-AG3-017
Customer | Reservation | POR | POD | Requested Amount | Requested Start Date | Requested Stop Date | Deferred Start Date Without Redispatch | Deferred Stop Date Without Redispatch | Potential Base Plan Funding Allowable | Point-to-Point Base Rate | Allocated E & C Cost | Total Revenue Requirements
MIDW | 77410571 | WR | WR | 100 | 2016-06-01 | 2046-06-01 | 2020-06-01 | 2050-06-01 | 0 | 0 | 18920280 | 101396565.288
[9 empty] | 0 | 0 | 18920280 | 101396565.288
Reservation | Upgrade Name | DUN | EOC | Earliest Start Date | Redispatch Available | Allocated E & C Cost | Total E & C Cost | Total Revenue Requirements
77410571 | ALEXANDER - NEKOMA 115KV CKT 1 | 2015-10-01 | 2017-06-01 |  |  | 2567607 | 3993750 | 13617673.272
| ALEXANDER - NESS CITY 115KV CKT 1 | 2015-10-01 | 2017-06-01 |  |  | 7088043 | 11025000 | 37592456.22
| COLBY - SEGNTP 3 115.00 115KV CKT 1 | 2015-06-01 | 2017-06-01 |  |  | 1620186 | 13837500 | 8592889.644
| GRAND ISLAND - SWEETWATER 345KV CKT 2 | 2013-06-01 | 2020-06-01 |  |  | 3176115 | 96368000 | 16109310.312
| HOLT - NELIGH 345KV CKT 1 | 2013-10-01 | 2019-03-01 |  |  | 1027972 | 30656000 | 5487603.3
| HOXIE - SEGNTP 3 115.00 115KV CKT 1 | 2015-06-01 | 2017-06-01 |  |  | 548003 | 5287500 | 2906412.768
| HUNTSVILLE - HUTCHINSON ENERGY CENTER 115KV CKT 1 WERE | 2014-01-01 | 2017-06-01 |  |  | 622190 | 7579687.5 | 4100780.7
| MATHWSN7 345.00 - NORTHWEST 345KV CKT 1 | 2015-10-01 | 2016-06-01 |  |  | 3304 | 326250 | 30417.192
| SMOKYHL6 230.00 - SUMMIT 230KV CKT 2 MIDW | 2013-06-01 | 2019-06-01 |  |  | 639891 | 13864500 | 3193573.716
| SMOKYHL6 230.00 - SUMMIT 230KV CKT 2 WERE | 2013-06-01 | 2019-06-01 |  |  | 1572041 | 34061343.75 | 9460496.736
| ST JOHN - ST_JOHN 115KV CKT 1 MIDW | 2013-06-01 | 2016-06-01 |  |  | 54928 | 450000 | 304951.428
| ST JOHN - ST_JOHN 115KV CKT 1 MKEC | 2013-06-01 | 2016-06-01 |  |  | 0 | 0 | 0
[5 empty] | Total | 18920280 | 217449531.25 | 101396565.288
Expansion Plan - The requested service is contingent upon completion of the following upgrades. Cost is not assignable to the transmission customer.
Reservation | Upgrade Name | DUN | EOC | Earliest Start Date | Redispatch Available
77410571 | Line - Clark County - Thistle 345 kV dbl Ckt | 2013-06-01 | 2015-01-01
| Line - Hitchland - Woodward 345 kV dbl Ckt OKGE | 2013-06-01 | 2014-07-01
| Line - Hitchland - Woodward 345 kV dbl Ckt SPS | 2013-06-01 | 2014-07-01
| Line - Spearville - Clark County 345 kV dbl Ckt | 2013-06-01 | 2015-01-01
| Line - Thistle - Wichita 345 kV dbl Ckt PW | 2013-06-01 | 2015-01-01
| Line - Thistle - Wichita 345 kV dbl Ckt WERE | 2013-06-01 | 2015-01-01
| Line - Thistle - Woodward 345 kV dbl Ckt OKGE | 2013-06-01 | 2015-01-01
| Line - Thistle - Woodward 345 kV dbl Ckt PW | 2013-06-01 | 2015-01-01
| Line - Tuco - Woodward 345 kV line OKGE | 2013-06-01 | 2014-06-01
| Line - Tuco - Woodward 345 kV line SPS | 2013-06-01 | 2014-06-01
| XFR - Thistle 345/138 kV | 2013-06-01 | 2015-01-01
Reliability Projects - The requested service is contingent upon completion of the following upgrades. Cost is not assignable to the transmission customer.
Reservation | Upgrade Name | DUN | EOC | Earliest Start Date | Redispatch Available
77410571 | Cherry Co - Gentleman 345 kV Ckt1 | 2013-10-01 | 2018-01-01
| Cherry Co - Holt Co 345 kV Ckt1 | 2013-10-01 | 2018-01-01
| Cherry Co 345 kV Terminal Upgrades | 2013-10-01 | 2018-01-01
| Neligh - Hoskins 345 kV Ckt1 | 2013-10-01 | 2019-03-01
| Neligh 345/115 kV Transformer | 2013-10-01 | 2019-03-01
Construction Pending - The requested service is contingent upon completion of the following upgrades. Cost is not assignable to the transmission customer.
Reservation | Upgrade Name | DUN | EOC | Earliest Start Date | Redispatch Available
77410571 | CLEARWATER - MILAN TAP 138KV CKT 1 MKEC Accelerate | 2013-10-01 | 2016-06-01
| CLEARWATER - MILAN TAP 138KV CKT 1 WERE Accelerate | 2013-10-01 | 2016-06-01
| HARPER - MILAN TAP 138KV CKT 1 #1 Accelerate | 2013-10-01 | 2014-06-01
| HARPER - MILAN TAP 138KV CKT 1 #2 Accelerate | 2013-10-01 | 2016-06-01
| HAYS PLANT - SOUTH HAYS 115KV CKT 1 #2 | 2014-01-01 | 2015-06-01
| HAYS PLANT - VINE STREET 115KV CKT 1 | 2014-01-01 | 2016-06-01
| Viola - Rose Hill 345 kV | 2013-06-01 | 2019-06-01
| WICHITA (WICHT12X) 345/138/13.8KV TRANSFORMER CKT 3 | 2015-10-01 | 2016-06-01
Credits may be required for the following Network Upgrades in accordance with Attachment Z2 of the SPP OATT.
Reservation | Upgrade Name | DUN | EOC | Earliest Start Date | Redispatch Available
77410571 | ALEXANDER - PRATT 115KV CKT 1 | 2009-12-01 | 2013-06-01
| BARBER - SAWYER 115KV CKT 1 | 2009-12-01 | 2013-06-01
| BARBER (BARBER 4) 138/115/2.72KV TRANSFORMER CKT 1 | 2009-12-01 | 2013-06-01
| CIRCLE - RICE_CO 230KV CKT 1 | 2012-10-01 | 2012-11-15
| FLATRDG3 138.00 - MEDICINE LODGE 138KV CKT 1 | 2009-12-01 | 2013-06-01
| FLATRDG3 138.00 - HARPER 138KV CKT 1 | 2009-12-01 | 2013-06-01
| LACYGNE - WEST GARDNER 345KV CKT 1 | 2006-06-01 | 2006-06-01
| LYONS - RICE_CO 115KV CKT 1 | 2012-10-01 | 2013-04-01
| LYONS - WHEATLAND 115KV CKT 1 #1 | 2012-10-01 | 2013-07-15
| LYONS - WHEATLAND 115KV CKT 1 #2 | 2012-10-01 | 2013-07-15
| Mullergren - Reno 345kV Dbl CKT MKEC | 2012-10-01 | 2019-06-01
| Mullergren - Reno 345kV Dbl CKT WERE | 2012-10-01 | 2019-06-01
| NORTHWEST - TATONGA 345KV CKT 1 | 2010-01-01 | 2010-01-01
| RICE_CO 230/115KV TRANSFORMER CKT 1 | 2012-10-01 | 2012-11-15
| Spearville - Mullergren 345kV Dbl CKT | 2012-10-01 | 2019-06-01
| TATONGA - WOODWARD 345KV CKT 1 | 2010-01-01 | 2010-01-01
*Credits may be required for applicable generation interconnection network upgrades.
Customer | Study Number
MIDW | 2012-AG3-018
Customer | Reservation | POR | POD | Requested Amount | Requested Start Date | Requested Stop Date | Deferred Start Date Without Redispatch | Deferred Stop Date Without Redispatch | Potential Base Plan Funding Allowable | Point-to-Point Base Rate | Allocated E & C Cost | Total Revenue Requirements
MIDW | 77410574 | WR | WR | 100 | 2016-06-01 | 2046-06-01 | 2020-06-01 | 2050-06-01 | 0 | 0 | 6327136 | 35312746.212
[9 empty] | 0 | 0 | 6327136 | 35312746.212
Reservation | Upgrade Name | DUN | EOC | Earliest Start Date | Redispatch Available | Allocated E & C Cost | Total E & C Cost | Total Revenue Requirements
77410574 | GRAND ISLAND - SWEETWATER 345KV CKT 2 | 2013-06-01 | 2020-06-01 |  |  | 2241729 | 96368000 | 11370088.296
| HOLT - NELIGH 345KV CKT 1 | 2013-10-01 | 2019-03-01 |  |  | 603673 | 30656000 | 3222576.072
| HUNTSVILLE - HUTCHINSON ENERGY CENTER 115KV CKT 1 WERE | 2014-01-01 | 2017-06-01 |  |  | 924953 | 7579687.5 | 6096255.84
| MATHWSN7 345.00 - NORTHWEST 345KV CKT 1 | 2015-10-01 | 2016-06-01 |  |  | 2583 | 326250 | 23779.548
| SMOKYHL6 230.00 - SUMMIT 230KV CKT 2 MIDW | 2013-06-01 | 2019-06-01 |  |  | 718247 | 13864500 | 3584633.544
| SMOKYHL6 230.00 - SUMMIT 230KV CKT 2 WERE | 2013-06-01 | 2019-06-01 |  |  | 1764541 | 34061343.75 | 10618956.072
| ST JOHN - ST_JOHN 115KV CKT 1 MIDW | 2013-06-01 | 2016-06-01 |  |  | 71410 | 450000 | 396456.84
| ST JOHN - ST_JOHN 115KV CKT 1 MKEC | 2013-06-01 | 2016-06-01 |  |  | 0 | 0 | 0
[5 empty] | Total | 6327136 | 183305781.25 | 35312746.212
Expansion Plan - The requested service is contingent upon completion of the following upgrades. Cost is not assignable to the transmission customer.
Reservation | Upgrade Name | DUN | EOC | Earliest Start Date | Redispatch Available
77410574 | Line - Clark County - Thistle 345 kV dbl Ckt | 2013-06-01 | 2015-01-01
| Line - Hitchland - Woodward 345 kV dbl Ckt OKGE | 2013-06-01 | 2014-07-01
| Line - Hitchland - Woodward 345 kV dbl Ckt SPS | 2013-06-01 | 2014-07-01
| Line - Spearville - Clark County 345 kV dbl Ckt | 2013-06-01 | 2015-01-01
| Line - Thistle - Wichita 345 kV dbl Ckt PW | 2013-06-01 | 2015-01-01
| Line - Thistle - Wichita 345 kV dbl Ckt WERE | 2013-06-01 | 2015-01-01
| Line - Thistle - Woodward 345 kV dbl Ckt OKGE | 2013-06-01 | 2015-01-01
| Line - Thistle - Woodward 345 kV dbl Ckt PW | 2013-06-01 | 2015-01-01
| Line - Tuco - Woodward 345 kV line OKGE | 2013-06-01 | 2014-06-01
| Line - Tuco - Woodward 345 kV line SPS | 2013-06-01 | 2014-06-01
| XFR - Thistle 345/138 kV | 2013-06-01 | 2015-01-01
Reliability Projects - The requested service is contingent upon completion of the following upgrades. Cost is not assignable to the transmission customer.
Reservation | Upgrade Name | DUN | EOC | Earliest Start Date | Redispatch Available
77410574 | Cherry Co - Gentleman 345 kV Ckt1 | 2013-10-01 | 2018-01-01
| Cherry Co - Holt Co 345 kV Ckt1 | 2013-10-01 | 2018-01-01
| Cherry Co 345 kV Terminal Upgrades | 2013-10-01 | 2018-01-01
| Neligh - Hoskins 345 kV Ckt1 | 2013-10-01 | 2019-03-01
| Neligh 345/115 kV Transformer | 2013-10-01 | 2019-03-01
Construction Pending - The requested service is contingent upon completion of the following upgrades. Cost is not assignable to the transmission customer.
Reservation | Upgrade Name | DUN | EOC | Earliest Start Date | Redispatch Available
77410574 | CLEARWATER - MILAN TAP 138KV CKT 1 MKEC Accelerate | 2013-10-01 | 2016-06-01
| CLEARWATER - MILAN TAP 138KV CKT 1 WERE Accelerate | 2013-10-01 | 2016-06-01
| HARPER - MILAN TAP 138KV CKT 1 #1 Accelerate | 2013-10-01 | 2014-06-01
| HARPER - MILAN TAP 138KV CKT 1 #2 Accelerate | 2013-10-01 | 2016-06-01
| HAYS PLANT - SOUTH HAYS 115KV CKT 1 #2 | 2014-01-01 | 2015-06-01
| HAYS PLANT - VINE STREET 115KV CKT 1 | 2014-01-01 | 2016-06-01
| Viola - Rose Hill 345 kV | 2013-06-01 | 2019-06-01
| WICHITA (WICHT12X) 345/138/13.8KV TRANSFORMER CKT 3 | 2015-10-01 | 2016-06-01
Credits may be required for the following Network Upgrades in accordance with Attachment Z2 of the SPP OATT.
Reservation | Upgrade Name | DUN | EOC | Earliest Start Date | Redispatch Available
77410574 | ALEXANDER - PRATT 115KV CKT 1 | 2009-12-01 | 2013-06-01
| BARBER - SAWYER 115KV CKT 1 | 2009-12-01 | 2013-06-01
| BARBER (BARBER 4) 138/115/2.72KV TRANSFORMER CKT 1 | 2009-12-01 | 2013-06-01
| CIRCLE - RICE_CO 230KV CKT 1 | 2012-10-01 | 2012-11-15
| FLATRDG3 138.00 - MEDICINE LODGE 138KV CKT 1 | 2009-12-01 | 2013-06-01
| FLATRDG3 138.00 - HARPER 138KV CKT 1 | 2009-12-01 | 2013-06-01
| LACYGNE - WEST GARDNER 345KV CKT 1 | 2006-06-01 | 2006-06-01
| LYONS - RICE_CO 115KV CKT 1 | 2012-10-01 | 2013-04-01
| LYONS - WHEATLAND 115KV CKT 1 #1 | 2012-10-01 | 2013-07-15
| LYONS - WHEATLAND 115KV CKT 1 #2 | 2012-10-01 | 2013-07-15
| Mullergren - Reno 345kV Dbl CKT MKEC | 2012-10-01 | 2019-06-01
| Mullergren - Reno 345kV Dbl CKT WERE | 2012-10-01 | 2019-06-01
| RICE_CO 230/115KV TRANSFORMER CKT 1 | 2012-10-01 | 2012-11-15
| Spearville - Mullergren 345kV Dbl CKT | 2012-10-01 | 2019-06-01
| TATONGA - WOODWARD 345KV CKT 1 | 2010-01-01 | 2010-01-01
*Credits may be required for applicable generation interconnection network upgrades.
Customer | Study Number
MIDW | 2012-AG3-019
Customer | Reservation | POR | POD | Requested Amount | Requested Start Date | Requested Stop Date | Deferred Start Date Without Redispatch | Deferred Stop Date Without Redispatch | Potential Base Plan Funding Allowable | Point-to-Point Base Rate | Allocated E & C Cost | Total Revenue Requirements
MIDW | 77410581 | WR | WR | 100 | 2016-06-01 | 2046-06-01 | 2020-06-01 | 2050-06-01 | 0 | 0 | 7696750 | 46331220.744
[9 empty] | 0 | 0 | 7696750 | 46331220.744
Reservation | Upgrade Name | DUN | EOC | Earliest Start Date | Redispatch Available | Allocated E & C Cost | Total E & C Cost | Total Revenue Requirements
77410581 | GRAND ISLAND - SWEETWATER 345KV CKT 2 | 2013-06-01 | 2020-06-01 |  |  | 1638734 | 96368000 | 8311687.236
| HOLT - NELIGH 345KV CKT 1 | 2013-10-01 | 2019-03-01 |  |  | 444561 | 30656000 | 2373191.496
| HUNTSVILLE - HUTCHINSON ENERGY CENTER 115KV CKT 1 WERE | 2014-01-01 | 2017-06-01 |  |  | 4047928 | 7579687.5 | 26679414.744
| MATHWSN7 345.00 - NORTHWEST 345KV CKT 1 | 2015-10-01 | 2016-06-01 |  |  | 3106 | 326250 | 28594.404
| SMOKYHL6 230.00 - SUMMIT 230KV CKT 2 MIDW | 2013-06-01 | 2019-06-01 |  |  | 451994 | 13864500 | 2255815.692
| SMOKYHL6 230.00 - SUMMIT 230KV CKT 2 WERE | 2013-06-01 | 2019-06-01 |  |  | 1110427 | 34061343.75 | 6682517.172
[5 empty] | Total | 7696750 | 182855781.25 | 46331220.74
Expansion Plan - The requested service is contingent upon completion of the following upgrades. Cost is not assignable to the transmission customer.
Reservation | Upgrade Name | DUN | EOC | Earliest Start Date | Redispatch Available
77410581 | Line - Clark County - Thistle 345 kV dbl Ckt | 2013-06-01 | 2015-01-01
| Line - Hitchland - Woodward 345 kV dbl Ckt OKGE | 2013-06-01 | 2014-07-01
| Line - Hitchland - Woodward 345 kV dbl Ckt SPS | 2013-06-01 | 2014-07-01
| Line - Spearville - Clark County 345 kV dbl Ckt | 2013-06-01 | 2015-01-01
| Line - Thistle - Wichita 345 kV dbl Ckt PW | 2013-06-01 | 2015-01-01
| Line - Thistle - Wichita 345 kV dbl Ckt WERE | 2013-06-01 | 2015-01-01
| Line - Thistle - Woodward 345 kV dbl Ckt OKGE | 2013-06-01 | 2015-01-01
| Line - Thistle - Woodward 345 kV dbl Ckt PW | 2013-06-01 | 2015-01-01
| Line - Tuco - Woodward 345 kV line OKGE | 2013-06-01 | 2014-06-01
| Line - Tuco - Woodward 345 kV line SPS | 2013-06-01 | 2014-06-01
| XFR - Thistle 345/138 kV | 2013-06-01 | 2015-01-01
Reliability Projects - The requested service is contingent upon completion of the following upgrades. Cost is not assignable to the transmission customer.
Reservation | Upgrade Name | DUN | EOC | Earliest Start Date | Redispatch Available
77410581 | Cherry Co - Gentleman 345 kV Ckt1 | 2013-10-01 | 2018-01-01
| Cherry Co - Holt Co 345 kV Ckt1 | 2013-10-01 | 2018-01-01
| Cherry Co 345 kV Terminal Upgrades | 2013-10-01 | 2018-01-01
| Neligh - Hoskins 345 kV Ckt1 | 2013-10-01 | 2019-03-01
| Neligh 345/115 kV Transformer | 2013-10-01 | 2019-03-01
Construction Pending - The requested service is contingent upon completion of the following upgrades. Cost is not assignable to the transmission customer.
Reservation | Upgrade Name | DUN | EOC | Earliest Start Date | Redispatch Available
77410581 | CLEARWATER - MILAN TAP 138KV CKT 1 MKEC Accelerate | 2013-10-01 | 2016-06-01
| CLEARWATER - MILAN TAP 138KV CKT 1 WERE Accelerate | 2013-10-01 | 2016-06-01
| HARPER - MILAN TAP 138KV CKT 1 #1 Accelerate | 2013-10-01 | 2014-06-01
| HARPER - MILAN TAP 138KV CKT 1 #2 Accelerate | 2013-10-01 | 2016-06-01
| HAYS PLANT - SOUTH HAYS 115KV CKT 1 #2 | 2014-01-01 | 2015-06-01
| HAYS PLANT - VINE STREET 115KV CKT 1 | 2014-01-01 | 2016-06-01
| Viola - Rose Hill 345 kV | 2013-06-01 | 2019-06-01
| WICHITA (WICHT12X) 345/138/13.8KV TRANSFORMER CKT 3 | 2015-10-01 | 2016-06-01
Credits may be required for the following Network Upgrades in accordance with Attachment Z2 of the SPP OATT.
Reservation | Upgrade Name | DUN | EOC | Earliest Start Date | Redispatch Available
77410581 | ALEXANDER - PRATT 115KV CKT 1 | 2009-12-01 | 2013-06-01
| BARBER - MEDICINE LODGE 115KV CKT 1 | 2009-12-01 | 2013-06-01
| BARBER - SAWYER 115KV CKT 1 | 2009-12-01 | 2013-06-01
| BARBER (BARBER 4) 138/115/2.72KV TRANSFORMER CKT 1 | 2009-12-01 | 2013-06-01
| CIRCLE - RICE_CO 230KV CKT 1 | 2012-10-01 | 2012-11-15
| FLATRDG3 138.00 - MEDICINE LODGE 138KV CKT 1 | 2009-12-01 | 2013-06-01
| FLATRDG3 138.00 - HARPER 138KV CKT 1 | 2009-12-01 | 2013-06-01
| LACYGNE - WEST GARDNER 345KV CKT 1 | 2006-06-01 | 2006-06-01
| LYONS - RICE_CO 115KV CKT 1 | 2012-10-01 | 2013-04-01
| LYONS - WHEATLAND 115KV CKT 1 #1 | 2012-10-01 | 2013-07-15
| LYONS - WHEATLAND 115KV CKT 1 #2 | 2012-10-01 | 2013-07-15
| Mullergren - Reno 345kV Dbl CKT MKEC | 2012-10-01 | 2019-06-01
| Mullergren - Reno 345kV Dbl CKT WERE | 2012-10-01 | 2019-06-01
| NORTHWEST - TATONGA 345KV CKT 1 | 2010-01-01 | 2010-01-01
| RICE_CO 230/115KV TRANSFORMER CKT 1 | 2012-10-01 | 2012-11-15
| Spearville - Mullergren 345kV Dbl CKT | 2012-10-01 | 2019-06-01
| TATONGA - WOODWARD 345KV CKT 1 | 2010-01-01 | 2010-01-01
*Credits may be required for applicable generation interconnection network upgrades.
Customer | Study Number
MIDW | 2012-AG3-020
Customer | Reservation | POR | POD | Requested Amount | Requested Start Date | Requested Stop Date | Deferred Start Date Without Redispatch | Deferred Stop Date Without Redispatch | Potential Base Plan Funding Allowable | Point-to-Point Base Rate | Allocated E & C Cost | Total Revenue Requirements
MIDW | 77410583 | WR | WR | 100 | 2016-06-01 | 2046-06-01 | 2020-06-01 | 2050-06-01 | 0 | 0 | 3382117 | 20685773.556
[9 empty] | 0 | 0 | 3382117 | 20685773.556
Reservation | Upgrade Name | DUN | EOC | Earliest Start Date | Redispatch Available | Allocated E & C Cost | Total E & C Cost | Total Revenue Requirements
77410583 | EASTOWN7 345.00 - IATAN 345KV CKT 1 | 2019-06-01 | 2019-06-01 |  |  | 1063180 | 35842500 | 8069369.616
| GRAND ISLAND - SWEETWATER 345KV CKT 2 | 2013-06-01 | 2020-06-01 |  |  | 1187200 | 96368000 | 6021498.96
| HOLT - NELIGH 345KV CKT 1 | 2013-10-01 | 2019-03-01 |  |  | 319416 | 30656000 | 1705132.332
| MATHWSN7 345.00 - NORTHWEST 345KV CKT 1 | 2015-10-01 | 2016-06-01 |  |  | 1561 | 326250 | 14370.84
| NORTH AMERICAN PHILIPS - SCHILLING 115KV CKT 1 | 2019-06-01 | 2019-06-01 |  |  | 786961 | 2775937.5 | 4735908.288
| ST JOHN - ST_JOHN 115KV CKT 1 MIDW | 2013-06-01 | 2016-06-01 |  |  | 18316 | 450000 | 101687.508
| ST JOHN - ST_JOHN 115KV CKT 1 MKEC | 2013-06-01 | 2016-06-01 |  |  | 0 | 0 | 0
| SWISSVALE - WEST GARDNER 345KV CKT 1 WERE | 2015-06-01 | 2016-06-01 |  |  | 5483 | 393750 | 37806.012
[5 empty] | Total | 3382117 | 166812437.5 | 20685773.556
Expansion Plan - The requested service is contingent upon completion of the following upgrades. Cost is not assignable to the transmission customer.
Reservation | Upgrade Name | DUN | EOC | Earliest Start Date | Redispatch Available
77410583 | Line - Clark County - Thistle 345 kV dbl Ckt | 2013-06-01 | 2015-01-01
| Line - Hitchland - Woodward 345 kV dbl Ckt OKGE | 2013-06-01 | 2014-07-01
| Line - Hitchland - Woodward 345 kV dbl Ckt SPS | 2013-06-01 | 2014-07-01
| Line - Spearville - Clark County 345 kV dbl Ckt | 2013-06-01 | 2015-01-01
| Line - Thistle - Wichita 345 kV dbl Ckt PW | 2013-06-01 | 2015-01-01
| Line - Thistle - Wichita 345 kV dbl Ckt WERE | 2013-06-01 | 2015-01-01
| Line - Thistle - Woodward 345 kV dbl Ckt OKGE | 2013-06-01 | 2015-01-01
| Line - Thistle - Woodward 345 kV dbl Ckt PW | 2013-06-01 | 2015-01-01
| Line - Tuco - Woodward 345 kV line OKGE | 2013-06-01 | 2014-06-01
| Line - Tuco - Woodward 345 kV line SPS | 2013-06-01 | 2014-06-01
| XFR - Thistle 345/138 kV | 2013-06-01 | 2015-01-01
Reliability Projects - The requested service is contingent upon completion of the following upgrades. Cost is not assignable to the transmission customer.
Reservation | Upgrade Name | DUN | EOC | Earliest Start Date | Redispatch Available
77410583 | Cherry Co - Gentleman 345 kV Ckt1 | 2013-10-01 | 2018-01-01
| Cherry Co - Holt Co 345 kV Ckt1 | 2013-10-01 | 2018-01-01
| Cherry Co 345 kV Terminal Upgrades | 2013-10-01 | 2018-01-01
| Neligh - Hoskins 345 kV Ckt1 | 2013-10-01 | 2019-03-01
| Neligh 345/115 kV Transformer | 2013-10-01 | 2019-03-01
Construction Pending - The requested service is contingent upon completion of the following upgrades. Cost is not assignable to the transmission customer.
Reservation | Upgrade Name | DUN | EOC | Earliest Start Date | Redispatch Available
77410583 | CLEARWATER - MILAN TAP 138KV CKT 1 MKEC Accelerate | 2013-10-01 | 2016-06-01
| CLEARWATER - MILAN TAP 138KV CKT 1 WERE Accelerate | 2013-10-01 | 2016-06-01
| HARPER - MILAN TAP 138KV CKT 1 #1 Accelerate | 2013-10-01 | 2014-06-01
| HARPER - MILAN TAP 138KV CKT 1 #2 Accelerate | 2013-10-01 | 2016-06-01
| HAYS PLANT - SOUTH HAYS 115KV CKT 1 #2 | 2014-01-01 | 2015-06-01
| HAYS PLANT - VINE STREET 115KV CKT 1 | 2014-01-01 | 2016-06-01
| Viola - Rose Hill 345 kV | 2013-06-01 | 2019-06-01
| WICHITA (WICHT12X) 345/138/13.8KV TRANSFORMER CKT 3 | 2015-10-01 | 2016-06-01
Credits may be required for the following Network Upgrades in accordance with Attachment Z2 of the SPP OATT.
Reservation | Upgrade Name | DUN | EOC | Earliest Start Date | Redispatch Available
77410583 | BARBER (BARBER 4) 138/115/2.72KV TRANSFORMER CKT 1 | 2009-12-01 | 2013-06-01
| CIRCLE - RICE_CO 230KV CKT 1 | 2012-10-01 | 2012-11-15
| FLATRDG3 138.00 - MEDICINE LODGE 138KV CKT 1 | 2009-12-01 | 2013-06-01
| LYONS - RICE_CO 115KV CKT 1 | 2012-10-01 | 2013-04-01
| LYONS - WHEATLAND 115KV CKT 1 #1 | 2012-10-01 | 2013-07-15
| LYONS - WHEATLAND 115KV CKT 1 #2 | 2012-10-01 | 2013-07-15
| Mullergren - Reno 345kV Dbl CKT MKEC | 2012-10-01 | 2019-06-01
| Mullergren - Reno 345kV Dbl CKT WERE | 2012-10-01 | 2019-06-01
| RICE_CO 230/115KV TRANSFORMER CKT 1 | 2012-10-01 | 2012-11-15
| Spearville - Mullergren 345kV Dbl CKT | 2012-10-01 | 2019-06-01
*Credits may be required for applicable generation interconnection network upgrades.
Customer | Study Number
MIDW | 2012-AG3-021
Customer | Reservation | POR | POD | Requested Amount | Requested Start Date | Requested Stop Date | Deferred Start Date Without Redispatch | Deferred Stop Date Without Redispatch | Potential Base Plan Funding Allowable | Point-to-Point Base Rate | Allocated E & C Cost | Total Revenue Requirements
MIDW | 77410584 | WR | WR | 100 | 2016-06-01 | 2046-06-01 | 2020-06-01 | 2050-06-01 | 0 | 0 | 9789264 | 53010729.648
[9 empty] | 0 | 0 | 9789264 | 53010729.648
Reservation | Upgrade Name | DUN | EOC | Earliest Start Date | Redispatch Available | Allocated E & C Cost | Total E & C Cost | Total Revenue Requirements
77410584 | GRAND ISLAND - SWEETWATER 345KV CKT 2 | 2013-06-01 | 2020-06-01 |  |  | 4052423 | 96368000 | 20553959.664
| HOLT - NELIGH 345KV CKT 1 | 2013-10-01 | 2019-03-01 |  |  | 951098 | 30656000 | 5077228.32
| MATHWSN7 345.00 - NORTHWEST 345KV CKT 1 | 2015-10-01 | 2016-06-01 |  |  | 2127 | 326250 | 19581.516
| SMOKYHL6 230.00 - SUMMIT 230KV CKT 2 MIDW | 2013-06-01 | 2019-06-01 |  |  | 1373143 | 13864500 | 6853094.316
| SMOKYHL6 230.00 - SUMMIT 230KV CKT 2 WERE | 2013-06-01 | 2019-06-01 |  |  | 3373443 | 34061343.75 | 20301281.244
| ST JOHN - ST_JOHN 115KV CKT 1 MIDW | 2013-06-01 | 2016-06-01 |  |  | 37030 | 450000 | 205584.588
| ST JOHN - ST_JOHN 115KV CKT 1 MKEC | 2013-06-01 | 2016-06-01 |  |  | 0 | 0 | 0
[5 empty] | Total | 9789264 | 175726093.75 | 53010729.65
Expansion Plan - The requested service is contingent upon completion of the following upgrades. Cost is not assignable to the transmission customer.
Reservation | Upgrade Name | DUN | EOC | Earliest Start Date | Redispatch Available
77410584 | Line - Clark County - Thistle 345 kV dbl Ckt | 2013-06-01 | 2015-01-01
| Line - Hitchland - Woodward 345 kV dbl Ckt OKGE | 2013-06-01 | 2014-07-01
| Line - Hitchland - Woodward 345 kV dbl Ckt SPS | 2013-06-01 | 2014-07-01
| Line - Spearville - Clark County 345 kV dbl Ckt | 2013-06-01 | 2015-01-01
| Line - Thistle - Wichita 345 kV dbl Ckt PW | 2013-06-01 | 2015-01-01
| Line - Thistle - Wichita 345 kV dbl Ckt WERE | 2013-06-01 | 2015-01-01
| Line - Thistle - Woodward 345 kV dbl Ckt OKGE | 2013-06-01 | 2015-01-01
| Line - Thistle - Woodward 345 kV dbl Ckt PW | 2013-06-01 | 2015-01-01
| Line - Tuco - Woodward 345 kV line OKGE | 2013-06-01 | 2014-06-01
| Line - Tuco - Woodward 345 kV line SPS | 2013-06-01 | 2014-06-01
| XFR - Thistle 345/138 kV | 2013-06-01 | 2015-01-01
Reliability Projects - The requested service is contingent upon completion of the following upgrades. Cost is not assignable to the transmission customer.
Reservation | Upgrade Name | DUN | EOC | Earliest Start Date | Redispatch Available
77410584 | Cherry Co - Gentleman 345 kV Ckt1 | 2013-10-01 | 2018-01-01
| Cherry Co - Holt Co 345 kV Ckt1 | 2013-10-01 | 2018-01-01
| Cherry Co 345 kV Terminal Upgrades | 2013-10-01 | 2018-01-01
| Neligh - Hoskins 345 kV Ckt1 | 2013-10-01 | 2019-03-01
| Neligh 345/115 kV Transformer | 2013-10-01 | 2019-03-01
Construction Pending - The requested service is contingent upon completion of the following upgrades. Cost is not assignable to the transmission customer.
Reservation | Upgrade Name | DUN | EOC | Earliest Start Date | Redispatch Available
77410584 | CLEARWATER - MILAN TAP 138KV CKT 1 MKEC Accelerate | 2013-10-01 | 2016-06-01
| CLEARWATER - MILAN TAP 138KV CKT 1 WERE Accelerate | 2013-10-01 | 2016-06-01
| HARPER - MILAN TAP 138KV CKT 1 #1 Accelerate | 2013-10-01 | 2014-06-01
| HARPER - MILAN TAP 138KV CKT 1 #2 Accelerate | 2013-10-01 | 2016-06-01
| HAYS PLANT - SOUTH HAYS 115KV CKT 1 #2 | 2014-01-01 | 2015-06-01
| HAYS PLANT - VINE STREET 115KV CKT 1 | 2014-01-01 | 2016-06-01
| Viola - Rose Hill 345 kV | 2013-06-01 | 2019-06-01
| WICHITA (WICHT12X) 345/138/13.8KV TRANSFORMER CKT 3 | 2015-10-01 | 2016-06-01
Credits may be required for the following Network Upgrades in accordance with Attachment Z2 of the SPP OATT.
Reservation | Upgrade Name | DUN | EOC | Earliest Start Date | Redispatch Available
77410584 | ALEXANDER - PRATT 115KV CKT 1 | 2009-12-01 | 2013-06-01
| BARBER - SAWYER 115KV CKT 1 | 2009-12-01 | 2013-06-01
| BARBER (BARBER 4) 138/115/2.72KV TRANSFORMER CKT 1 | 2009-12-01 | 2013-06-01
| CIRCLE - RICE_CO 230KV CKT 1 | 2012-10-01 | 2012-11-15
| FLATRDG3 138.00 - MEDICINE LODGE 138KV CKT 1 | 2009-12-01 | 2013-06-01
| FLATRDG3 138.00 - HARPER 138KV CKT 1 | 2009-12-01 | 2013-06-01
| LACYGNE - WEST GARDNER 345KV CKT 1 | 2006-06-01 | 2006-06-01
| LYONS - WHEATLAND 115KV CKT 1 #1 | 2012-10-01 | 2013-07-15
| LYONS - WHEATLAND 115KV CKT 1 #2 | 2012-10-01 | 2013-07-15
| Mullergren - Reno 345kV Dbl CKT MKEC | 2012-10-01 | 2019-06-01
| Mullergren - Reno 345kV Dbl CKT WERE | 2012-10-01 | 2019-06-01
| RICE_CO 230/115KV TRANSFORMER CKT 1 | 2012-10-01 | 2012-11-15
| Spearville - Mullergren 345kV Dbl CKT | 2012-10-01 | 2019-06-01
| TATONGA - WOODWARD 345KV CKT 1 | 2010-01-01 | 2010-01-01
*Credits may be required for applicable generation interconnection network upgrades.
Customer | Study Number
MIDW | 2012-AG3-022
Customer | Reservation | POR | POD | Requested Amount | Requested Start Date | Requested Stop Date | Deferred Start Date Without Redispatch | Deferred Stop Date Without Redispatch | Potential Base Plan Funding Allowable | Point-to-Point Base Rate | Allocated E & C Cost | Total Revenue Requirements
MIDW | 77410586 | WR | WR | 100 | 2016-06-01 | 2046-06-01 | 2020-06-01 | 2050-06-01 | 0 | 0 | 3200916 | 19645397.964
[9 empty] | 0 | 0 | 3200916 | 19645397.964
Reservation | Upgrade Name | DUN | EOC | Earliest Start Date | Redispatch Available | Allocated E & C Cost | Total E & C Cost | Total Revenue Requirements
77410586 | EASTOWN7 345.00 - IATAN 345KV CKT 1 | 2019-06-01 | 2019-06-01 |  |  | 1074329 | 35842500 | 8153988.768
| GRAND ISLAND - SWEETWATER 345KV CKT 2 | 2013-06-01 | 2020-06-01 |  |  | 1161577 | 96368000 | 5891538.672
| HOLT - NELIGH 345KV CKT 1 | 2013-10-01 | 2019-03-01 |  |  | 310179 | 30656000 | 1655822.628
| MATHWSN7 345.00 - NORTHWEST 345KV CKT 1 | 2015-10-01 | 2016-06-01 |  |  | 1578 | 326250 | 14527.332
| NORTH AMERICAN PHILIPS - SCHILLING 115KV CKT 1 | 2019-06-01 | 2019-06-01 |  |  | 634118 | 2775937.5 | 3816103.536
| ST JOHN - ST_JOHN 115KV CKT 1 MIDW | 2013-06-01 | 2016-06-01 |  |  | 13788 | 450000 | 76548.78
| ST JOHN - ST_JOHN 115KV CKT 1 MKEC | 2013-06-01 | 2016-06-01 |  |  | 0 | 0 | 0
| SWISSVALE - WEST GARDNER 345KV CKT 1 WERE | 2015-06-01 | 2016-06-01 |  |  | 5347 | 393750 | 36868.248
[5 empty] | Total | 3200916 | 166812437.5 | 19645397.964
Expansion Plan - The requested service is contingent upon completion of the following upgrades. Cost is not assignable to the transmission customer.
Reservation | Upgrade Name | DUN | EOC | Earliest Start Date | Redispatch Available
77410586 | Line - Clark County - Thistle 345 kV dbl Ckt | 2013-06-01 | 2015-01-01
| Line - Hitchland - Woodward 345 kV dbl Ckt OKGE | 2013-06-01 | 2014-07-01
| Line - Hitchland - Woodward 345 kV dbl Ckt SPS | 2013-06-01 | 2014-07-01
| Line - Spearville - Clark County 345 kV dbl Ckt | 2013-06-01 | 2015-01-01
| Line - Thistle - Wichita 345 kV dbl Ckt PW | 2013-06-01 | 2015-01-01
| Line - Thistle - Wichita 345 kV dbl Ckt WERE | 2013-06-01 | 2015-01-01
| Line - Thistle - Woodward 345 kV dbl Ckt OKGE | 2013-06-01 | 2015-01-01
| Line - Thistle - Woodward 345 kV dbl Ckt PW | 2013-06-01 | 2015-01-01
| Line - Tuco - Woodward 345 kV line OKGE | 2013-06-01 | 2014-06-01
| Line - Tuco - Woodward 345 kV line SPS | 2013-06-01 | 2014-06-01
| XFR - Thistle 345/138 kV | 2013-06-01 | 2015-01-01
Reliability Projects - The requested service is contingent upon completion of the following upgrades. Cost is not assignable to the transmission customer.
Reservation | Upgrade Name | DUN | EOC | Earliest Start Date | Redispatch Available
77410586 | Cherry Co - Gentleman 345 kV Ckt1 | 2013-10-01 | 2018-01-01
| Cherry Co - Holt Co 345 kV Ckt1 | 2013-10-01 | 2018-01-01
| Cherry Co 345 kV Terminal Upgrades | 2013-10-01 | 2018-01-01
| Neligh - Hoskins 345 kV Ckt1 | 2013-10-01 | 2019-03-01
| Neligh 345/115 kV Transformer | 2013-10-01 | 2019-03-01
Construction Pending - The requested service is contingent upon completion of the following upgrades. Cost is not assignable to the transmission customer.
Reservation | Upgrade Name | DUN | EOC | Earliest Start Date | Redispatch Available
77410586 | CLEARWATER - MILAN TAP 138KV CKT 1 MKEC Accelerate | 2013-10-01 | 2016-06-01
| CLEARWATER - MILAN TAP 138KV CKT 1 WERE Accelerate | 2013-10-01 | 2016-06-01
| HARPER - MILAN TAP 138KV CKT 1 #1 Accelerate | 2013-10-01 | 2014-06-01
| HARPER - MILAN TAP 138KV CKT 1 #2 Accelerate | 2013-10-01 | 2016-06-01
| HAYS PLANT - SOUTH HAYS 115KV CKT 1 #2 | 2014-01-01 | 2015-06-01
| HAYS PLANT - VINE STREET 115KV CKT 1 | 2014-01-01 | 2016-06-01
| Viola - Rose Hill 345 kV | 2013-06-01 | 2019-06-01
| WICHITA (WICHT12X) 345/138/13.8KV TRANSFORMER CKT 3 | 2015-10-01 | 2016-06-01
Credits may be required for the following Network Upgrades in accordance with Attachment Z2 of the SPP OATT.
Reservation | Upgrade Name | DUN | EOC | Earliest Start Date | Redispatch Available
77410586 | BARBER (BARBER 4) 138/115/2.72KV TRANSFORMER CKT 1 | 2009-12-01 | 2013-06-01
| CIRCLE - RICE_CO 230KV CKT 1 | 2012-10-01 | 2012-11-15
| FLATRDG3 138.00 - MEDICINE LODGE 138KV CKT 1 | 2009-12-01 | 2013-06-01
| LYONS - RICE_CO 115KV CKT 1 | 2012-10-01 | 2013-04-01
| LYONS - WHEATLAND 115KV CKT 1 #1 | 2012-10-01 | 2013-07-15
| LYONS - WHEATLAND 115KV CKT 1 #2 | 2012-10-01 | 2013-07-15
| Mullergren - Reno 345kV Dbl CKT MKEC | 2012-10-01 | 2019-06-01
| Mullergren - Reno 345kV Dbl CKT WERE | 2012-10-01 | 2019-06-01
| RICE_CO 230/115KV TRANSFORMER CKT 1 | 2012-10-01 | 2012-11-15
| Spearville - Mullergren 345kV Dbl CKT | 2012-10-01 | 2019-06-01
*Credits may be required for applicable generation interconnection network upgrades.
Customer | Study Number
MIDW | 2012-AG3-023
Customer | Reservation | POR | POD | Requested Amount | Requested Start Date | Requested Stop Date | Deferred Start Date Without Redispatch | Deferred Stop Date Without Redispatch | Potential Base Plan Funding Allowable | Point-to-Point Base Rate | Allocated E & C Cost | Total Revenue Requirements
MIDW | 77410589 | WR | WR | 100 | 2016-06-01 | 2046-06-01 | 2020-06-01 | 2050-06-01 | 0 | 0 | 3301641 | 20223331.128
[9 empty] | 0 | 0 | 3301641 | 20223331.128
Reservation | Upgrade Name | DUN | EOC | Earliest Start Date | Redispatch Available | Allocated E & C Cost | Total E & C Cost | Total Revenue Requirements
77410589 | EASTOWN7 345.00 - IATAN 345KV CKT 1 | 2019-06-01 | 2019-06-01 |  |  | 1067855 | 35842500 | 8104852.116
| GRAND ISLAND - SWEETWATER 345KV CKT 2 | 2013-06-01 | 2020-06-01 |  |  | 1175812 | 96368000 | 5963738.832
| HOLT - NELIGH 345KV CKT 1 | 2013-10-01 | 2019-03-01 |  |  | 315245 | 30656000 | 1682866.368
| MATHWSN7 345.00 - NORTHWEST 345KV CKT 1 | 2015-10-01 | 2016-06-01 |  |  | 1568 | 326250 | 14435.316
| NORTH AMERICAN PHILIPS - SCHILLING 115KV CKT 1 | 2019-06-01 | 2019-06-01 |  |  | 719426 | 2775937.5 | 4329484.596
| ST JOHN - ST_JOHN 115KV CKT 1 MIDW | 2013-06-01 | 2016-06-01 |  |  | 16312 | 450000 | 90561.6
| ST JOHN - ST_JOHN 115KV CKT 1 MKEC | 2013-06-01 | 2016-06-01 |  |  | 0 | 0 | 0
| SWISSVALE - WEST GARDNER 345KV CKT 1 WERE | 2015-06-01 | 2016-06-01 |  |  | 5423 | 393750 | 37392.3
[5 empty] | Total | 3301641 | 166812437.5 | 20223331.128
Expansion Plan - The requested service is contingent upon completion of the following upgrades. Cost is not assignable to the transmission customer.
Reservation | Upgrade Name | DUN | EOC | Earliest Start Date | Redispatch Available
77410589 | Line - Clark County - Thistle 345 kV dbl Ckt | 2013-06-01 | 2015-01-01
| Line - Hitchland - Woodward 345 kV dbl Ckt OKGE | 2013-06-01 | 2014-07-01
| Line - Hitchland - Woodward 345 kV dbl Ckt SPS | 2013-06-01 | 2014-07-01
| Line - Spearville - Clark County 345 kV dbl Ckt | 2013-06-01 | 2015-01-01
| Line - Thistle - Wichita 345 kV dbl Ckt PW | 2013-06-01 | 2015-01-01
| Line - Thistle - Wichita 345 kV dbl Ckt WERE | 2013-06-01 | 2015-01-01
| Line - Thistle - Woodward 345 kV dbl Ckt OKGE | 2013-06-01 | 2015-01-01
| Line - Thistle - Woodward 345 kV dbl Ckt PW | 2013-06-01 | 2015-01-01
| Line - Tuco - Woodward 345 kV line OKGE | 2013-06-01 | 2014-06-01
| Line - Tuco - Woodward 345 kV line SPS | 2013-06-01 | 2014-06-01
| XFR - Thistle 345/138 kV | 2013-06-01 | 2015-01-01
Reliability Projects - The requested service is contingent upon completion of the following upgrades. Cost is not assignable to the transmission customer.
Reservation | Upgrade Name | DUN | EOC | Earliest Start Date | Redispatch Available
77410589 | Cherry Co - Gentleman 345 kV Ckt1 | 2013-10-01 | 2018-01-01
| Cherry Co - Holt Co 345 kV Ckt1 | 2013-10-01 | 2018-01-01
| Cherry Co 345 kV Terminal Upgrades | 2013-10-01 | 2018-01-01
| Neligh - Hoskins 345 kV Ckt1 | 2013-10-01 | 2019-03-01
| Neligh 345/115 kV Transformer | 2013-10-01 | 2019-03-01
Construction Pending - The requested service is contingent upon completion of the following upgrades. Cost is not assignable to the transmission customer.
Reservation | Upgrade Name | DUN | EOC | Earliest Start Date | Redispatch Available
77410589 | CLEARWATER - MILAN TAP 138KV CKT 1 MKEC Accelerate | 2013-10-01 | 2016-06-01
| CLEARWATER - MILAN TAP 138KV CKT 1 WERE Accelerate | 2013-10-01 | 2016-06-01
| HARPER - MILAN TAP 138KV CKT 1 #1 Accelerate | 2013-10-01 | 2014-06-01
| HARPER - MILAN TAP 138KV CKT 1 #2 Accelerate | 2013-10-01 | 2016-06-01
| HAYS PLANT - SOUTH HAYS 115KV CKT 1 #2 | 2014-01-01 | 2015-06-01
| HAYS PLANT - VINE STREET 115KV CKT 1 | 2014-01-01 | 2016-06-01
| Viola - Rose Hill 345 kV | 2013-06-01 | 2019-06-01
| WICHITA (WICHT12X) 345/138/13.8KV TRANSFORMER CKT 3 | 2015-10-01 | 2016-06-01
Credits may be required for the following Network Upgrades in accordance with Attachment Z2 of the SPP OATT.
Reservation | Upgrade Name | DUN | EOC | Earliest Start Date | Redispatch Available
77410589 | BARBER (BARBER 4) 138/115/2.72KV TRANSFORMER CKT 1 | 2009-12-01 | 2013-06-01
| CIRCLE - RICE_CO 230KV CKT 1 | 2012-10-01 | 2012-11-15
| FLATRDG3 138.00 - MEDICINE LODGE 138KV CKT 1 | 2009-12-01 | 2013-06-01
| LYONS - RICE_CO 115KV CKT 1 | 2012-10-01 | 2013-04-01
| LYONS - WHEATLAND 115KV CKT 1 #1 | 2012-10-01 | 2013-07-15
| LYONS - WHEATLAND 115KV CKT 1 #2 | 2012-10-01 | 2013-07-15
| Mullergren - Reno 345kV Dbl CKT MKEC | 2012-10-01 | 2019-06-01
| Mullergren - Reno 345kV Dbl CKT WERE | 2012-10-01 | 2019-06-01
| RICE_CO 230/115KV TRANSFORMER CKT 1 | 2012-10-01 | 2012-11-15
| Spearville - Mullergren 345kV Dbl CKT | 2012-10-01 | 2019-06-01
*Credits may be required for applicable generation interconnection network upgrades.
Customer | Study Number
NPPM | 2012-AG3-012
Customer | Reservation | POR | POD | Requested Amount | Requested Start Date | Requested Stop Date | Deferred Start Date Without Redispatch | Deferred Stop Date Without Redispatch | Potential Base Plan Funding Allowable | Point-to-Point Base Rate | Allocated E & C Cost | Total Revenue Requirements
NPPM | 77407262 | NPPD | NPPD | 115 | 2018-09-01 | 2028-09-01 |  |  | 0 | 0 | 0 | 0
[9 empty] | 0 | 0 | 0 | 0
Reservation | Upgrade Name | DUN | EOC | Earliest Start Date | Redispatch Available | Allocated E & C Cost | Total E & C Cost | Total Revenue Requirements
77407262 | None |  |  |  |  | 0 | 0 | 0
[5 empty] | Total | 0 | 0 | 0
*Credits may be required for applicable generation interconnection network upgrades.
Customer | Study Number
SPSM | 2012-AG3-009
Customer | Reservation | POR | POD | Requested Amount | Requested Start Date | Requested Stop Date | Deferred Start Date Without Redispatch | Deferred Stop Date Without Redispatch | Potential Base Plan Funding Allowable | Point-to-Point Base Rate | Allocated E & C Cost | Total Revenue Requirements
SPSM | 77341873 | WFEC | SPS | 36 | 2017-06-01 | 2047-06-01 | 2019-06-01 | 2049-06-01 | 287972 | 0 | 287972 | 1697572.044
[9 empty] | 287972 | 0 | 287972 | 1697572.044
Reservation | Upgrade Name | DUN | EOC | Earliest Start Date | Redispatch Available | Allocated E & C Cost | Total E & C Cost | Total Revenue Requirements
77341873 | CARLISLE INTERCHANGE - SOUTH PLAINS REC-ERSKINE 115KV CKT 1 | 2015-06-01 | 2017-06-01 |  |  | 55560 | 877078.13 | 311084.172
| ELGIN JUNCTION - SOUTHWESTERN STATION 138KV CKT 1 | 2015-06-01 | 2016-06-01 |  |  | 16531 | 303750 | 137458.872
| INDIANA SUB - SOUTH PLAINS REC-ERSKINE 115KV CKT 1 | 2015-06-01 | 2017-06-01 |  |  | 189316 | 2988562.5 | 1059993.036
| NORGE ROAD - SOUTHWESTERN STATION 138KV CKT 1 | 2019-06-01 | 2019-06-01 |  |  | 26565 | 303750 | 189035.964
[5 empty] | Total | 287972 | 4473140.63 | 1697572.04
Expansion Plan - The requested service is contingent upon completion of the following upgrades. Cost is not assignable to the transmission customer.
Reservation | Upgrade Name | DUN | EOC | Earliest Start Date | Redispatch Available
77341873 | Line - Clark County - Thistle 345 kV dbl Ckt | 2013-06-01 | 2015-01-01
| Line - Hitchland - Woodward 345 kV dbl Ckt OKGE | 2013-06-01 | 2014-07-01
| Line - Hitchland - Woodward 345 kV dbl Ckt SPS | 2013-06-01 | 2014-07-01
| Line - Spearville - Clark County 345 kV dbl Ckt | 2013-06-01 | 2015-01-01
| Line - Thistle - Wichita 345 kV dbl Ckt PW | 2013-06-01 | 2015-01-01
| Line - Thistle - Wichita 345 kV dbl Ckt WERE | 2013-06-01 | 2015-01-01
| Line - Thistle - Woodward 345 kV dbl Ckt OKGE | 2013-06-01 | 2015-01-01
| Line - Thistle - Woodward 345 kV dbl Ckt PW | 2013-06-01 | 2015-01-01
| Line - Tuco - Woodward 345 kV line OKGE | 2013-06-01 | 2014-06-01
| Line - Tuco - Woodward 345 kV line SPS | 2013-06-01 | 2014-06-01
| XFR - Thistle 345/138 kV | 2013-06-01 | 2015-01-01
Reliability Projects - The requested service is contingent upon completion of the following upgrades. Cost is not assignable to the transmission customer.
Reservation | Upgrade Name | DUN | EOC | Earliest Start Date | Redispatch Available
77341873 | HITCHLAND INTERCHANGE () 230/115/13.2KV TRANSFORMER CKT 2 | 2019-06-01 | 2019-06-01
| Line - Harrington - Randall County 230 kV | 2013-06-01 | 2014-06-01
| Mustang-San Andr-Amerada Hess 115 Kv | 2015-06-01 | 2016-06-01
| OCHILTREE 230/115/13.2KV TRANSFORMER CKT 2 | 2019-06-01 | 2019-06-01
| SEMINOLE 230/115/13.2KV TRANSFORMER CKT 3 | 2023-06-01 | 2023-06-01
| YOAKUM COUNTY INTERCHANGE (GE M100899) 230/115/13.2KV TRANSFORMER CKT 1 | 2019-06-01 | 2019-06-01
| YOAKUM COUNTY INTERCHANGE (PENN C010585) 230/115/13.2KV TRANSFORMER CKT 2 | 2015-06-01 | 2017-06-01
Construction Pending - The requested service is contingent upon completion of the following upgrades. Cost is not assignable to the transmission customer.
Reservation | Upgrade Name | DUN | EOC | Earliest Start Date | Redispatch Available
77341873 | BUSHLAND INTERCHANGE - DEAF SMITH COUNTY INTERCHANGE 230KV CKT 1 | 2013-06-01 | 2014-06-01
| CANYON EAST SUB - CANYON WEST SUB 115KV CKT 1 | 2013-06-01 | 2016-06-01
| CANYON EAST SUB - RANDALL COUNTY INTERCHANGE 115KV CKT 1 | 2013-06-01 | 2016-06-01
Credits may be required for the following Network Upgrades in accordance with Attachment Z2 of the SPP OATT.
Reservation | Upgrade Name | DUN | EOC | Earliest Start Date | Redispatch Available
77341873 | CHERRY6 230.00 - Harrington Station East Bus 230KV CKT 1 | 2015-06-01 | 2015-06-01
| CIMARRON - DRAPER LAKE 345KV CKT 1 | 2019-10-01 | 2019-10-01
| G03-05T 138.00 - PARADISE 138KV CKT 1 | 2010-06-01 | 2013-06-01
| NORTHWEST - TATONGA 345KV CKT 1 | 2010-01-01 | 2010-01-01
| TATONGA - WOODWARD 345KV CKT 1 | 2010-01-01 | 2010-01-01
| WOODWARD - IODINE 138KV CKT 1 | 2010-01-01 | 2010-01-01
| WOODWARD - WOODWARD EHV 138KV CKT 1 | 2010-01-01 | 2010-01-01
| WOODWARD - WOODWARD EHV 138KV CKT 2 | 2010-01-01 | 2010-01-01
| WOODWARD 345/138KV TRANSFORMER CKT 1 | 2010-01-01 | 2010-01-01
Potential reservation deferral and redispatch requirement on the following upgrades due to positive MW Impact on limitations that require upgrade. No cost assignment due to negative MW impact on defined upgrade.
Reservation | Upgrade Name | DUN | EOC | Earliest Start Date | Redispatch Available
77341873 | Cimarron - Mathewson 345 kV Ckt 1 Accelerate | 2013-06-01 | 2019-06-01 | 2019-06-01
| Mathewson - Tatonga 345 kV Ckt 2 Accelerate | 2013-06-01 | 2019-06-01 | 2019-06-01
| Mathewson 345 kV Accelerate | 2013-06-01 | 2019-06-01 | 2019-06-01
| Tatonga - Woodward EHV 345 kV Ckt 2 Accelerate | 2013-06-01 | 2019-06-01 | 2019-06-01
*Credits may be required for applicable generation interconnection network upgrades.
Customer | Study Number
SPSM | 2012-AG3-010
Customer | Reservation | POR | POD | Requested Amount | Requested Start Date | Requested Stop Date | Deferred Start Date Without Redispatch | Deferred Stop Date Without Redispatch | Potential Base Plan Funding Allowable | Point-to-Point Base Rate | Allocated E & C Cost | Total Revenue Requirements
SPSM | 77341881 | WFEC | SPS | 44 | 2017-06-01 | 2047-06-01 | 2019-06-01 | 2049-06-01 | 351553 | 0 | 351553 | 2071391.58
[9 empty] | 351553 | 0 | 351553 | 2071391.58
Reservation | Upgrade Name | DUN | EOC | Earliest Start Date | Redispatch Available | Allocated E & C Cost | Total E & C Cost | Total Revenue Requirements
77341881 | CARLISLE INTERCHANGE - SOUTH PLAINS REC-ERSKINE 115KV CKT 1 | 2015-06-01 | 2017-06-01 |  |  | 67906 | 877078.13 | 380210.256
| ELGIN JUNCTION - SOUTHWESTERN STATION 138KV CKT 1 | 2015-06-01 | 2016-06-01 |  |  | 19797 | 303750 | 164616.372
| INDIANA SUB - SOUTH PLAINS REC-ERSKINE 115KV CKT 1 | 2015-06-01 | 2017-06-01 |  |  | 231382 | 2988562.5 | 1295523.396
| NORGE ROAD - SOUTHWESTERN STATION 138KV CKT 1 | 2019-06-01 | 2019-06-01 |  |  | 32468 | 303750 | 231041.556
[5 empty] | Total | 351553 | 4473140.63 | 2071391.58
Expansion Plan - The requested service is contingent upon completion of the following upgrades. Cost is not assignable to the transmission customer.
Reservation | Upgrade Name | DUN | EOC | Earliest Start Date | Redispatch Available
77341881 | Line - Clark County - Thistle 345 kV dbl Ckt | 2013-06-01 | 2015-01-01
| Line - Hitchland - Woodward 345 kV dbl Ckt OKGE | 2013-06-01 | 2014-07-01
| Line - Hitchland - Woodward 345 kV dbl Ckt SPS | 2013-06-01 | 2014-07-01
| Line - Spearville - Clark County 345 kV dbl Ckt | 2013-06-01 | 2015-01-01
| Line - Thistle - Wichita 345 kV dbl Ckt PW | 2013-06-01 | 2015-01-01
| Line - Thistle - Wichita 345 kV dbl Ckt WERE | 2013-06-01 | 2015-01-01
| Line - Thistle - Woodward 345 kV dbl Ckt OKGE | 2013-06-01 | 2015-01-01
| Line - Thistle - Woodward 345 kV dbl Ckt PW | 2013-06-01 | 2015-01-01
| Line - Tuco - Woodward 345 kV line OKGE | 2013-06-01 | 2014-06-01
| Line - Tuco - Woodward 345 kV line SPS | 2013-06-01 | 2014-06-01
| XFR - Thistle 345/138 kV | 2013-06-01 | 2015-01-01
Reliability Projects - The requested service is contingent upon completion of the following upgrades. Cost is not assignable to the transmission customer.
Reservation | Upgrade Name | DUN | EOC | Earliest Start Date | Redispatch Available
77341881 | Deaf Smith County 230/115 kV transformer ckt 2 upgrade | 2015-06-01 | 2016-06-01
| Deaf Smith Coutnty 230/115 transformer upgrade ckt 1 | 2015-06-01 | 2016-06-01
| HITCHLAND INTERCHANGE () 230/115/13.2KV TRANSFORMER CKT 2 | 2019-06-01 | 2019-06-01
| Line - Harrington - Randall County 230 kV | 2013-06-01 | 2014-06-01
| OCHILTREE 230/115/13.2KV TRANSFORMER CKT 2 | 2019-06-01 | 2019-06-01
| Red Bluff Cap bank | 2023-06-01 | 2023-06-01
Construction Pending - The requested service is contingent upon completion of the following upgrades. Cost is not assignable to the transmission customer.
Reservation | Upgrade Name | DUN | EOC | Earliest Start Date | Redispatch Available
77341881 | BUSHLAND INTERCHANGE - DEAF SMITH COUNTY INTERCHANGE 230KV CKT 1 | 2013-06-01 | 2014-06-01
| CANYON EAST SUB - CANYON WEST SUB 115KV CKT 1 | 2013-06-01 | 2016-06-01
| CANYON EAST SUB - RANDALL COUNTY INTERCHANGE 115KV CKT 1 | 2013-06-01 | 2016-06-01
Credits may be required for the following Network Upgrades in accordance with Attachment Z2 of the SPP OATT.
Reservation | Upgrade Name | DUN | EOC | Earliest Start Date | Redispatch Available
77341881 | CHERRY6 230.00 - Harrington Station East Bus 230KV CKT 1 | 2015-06-01 | 2015-06-01
| CIMARRON - DRAPER LAKE 345KV CKT 1 | 2019-10-01 | 2019-10-01
| G03-05T 138.00 - PARADISE 138KV CKT 1 | 2010-06-01 | 2013-06-01
| NORTHWEST - TATONGA 345KV CKT 1 | 2010-01-01 | 2010-01-01
| TATONGA - WOODWARD 345KV CKT 1 | 2010-01-01 | 2010-01-01
| WOODWARD - IODINE 138KV CKT 1 | 2010-01-01 | 2010-01-01
| WOODWARD - WOODWARD EHV 138KV CKT 1 | 2010-01-01 | 2010-01-01
| WOODWARD - WOODWARD EHV 138KV CKT 2 | 2010-01-01 | 2010-01-01
| WOODWARD 345/138KV TRANSFORMER CKT 1 | 2010-01-01 | 2010-01-01
Potential reservation deferral and redispatch requirement on the following upgrades due to positive MW Impact on limitations that require upgrade. No cost assignment due to negative MW impact on defined upgrade.
Reservation | Upgrade Name | DUN | EOC | Earliest Start Date | Redispatch Available
77341881 | Cimarron - Mathewson 345 kV Ckt 1 Accelerate | 2013-06-01 | 2019-06-01 | 2019-06-01
| Mathewson - Tatonga 345 kV Ckt 2 Accelerate | 2013-06-01 | 2019-06-01 | 2019-06-01
| Mathewson 345 kV Accelerate | 2013-06-01 | 2019-06-01 | 2019-06-01
| Tatonga - Woodward EHV 345 kV Ckt 2 Accelerate | 2013-06-01 | 2019-06-01 | 2019-06-01
*Credits may be required for applicable generation interconnection network upgrades.
Customer | Study Number
SPSM | 2012-AG3-011
Customer | Reservation | POR | POD | Requested Amount | Requested Start Date | Requested Stop Date | Deferred Start Date Without Redispatch | Deferred Stop Date Without Redispatch | Potential Base Plan Funding Allowable | Point-to-Point Base Rate | Allocated E & C Cost | Total Revenue Requirements
SPSM | 77385839 | SPS | SPS | 1 | 2013-04-01 | 2033-04-01 | 2019-06-01 | 2039-06-01 | 5695 | 0 | 5695 | 27042.816
[9 empty] | 5695 | 0 | 5695 | 27042.816
Reservation | Upgrade Name | DUN | EOC | Earliest Start Date | Redispatch Available | Allocated E & C Cost | Total E & C Cost | Total Revenue Requirements
77385839 | CARLISLE INTERCHANGE - SOUTH PLAINS REC-ERSKINE 115KV CKT 1 | 2015-06-01 | 2017-06-01 |  |  | 807 | 877078.13 | 3419.352
| INDIANA SUB - SOUTH PLAINS REC-ERSKINE 115KV CKT 1 | 2015-06-01 | 2017-06-01 |  |  | 2748 | 2988562.5 | 11643.648
| JONES STATION - TUCO INTERCHANGE 230KV CKT 1 | 2014-10-01 | 2016-06-01 |  |  | 441 | 236250 | 1949.184
| OKLAUNION 345KV SVC | 2013-06-01 | 2019-06-01 |  |  | 1699 | 10240300 | 10030.632
[5 empty] | Total | 5695 | 14342190.63 | 27042.82
Expansion Plan - The requested service is contingent upon completion of the following upgrades. Cost is not assignable to the transmission customer.
Reservation | Upgrade Name | DUN | EOC | Earliest Start Date | Redispatch Available
77385839 | Line - Clark County - Thistle 345 kV dbl Ckt | 2013-06-01 | 2015-01-01
| Line - Hitchland - Woodward 345 kV dbl Ckt OKGE | 2013-06-01 | 2014-07-01
| Line - Hitchland - Woodward 345 kV dbl Ckt SPS | 2013-06-01 | 2014-07-01
| Line - Spearville - Clark County 345 kV dbl Ckt | 2013-06-01 | 2015-01-01
| Line - Thistle - Wichita 345 kV dbl Ckt PW | 2013-06-01 | 2015-01-01
| Line - Thistle - Wichita 345 kV dbl Ckt WERE | 2013-06-01 | 2015-01-01
| Line - Thistle - Woodward 345 kV dbl Ckt OKGE | 2013-06-01 | 2015-01-01
| Line - Thistle - Woodward 345 kV dbl Ckt PW | 2013-06-01 | 2015-01-01
| Line - Tuco - Woodward 345 kV line OKGE | 2013-06-01 | 2014-06-01
| Line - Tuco - Woodward 345 kV line SPS | 2013-06-01 | 2014-06-01
| XFR - Thistle 345/138 kV | 2013-06-01 | 2015-01-01
Reliability Projects - The requested service is contingent upon completion of the following upgrades. Cost is not assignable to the transmission customer.
Reservation | Upgrade Name | DUN | EOC | Earliest Start Date | Redispatch Available
77385839 | Line - Harrington - Randall County 230 kV | 2013-06-01 | 2014-06-01
| Mustang-San Andr-Amerada Hess 115 Kv | 2015-06-01 | 2016-06-01
| SEMINOLE 230/115/13.2KV TRANSFORMER CKT 3 | 2023-06-01 | 2023-06-01
Construction Pending - The requested service is contingent upon completion of the following upgrades. Cost is not assignable to the transmission customer.
Reservation | Upgrade Name | DUN | EOC | Earliest Start Date | Redispatch Available
77385839 | Jones Station Bus#2 - LUBBOCK SOUTH INTERCHANGE 230KV CKT 2 | 2014-06-01 | 2015-06-01
Credits may be required for the following Network Upgrades in accordance with Attachment Z2 of the SPP OATT.
Reservation | Upgrade Name | DUN | EOC | Earliest Start Date | Redispatch Available
77385839 | CHERRY6 230.00 - Harrington Station East Bus 230KV CKT 1 | 2015-06-01 | 2015-06-01
*Credits may be required for applicable generation interconnection network upgrades.
Customer | Study Number
WFEC | 2012-AG3-008
Customer | Reservation | POR | POD | Requested Amount | Requested Start Date | Requested Stop Date | Deferred Start Date Without Redispatch | Deferred Stop Date Without Redispatch | Potential Base Plan Funding Allowable | Point-to-Point Base Rate | Allocated E & C Cost | Total Revenue Requirements
WFEC | 77193289 | WFEC | WFEC | 320 | 2017-03-01 | 2042-03-01 | 2019-06-01 | 2044-06-01 | 13455828 | 0 | 13455828 | 79080698.97
[9 empty] | 13455828 | 0 | 13455828 | 79080698.97
Reservation | Upgrade Name | DUN | EOC | Earliest Start Date | Redispatch Available | Allocated E & C Cost | Total E & C Cost | Total Revenue Requirements
77193289 | Cimarron - Mathewson 345 kV Ckt 1 Accelerate | 2013-06-01 | 2019-06-01 |  |  | 1271478 | 4145572 | 7293778.68
| CIMARRON - SARA 138KV CKT 1 | 2015-10-01 | 2016-06-01 |  |  | 45975 | 326250 | 327180.03
| CIMARRON (CIMARON3) 345/138/13.8KV TRANSFORMER CKT 3 | 2015-10-01 | 2017-06-01 |  |  | 1679510 | 16312500 | 11203665.63
| HAMMETT TAP - HORSESHOE LAKE 138KV CKT 1 | 2019-06-01 | 2019-06-01 |  |  | 2713500 | 2713500 | 15933738.87
| HOLT - NELIGH 345KV CKT 1 | 2013-10-01 | 2019-03-01 |  |  | 762785 | 30656000 | 3383367.84
| Mathewson - Tatonga 345 kV Ckt 2 Accelerate | 2013-06-01 | 2019-06-01 |  |  | 2874927 | 10387750 | 16491894.63
| Mathewson 345 kV Accelerate | 2013-06-01 | 2019-06-01 |  |  | 782328 | 2550731 | 4487790.78
| MATHWSN7 345.00 - NORTHWEST 345KV CKT 1 | 2015-10-01 | 2016-06-01 |  |  | 66928 | 326250 | 485565.84
| OKLAUNION 345KV SVC | 2013-06-01 | 2019-06-01 |  |  | 680725 | 10240300 | 4643579.76
| PITTSBURG - SEMINOLE 345KV CKT 1 OKGE | 2015-06-01 | 2016-06-01 |  |  | 14755 | 326250 | 105413.37
| PITTSBURG - VALLIANT 345KV CKT 1 | 2015-06-01 | 2016-06-01 |  |  | 16716 | 303750 | 120137.37
| SWISSVALE - WEST GARDNER 345KV CKT 1 WERE | 2015-06-01 | 2016-06-01 |  |  | 19987 | 393750 | 113068.62
| Tatonga - Woodward EHV 345 kV Ckt 2 Accelerate | 2013-06-01 | 2019-06-01 |  |  | 2526214 | 9127831 | 14491517.55
[5 empty] | Total | 13455828 | 87810434 | 79080698.97
Reliability Projects - The requested service is contingent upon completion of the following upgrades. Cost is not assignable to the transmission customer.
Reservation | Upgrade Name | DUN | EOC | Earliest Start Date | Redispatch Available
77193289 | Cherry Co - Gentleman 345 kV Ckt1 | 2013-10-01 | 2018-01-01
| Cherry Co - Holt Co 345 kV Ckt1 | 2013-10-01 | 2018-01-01
| Cherry Co 345 kV Terminal Upgrades | 2013-10-01 | 2018-01-01
| Neligh - Hoskins 345 kV Ckt1 | 2013-10-01 | 2019-03-01
| Neligh 345/115 kV Transformer | 2013-10-01 | 2019-03-01
Construction Pending - The requested service is contingent upon completion of the following upgrades. Cost is not assignable to the transmission customer.
Reservation | Upgrade Name | DUN | EOC | Earliest Start Date | Redispatch Available
77193289 | CHISHOLM - MAIZE 138KV CKT 1 #1 | 2015-06-01 | 2016-06-01
| CHISHOLM - MAIZE 138KV CKT 1 #2 | 2015-06-01 | 2016-06-01
| CIMARRON - DRAPER LAKE 345KV CKT 1 | 2019-10-01 | 2019-10-01
| CORN TAP - PAOLI 138KV CKT 1 | 2019-06-01 | 2019-06-01
| EVANS ENERGY CENTER NORTH - MAIZE 138KV CKT 1 #1 | 2013-06-01 | 2016-06-01
| EVANS ENERGY CENTER NORTH - MAIZE 138KV CKT 1 #2 | 2015-06-01 | 2016-06-01
| Viola - Rose Hill 345 kV | 2013-06-01 | 2019-06-01
| WICHITA (WICHT12X) 345/138/13.8KV TRANSFORMER CKT 3 | 2015-10-01 | 2016-06-01
Credits may be required for the following Network Upgrades in accordance with Attachment Z2 of the SPP OATT.
Reservation | Upgrade Name | DUN | EOC | Earliest Start Date | Redispatch Available
77193289 | CIMARRON - DRAPER LAKE 345KV CKT 1 | 2019-10-01 | 2019-10-01
| HUGO POWER PLANT - VALLIANT 345 KV AEPW | 2012-07-01 | 2012-07-01
| HUGO POWER PLANT - VALLIANT 345KV CKT 1 WFEC | 2012-07-01 | 2012-07-01
| HUGO POWER PLANT 345/138KV TRANSFORMER CKT 1 | 2012-07-01 | 2012-07-01
| NORTHWEST - TATONGA 345KV CKT 1 | 2010-01-01 | 2010-01-01
| TATONGA - WOODWARD 345KV CKT 1 | 2010-01-01 | 2010-01-01
| WOODWARD - IODINE 138KV CKT 1 | 2010-01-01 | 2010-01-01
| WOODWARD - WOODWARD EHV 138KV CKT 1 | 2010-01-01 | 2010-01-01
| WOODWARD - WOODWARD EHV 138KV CKT 2 | 2010-01-01 | 2010-01-01
| WOODWARD 345/138KV TRANSFORMER CKT 1 | 2010-01-01 | 2010-01-01
Third Party Limitations.
Reservation | Upgrade Name | DUN | EOC | Earliest Start Date | Redispatch Available | *Allocated E & C Cost | *Total E & C Cost
77193289 | SHEELDSHEHSE | 2015-10-01 | 2015-10-01 |  |  | 5.882% | 100%
[5 empty] | Total | 0 | 0
*Estimated cost allocation as a percentage of total cost is shown for third-party limitations when costs have not yet been established by the third-party.
*Credits may be required for applicable generation interconnection network upgrades.
Customer | Study Number
WRGS | 2012-AG3-001
Customer | Reservation | POR | POD | Requested Amount | Requested Start Date | Requested Stop Date | Deferred Start Date Without Redispatch | Deferred Stop Date Without Redispatch | Potential Base Plan Funding Allowable | Point-to-Point Base Rate | Allocated E & C Cost | Total Revenue Requirements
WRGS | 77379443 | WR | EES | 106 | 2014-01-01 | 2019-01-01 | 2019-06-01 | 2024-06-01 | 0 | 8140800 | 73546 | 228197.79
[9 empty] | 0 | 8140800 | 73546 | 228197.79
Reservation | Upgrade Name | DUN | EOC | Earliest Start Date | Redispatch Available | Allocated E & C Cost | Total E & C Cost | Total Revenue Requirements
77379443 | LYDIA - VALLIANT 345KV CKT 1 | 2015-06-01 | 2017-06-01 |  |  | 48154 | 65746687.5 | 170483.964
| PITTSBURG - VALLIANT 345KV CKT 1 | 2015-06-01 | 2016-06-01 |  |  | 339 | 303750 | 1268.172
| SUB 124 - AURORA H.T. 69KV | 2019-06-01 | 2019-06-01 |  |  | 25053 | 3300000 | 56445.654
[5 empty] | Total | 73546 | 69350437.5 | 228197.79
Expansion Plan - The requested service is contingent upon completion of the following upgrades. Cost is not assignable to the transmission customer.
Reservation | Upgrade Name | DUN | EOC | Earliest Start Date | Redispatch Available
77379443 | IATAN - NASHUA 345KV CKT 1 | 2013-06-01 | 2015-06-01
Reliability Projects - The requested service is contingent upon completion of the following upgrades. Cost is not assignable to the transmission customer.
Reservation | Upgrade Name | DUN | EOC | Earliest Start Date | Redispatch Available
77379443 | BLUE SPRING SOUTH - BLUE SPRINGS EAST 161KV CKT 1 | 2014-06-01 | 2014-06-01
| BLUE SPRING SOUTH - BLUE SPRINGS EAST 161KV CKT 1 #1 | 2014-10-01 | 2014-10-01 | 2014-06-01
| BLUE SPRING SOUTH - PRAIRIE LEE 161KV CKT 1 #1 | 2013-06-01 | 2014-06-01
Construction Pending - The requested service is contingent upon completion of the following upgrades. Cost is not assignable to the transmission customer.
Reservation | Upgrade Name | DUN | EOC | Earliest Start Date | Redispatch Available
77379443 | ADABELL - VBI 161KV CKT 1 | 2013-11-01 | 2018-06-01
| Auburn - JEC 345KV | 2013-06-01 | 2019-06-01
| Auburn - Swissvale 345KV | 2013-06-01 | 2019-06-01
| AUBURN ROAD (AUBRN77X) 345/115/13.8KV TRANSFORMER CKT 1 | 2013-06-01 | 2019-06-01
| BEAVER - EUREKA SPRINGS 161KV CKT 1 AEPW | 2014-06-01 | 2015-06-01
| BLUE SPRING SOUTH - BLUE SPRINGS EAST 161KV CKT 1 #2 Accelerate | 2014-10-01 | 2016-06-01
| BLUE SPRING SOUTH - PRAIRIE LEE 161KV CKT 1 #2 Accelerate | 2014-10-01 | 2016-06-01
| FT SMITH - MUSKOGEE 345KV CKT 1 | 2013-06-01 | 2015-06-01
| FT SMITH (FTSMITH1) 500/345/13.8KV TRANSFORMER CKT 1 | 2013-06-01 | 2018-06-01
| GOODYEAR JUNCTION - INDIAN HILLS 115KV CKT 1 | 2013-06-01 | 2016-06-01
| GRDA1 - SILOAM SPRINGS TAP 345KV CKT 1 Accelerate | 2014-06-01 | 2016-06-01
| HOYT - JEFFREY ENERGY CENTER 345KV CKT 1 | 2013-06-01 | 2017-06-01
| Iatan - Jeffrey Energy Center 345 kV KACP | 2013-06-01 | 2019-06-01
| Iatan - Jeffrey Energy Center 345 kV WERE | 2013-06-01 | 2019-06-01
| Lacygne - Mariosa 345KV KACP | 2013-06-01 | 2019-06-01
| Muskogee - VBI 345 kV with 345/161 kV bus tie near VBI | 2013-06-01 | 2019-06-01
| VBI - Arkansas Nuclear One 345kV OKGE | 2013-11-01 | 2019-06-01
| WOLF CREEK 345/69KV TRANSFORMER CKT 1 | 2014-10-01 | 2017-06-01
Credits may be required for the following Network Upgrades in accordance with Attachment Z2 of the SPP OATT.
Reservation | Upgrade Name | DUN | EOC | Earliest Start Date | Redispatch Available
77379443 | BARBER - MEDICINE LODGE 115KV CKT 1 | 2009-12-01 | 2013-06-01
| BARBER (BARBER 4) 138/115/2.72KV TRANSFORMER CKT 1 | 2009-12-01 | 2013-06-01
| FLATRDG3 138.00 - MEDICINE LODGE 138KV CKT 1 | 2009-12-01 | 2013-06-01
| FLATRDG3 138.00 - HARPER 138KV CKT 1 | 2009-12-01 | 2013-06-01
| LACYGNE - WEST GARDNER 345KV CKT 1 | 2006-06-01 | 2006-06-01
| SUB 110 - ORONOGO JCT. - SUB 167 - RIVERTON 161KV CKT 1 | 2011-06-01 | 2011-06-01
Potential reservation deferral and redispatch requirement on the following upgrades due to positive MW Impact on limitations that require upgrade. No cost assignment due to negative MW impact on defined upgrade.
Reservation | Upgrade Name | DUN | EOC | Earliest Start Date | Redispatch Available
77379443 | 7OVERTON 345.00 () 345/161/13.8KV TRANSFORMER CKT 1 | 2013-11-01 | 2014-06-01 | 2014-06-01
Third Party Limitations.
Reservation | Upgrade Name | DUN | EOC | Earliest Start Date | Redispatch Available | *Allocated E & C Cost | *Total E & C Cost
77379443 | 7JASPER 345.00 - MORGAN 345KV CKT 1 | 2015-06-01 | 2016-06-01 |  |  | 8509 | 625000
| 7JASPER 345.00 - BLACKBERRY 345KV CKT 1 #1 | 2014-06-01 | 2014-06-01 |  |  | 3268 | 100000
| Arkansas Nuclear One 500/345 Transformer | 2013-11-01 | 2019-06-01 |  |  | 30972 | 12000000
| BEAVER - EUREKA SPRINGS 161KV CKT 1 SWPA | 2014-06-01 | 2015-06-01 |  |  | 0 | 0
| BUFORD 5 161.00 - BULL SHOALS 161KV CKT 1 | 2014-01-01 | 2016-06-01 |  |  | 0 | 0
| BUFORD 5 161.00 - NORFORK 161KV CKT 1 | 2014-06-01 | 2016-06-01 |  |  | 0 | 0
| CLINTON - MONTROSE 161KV CKT 1 AECI | 2014-06-01 | 2014-06-01 |  |  | 1422 | 180000
| Lacygne - Mariosa 345KV AMRN | 2013-06-01 | 2019-06-01 |  |  | 0 | 0
| SHEELDSHEHSE | 2015-10-01 | 2015-10-01 |  |  | 0.2985% | 100%
| VBI - Arkansas Nuclear One 345kV EES | 2013-11-01 | 2019-06-01 |  |  | 0.2581% | 100%
[5 empty] | Total | 44171 | 12905000
*Estimated cost allocation as a percentage of total cost is shown for third-party limitations when costs have not yet been established by the third-party.
*Credits may be required for applicable generation interconnection network upgrades.
Customer | Study Number
WRGS | 2012-AG3-002
Customer | Reservation | POR | POD | Requested Amount | Requested Start Date | Requested Stop Date | Deferred Start Date Without Redispatch | Deferred Stop Date Without Redispatch | Potential Base Plan Funding Allowable | Point-to-Point Base Rate | Allocated E & C Cost | Total Revenue Requirements
WRGS | 77379445 | WR | EES | 50 | 2014-01-01 | 2019-01-01 | 2020-06-01 | 2025-06-01 | 0 | 3840000 | 3851758 | 10878728.778
[9 empty] | 0 | 3840000 | 3851758 | 10878728.778
Reservation | Upgrade Name | DUN | EOC | Earliest Start Date | Redispatch Available | Allocated E & C Cost | Total E & C Cost | Total Revenue Requirements
77379445 | Cimarron - Mathewson 345 kV Ckt 1 Accelerate | 2013-06-01 | 2019-06-01 |  |  | 15598 | 4145572 | 48091.842
| GRAND ISLAND - SWEETWATER 345KV CKT 2 | 2013-06-01 | 2020-06-01 |  |  | 1350902 | 96368000 | 3550645.398
| HOLT - NELIGH 345KV CKT 1 | 2013-10-01 | 2019-03-01 |  |  | 395695 | 30656000 | 1089694.596
| HUNTSVILLE - HUTCHINSON ENERGY CENTER 115KV CKT 1 WERE | 2014-01-01 | 2017-06-01 |  |  | 582778 | 7579687.5 | 1873439.1
| LYDIA - VALLIANT 345KV CKT 1 | 2015-06-01 | 2017-06-01 |  |  | 55826 | 65746687.5 | 215469.366
| Mathewson - Tatonga 345 kV Ckt 2 Accelerate | 2013-06-01 | 2019-06-01 |  |  | 82480 | 10387750 | 254302.77
| Mathewson 345 kV Accelerate | 2013-06-01 | 2019-06-01 |  |  | 9597 | 2550731 | 29589.516
| MATHWSN7 345.00 - NORTHWEST 345KV CKT 1 | 2015-10-01 | 2016-06-01 |  |  | 1903 | 326250 | 7442.166
| OKLAUNION 345KV SVC | 2013-06-01 | 2019-06-01 |  |  | 23078 | 10240300 | 89088.042
| PITTSBURG - SEMINOLE 345KV CKT 1 OKGE | 2015-06-01 | 2016-06-01 |  |  | 314 | 326250 | 1209.216
| PITTSBURG - VALLIANT 345KV CKT 1 | 2015-06-01 | 2016-06-01 |  |  | 168 | 303750 | 685.176
| SMOKYHL6 230.00 - SUMMIT 230KV CKT 2 MIDW | 2013-06-01 | 2019-06-01 |  |  | 353534 | 13864500 | 844401.306
| SMOKYHL6 230.00 - SUMMIT 230KV CKT 2 WERE | 2013-06-01 | 2019-06-01 |  |  | 868538 | 34061343.75 | 2549363.772
| ST JOHN - ST_JOHN 115KV CKT 1 MIDW | 2013-06-01 | 2016-06-01 |  |  | 31725 | 450000 | 84291.804
| ST JOHN - ST_JOHN 115KV CKT 1 MKEC | 2013-06-01 | 2016-06-01 |  |  | 0 | 0 | 0
| SUB 124 - AURORA H.T. 69KV | 2019-06-01 | 2019-06-01 |  |  | 7137 | 3300000 | 17528.568
| Tatonga - Woodward EHV 345 kV Ckt 2 Accelerate | 2013-06-01 | 2019-06-01 |  |  | 72485 | 9127831 | 223486.14
[5 empty] | Total | 3851758 | 289434652.75 | 10878728.778
Expansion Plan - The requested service is contingent upon completion of the following upgrades. Cost is not assignable to the transmission customer.
Reservation | Upgrade Name | DUN | EOC | Earliest Start Date | Redispatch Available
77379445 | Line - Clark County - Thistle 345 kV dbl Ckt | 2013-06-01 | 2015-01-01
| Line - Hitchland - Woodward 345 kV dbl Ckt OKGE | 2013-06-01 | 2014-07-01
| Line - Hitchland - Woodward 345 kV dbl Ckt SPS | 2013-06-01 | 2014-07-01
| Line - Spearville - Clark County 345 kV dbl Ckt | 2013-06-01 | 2015-01-01
| Line - Thistle - Wichita 345 kV dbl Ckt PW | 2013-06-01 | 2015-01-01
| Line - Thistle - Wichita 345 kV dbl Ckt WERE | 2013-06-01 | 2015-01-01
| Line - Thistle - Woodward 345 kV dbl Ckt OKGE | 2013-06-01 | 2015-01-01
| Line - Thistle - Woodward 345 kV dbl Ckt PW | 2013-06-01 | 2015-01-01
| Line - Tuco - Woodward 345 kV line OKGE | 2013-06-01 | 2014-06-01
| Line - Tuco - Woodward 345 kV line SPS | 2013-06-01 | 2014-06-01
| XFR - Thistle 345/138 kV | 2013-06-01 | 2015-01-01
Reliability Projects - The requested service is contingent upon completion of the following upgrades. Cost is not assignable to the transmission customer.
Reservation | Upgrade Name | DUN | EOC | Earliest Start Date | Redispatch Available
77379445 | Cherry Co - Gentleman 345 kV Ckt1 | 2013-10-01 | 2018-01-01
| Cherry Co - Holt Co 345 kV Ckt1 | 2013-10-01 | 2018-01-01
| Cherry Co 345 kV Terminal Upgrades | 2013-10-01 | 2018-01-01
| MOUNDRIDGE 138/115KV TRANSFORMER CKT 2 | 2014-01-01 | 2015-06-01
| Neligh - Hoskins 345 kV Ckt1 | 2013-10-01 | 2019-03-01
| Neligh 345/115 kV Transformer | 2013-10-01 | 2019-03-01
Construction Pending - The requested service is contingent upon completion of the following upgrades. Cost is not assignable to the transmission customer.
Reservation | Upgrade Name | DUN | EOC | Earliest Start Date | Redispatch Available
77379445 | Auburn - JEC 345KV | 2013-06-01 | 2019-06-01
| Auburn - Swissvale 345KV | 2013-06-01 | 2019-06-01
| AUBURN ROAD (AUBRN77X) 345/115/13.8KV TRANSFORMER CKT 1 | 2013-06-01 | 2019-06-01
| CHISHOLM - MAIZE 138KV CKT 1 #1 | 2015-06-01 | 2016-06-01
| CHISHOLM - MAIZE 138KV CKT 1 #2 | 2015-06-01 | 2016-06-01
| CIMARRON - DRAPER LAKE 345KV CKT 1 | 2019-10-01 | 2019-10-01
| CLEARWATER - MILAN TAP 138KV CKT 1 MKEC Accelerate | 2013-10-01 | 2016-06-01
| CLEARWATER - MILAN TAP 138KV CKT 1 WERE Accelerate | 2013-10-01 | 2016-06-01
| EVANS ENERGY CENTER NORTH - MAIZE 138KV CKT 1 #1 | 2013-06-01 | 2016-06-01
| EVANS ENERGY CENTER NORTH - MAIZE 138KV CKT 1 #2 | 2015-06-01 | 2016-06-01
| FT SMITH - MUSKOGEE 345KV CKT 1 | 2013-06-01 | 2015-06-01
| GOODYEAR JUNCTION - INDIAN HILLS 115KV CKT 1 | 2013-06-01 | 2016-06-01
| HARPER - MILAN TAP 138KV CKT 1 #1 Accelerate | 2013-10-01 | 2014-06-01
| HARPER - MILAN TAP 138KV CKT 1 #2 Accelerate | 2013-10-01 | 2016-06-01
| HAYS PLANT - SOUTH HAYS 115KV CKT 1 #2 | 2014-01-01 | 2015-06-01
| HAYS PLANT - VINE STREET 115KV CKT 1 | 2014-01-01 | 2016-06-01
| HOYT - JEFFREY ENERGY CENTER 345KV CKT 1 | 2013-06-01 | 2017-06-01
| Iatan - Jeffrey Energy Center 345 kV KACP | 2013-06-01 | 2019-06-01
| Iatan - Jeffrey Energy Center 345 kV WERE | 2013-06-01 | 2019-06-01
| Lacygne - Mariosa 345KV KACP | 2013-06-01 | 2019-06-01
| Mullergren - Reno 345kV Dbl CKT MKEC | 2013-06-01 | 2019-06-01
| Mullergren - Reno 345kV Dbl CKT WERE | 2013-10-01 | 2019-06-01
| Muskogee - VBI 345 kV with 345/161 kV bus tie near VBI | 2013-06-01 | 2019-06-01
| Spearville - Mullergren 345kV Dbl CKT | 2013-06-01 | 2019-06-01
| Viola - Rose Hill 345 kV | 2013-06-01 | 2019-06-01
| WICHITA (WICHT12X) 345/138/13.8KV TRANSFORMER CKT 3 | 2015-10-01 | 2016-06-01
Credits may be required for the following Network Upgrades in accordance with Attachment Z2 of the SPP OATT.
Reservation | Upgrade Name | DUN | EOC | Earliest Start Date | Redispatch Available
77379445 | ALBION - PETERSBURG 115KV CKT 1 | 2013-01-01 | 2013-01-01
| ALEXANDER - PRATT 115KV CKT 1 | 2009-12-01 | 2013-06-01
| BARBER - SAWYER 115KV CKT 1 | 2009-12-01 | 2013-06-01
| BARBER (BARBER 4) 138/115/2.72KV TRANSFORMER CKT 1 | 2009-12-01 | 2013-06-01
| CANTON - TALOGA 69KV CKT 1 | 2011-06-01 | 2013-06-01
| CHERRY6 230.00 - Harrington Station East Bus 230KV CKT 1 | 2015-06-01 | 2015-06-01
| CIMARRON - DRAPER LAKE 345KV CKT 1 | 2019-10-01 | 2019-10-01
| CIRCLE - RICE_CO 230KV CKT 1 | 2012-10-01 | 2012-11-15
| CLIFTON - GREENLEAF 115KV CKT 1 | 2011-06-01 | 2013-06-01
| FLATRDG3 138.00 - MEDICINE LODGE 138KV CKT 1 | 2009-12-01 | 2013-06-01
| FLATRDG3 138.00 - HARPER 138KV CKT 1 | 2009-12-01 | 2013-06-01
| FT RANDAL - MADISONCO 230.00 230KV CKT 1 | 2013-10-01 | 2014-11-01
| G03-05T 138.00 - PARADISE 138KV CKT 1 | 2010-06-01 | 2013-06-01
| GREENLEAF - KNOB HILL 115KV CKT 1 MKEC | 2013-06-01 | 2013-06-01
| HUGO POWER PLANT - VALLIANT 345 KV AEPW | 2012-07-01 | 2012-07-01
| HUGO POWER PLANT - VALLIANT 345KV CKT 1 WFEC | 2012-07-01 | 2012-07-01
| KELLY - MADISONCO 230.00 230KV CKT 1 | 2013-10-01 | 2014-11-01
| KNOBHILL (KNOBHIL4) 138/69/13.2KV TRANSFORMER CKT 1 | 2006-06-01 | 2008-06-01
| LYONS - RICE_CO 115KV CKT 1 | 2012-10-01 | 2013-04-01
| LYONS - WHEATLAND 115KV CKT 1 #1 | 2012-10-01 | 2013-07-15
| LYONS - WHEATLAND 115KV CKT 1 #2 | 2012-10-01 | 2013-07-15
| Mullergren - Reno 345kV Dbl CKT MKEC | 2012-10-01 | 2019-06-01
| Mullergren - Reno 345kV Dbl CKT WERE | 2012-10-01 | 2019-06-01
| NELIGH - PETERSBURG 115KV CKT 1 | 2013-01-01 | 2013-01-01
| NORTHWEST - TATONGA 345KV CKT 1 | 2010-01-01 | 2010-01-01
| RICE_CO 230/115KV TRANSFORMER CKT 1 | 2012-10-01 | 2012-11-15
| Spearville - Mullergren 345kV Dbl CKT | 2012-10-01 | 2019-06-01
| Spearville 345/115/13.8kV Transformer CKT 3 | 2013-10-01 | 2015-06-01
| TALOGA (TALOGA) 138/69/13.8KV TRANSFORMER CKT 1 | 2010-10-01 | 2013-06-01
| TATONGA - WOODWARD 345KV CKT 1 | 2010-01-01 | 2010-01-01
| WOODWARD - IODINE 138KV CKT 1 | 2010-01-01 | 2010-01-01
| WOODWARD - WOODWARD EHV 138KV CKT 1 | 2010-01-01 | 2010-01-01
| WOODWARD - WOODWARD EHV 138KV CKT 2 | 2010-01-01 | 2010-01-01
| WOODWARD 345/138KV TRANSFORMER CKT 1 | 2010-01-01 | 2010-01-01
Third Party Limitations.
Reservation | Upgrade Name | DUN | EOC | Earliest Start Date | Redispatch Available | *Allocated E & C Cost | *Total E & C Cost
77379445 | CORDO; B 345.00 - NELSO; B 345.00 345KV CKT 1 | 2015-06-01 | 2015-06-01 |  |  | 0.2007% | 100%
| H471 ; 345.00 - QUAD3-11 345.00 345KV CKT 1 | 2015-06-01 | 2015-06-01 |  |  | 0.2032% | 100%
| Lacygne - Mariosa 345KV AMRN | 2013-06-01 | 2019-06-01 |  |  | 0 | 0
[5 empty] | Total | 0 | 0
*Estimated cost allocation as a percentage of total cost is shown for third-party limitations when costs have not yet been established by the third-party.
*Credits may be required for applicable generation interconnection network upgrades.
Customer | Study Number
WRGS | 2012-AG3-003
Customer | Reservation | POR | POD | Requested Amount | Requested Start Date | Requested Stop Date | Deferred Start Date Without Redispatch | Deferred Stop Date Without Redispatch | Potential Base Plan Funding Allowable | Point-to-Point Base Rate | Allocated E & C Cost | Total Revenue Requirements
WRGS | 77379449 | WR | EES | 106 | 2014-01-01 | 2019-01-01 | 2020-06-01 | 2025-06-01 | 0 | 8140800 | 11451502 | 31651368.828
[9 empty] | 0 | 8140800 | 11451502 | 31651368.828
Reservation | Upgrade Name | DUN | EOC | Earliest Start Date | Redispatch Available | Allocated E & C Cost | Total E & C Cost | Total Revenue Requirements
77379449 | Cimarron - Mathewson 345 kV Ckt 1 Accelerate | 2013-06-01 | 2019-06-01 |  |  | 26395 | 4145572 | 81381.198
| GRAND ISLAND - SWEETWATER 345KV CKT 2 | 2013-06-01 | 2020-06-01 |  |  | 3652761 | 96368000 | 9600740.118
| HOLT - NELIGH 345KV CKT 1 | 2013-10-01 | 2019-03-01 |  |  | 899818 | 30656000 | 2477986.368
| HUNTSVILLE - HUTCHINSON ENERGY CENTER 115KV CKT 1 WERE | 2014-01-01 | 2017-06-01 |  |  | 514763 | 7579687.5 | 1654793.304
| LYDIA - VALLIANT 345KV CKT 1 | 2015-06-01 | 2017-06-01 |  |  | 47283 | 65746687.5 | 182496.294
| Mathewson - Tatonga 345 kV Ckt 2 Accelerate | 2013-06-01 | 2019-06-01 |  |  | 146224 | 10387750 | 450838.602
| Mathewson 345 kV Accelerate | 2013-06-01 | 2019-06-01 |  |  | 16240 | 2550731 | 50071.248
| MATHWSN7 345.00 - NORTHWEST 345KV CKT 1 | 2015-10-01 | 2016-06-01 |  |  | 3279 | 326250 | 12823.362
| OKLAUNION 345KV SVC | 2013-06-01 | 2019-06-01 |  |  | 38566 | 10240300 | 148876.386
| PITTSBURG - SEMINOLE 345KV CKT 1 OKGE | 2015-06-01 | 2016-06-01 |  |  | 390 | 326250 | 1501.896
| SMOKYHL6 230.00 - SUMMIT 230KV CKT 2 MIDW | 2013-06-01 | 2019-06-01 |  |  | 1719047 | 13864500 | 4105872.51
| SMOKYHL6 230.00 - SUMMIT 230KV CKT 2 WERE | 2013-06-01 | 2019-06-01 |  |  | 4223237 | 34061343.75 | 12396196.122
| ST JOHN - ST_JOHN 115KV CKT 1 MIDW | 2013-06-01 | 2016-06-01 |  |  | 28023 | 450000 | 74455.758
| ST JOHN - ST_JOHN 115KV CKT 1 MKEC | 2013-06-01 | 2016-06-01 |  |  | 0 | 0 | 0
| SUB 124 - AURORA H.T. 69KV | 2019-06-01 | 2019-06-01 |  |  | 6959 | 3300000 | 17091.378
| Tatonga - Woodward EHV 345 kV Ckt 2 Accelerate | 2013-06-01 | 2019-06-01 |  |  | 128517 | 9127831 | 396244.284
[5 empty] | Total | 11451502 | 289130902.75 | 31651368.828
Expansion Plan - The requested service is contingent upon completion of the following upgrades. Cost is not assignable to the transmission customer.
Reservation | Upgrade Name | DUN | EOC | Earliest Start Date | Redispatch Available
77379449 | Line - Clark County - Thistle 345 kV dbl Ckt | 2013-06-01 | 2015-01-01
| Line - Hitchland - Woodward 345 kV dbl Ckt OKGE | 2013-06-01 | 2014-07-01
| Line - Hitchland - Woodward 345 kV dbl Ckt SPS | 2013-06-01 | 2014-07-01
| Line - Spearville - Clark County 345 kV dbl Ckt | 2013-06-01 | 2015-01-01
| Line - Thistle - Wichita 345 kV dbl Ckt PW | 2013-06-01 | 2015-01-01
| Line - Thistle - Wichita 345 kV dbl Ckt WERE | 2013-06-01 | 2015-01-01
| Line - Thistle - Woodward 345 kV dbl Ckt OKGE | 2013-06-01 | 2015-01-01
| Line - Thistle - Woodward 345 kV dbl Ckt PW | 2013-06-01 | 2015-01-01
| Line - Tuco - Woodward 345 kV line OKGE | 2013-06-01 | 2014-06-01
| Line - Tuco - Woodward 345 kV line SPS | 2013-06-01 | 2014-06-01
| XFR - Thistle 345/138 kV | 2013-06-01 | 2015-01-01
Reliability Projects - The requested service is contingent upon completion of the following upgrades. Cost is not assignable to the transmission customer.
Reservation | Upgrade Name | DUN | EOC | Earliest Start Date | Redispatch Available
77379449 | Cherry Co - Gentleman 345 kV Ckt1 | 2013-10-01 | 2018-01-01
| Cherry Co - Holt Co 345 kV Ckt1 | 2013-10-01 | 2018-01-01
| Cherry Co 345 kV Terminal Upgrades | 2013-10-01 | 2018-01-01
| MOUNDRIDGE 138/115KV TRANSFORMER CKT 2 | 2014-01-01 | 2015-06-01
| Neligh - Hoskins 345 kV Ckt1 | 2013-10-01 | 2019-03-01
| Neligh 345/115 kV Transformer | 2013-10-01 | 2019-03-01
Construction Pending - The requested service is contingent upon completion of the following upgrades. Cost is not assignable to the transmission customer.
Reservation | Upgrade Name | DUN | EOC | Earliest Start Date | Redispatch Available
77379449 | Auburn - JEC 345KV | 2013-06-01 | 2019-06-01
| Auburn - Swissvale 345KV | 2013-06-01 | 2019-06-01
| AUBURN ROAD (AUBRN77X) 345/115/13.8KV TRANSFORMER CKT 1 | 2013-06-01 | 2019-06-01
| CHISHOLM - MAIZE 138KV CKT 1 #1 | 2015-06-01 | 2016-06-01
| CHISHOLM - MAIZE 138KV CKT 1 #2 | 2015-06-01 | 2016-06-01
| CIMARRON - DRAPER LAKE 345KV CKT 1 | 2019-10-01 | 2019-10-01
| CLEARWATER - MILAN TAP 138KV CKT 1 MKEC Accelerate | 2013-10-01 | 2016-06-01
| CLEARWATER - MILAN TAP 138KV CKT 1 WERE Accelerate | 2013-10-01 | 2016-06-01
| EVANS ENERGY CENTER NORTH - MAIZE 138KV CKT 1 #1 | 2013-06-01 | 2016-06-01
| EVANS ENERGY CENTER NORTH - MAIZE 138KV CKT 1 #2 | 2015-06-01 | 2016-06-01
| FT SMITH - MUSKOGEE 345KV CKT 1 | 2013-06-01 | 2015-06-01
| GOODYEAR JUNCTION - INDIAN HILLS 115KV CKT 1 | 2013-06-01 | 2016-06-01
| HARPER - MILAN TAP 138KV CKT 1 #1 Accelerate | 2013-10-01 | 2014-06-01
| HARPER - MILAN TAP 138KV CKT 1 #2 Accelerate | 2013-10-01 | 2016-06-01
| HAYS PLANT - SOUTH HAYS 115KV CKT 1 #2 | 2014-01-01 | 2015-06-01
| HAYS PLANT - VINE STREET 115KV CKT 1 | 2014-01-01 | 2016-06-01
| HOYT - JEFFREY ENERGY CENTER 345KV CKT 1 | 2013-06-01 | 2017-06-01
| Iatan - Jeffrey Energy Center 345 kV KACP | 2013-06-01 | 2019-06-01
| Iatan - Jeffrey Energy Center 345 kV WERE | 2013-06-01 | 2019-06-01
| Lacygne - Mariosa 345KV KACP | 2013-06-01 | 2019-06-01
| Mullergren - Reno 345kV Dbl CKT MKEC | 2013-06-01 | 2019-06-01
| Mullergren - Reno 345kV Dbl CKT WERE | 2013-10-01 | 2019-06-01
| Muskogee - VBI 345 kV with 345/161 kV bus tie near VBI | 2013-06-01 | 2019-06-01
| Spearville - Mullergren 345kV Dbl CKT | 2013-06-01 | 2019-06-01
| Viola - Rose Hill 345 kV | 2013-06-01 | 2019-06-01
| WICHITA (WICHT12X) 345/138/13.8KV TRANSFORMER CKT 3 | 2015-10-01 | 2016-06-01
Credits may be required for the following Network Upgrades in accordance with Attachment Z2 of the SPP OATT.
Reservation | Upgrade Name | DUN | EOC | Earliest Start Date | Redispatch Available
77379449 | ALBION - PETERSBURG 115KV CKT 1 | 2013-01-01 | 2013-01-01
| ALEXANDER - PRATT 115KV CKT 1 | 2009-12-01 | 2013-06-01
| BARBER - MEDICINE LODGE 115KV CKT 1 | 2009-12-01 | 2013-06-01
| BARBER - SAWYER 115KV CKT 1 | 2009-12-01 | 2013-06-01
| BARBER (BARBER 4) 138/115/2.72KV TRANSFORMER CKT 1 | 2009-12-01 | 2013-06-01
| BEELINE - EXPLORER GLENPOOL TAP 138KV CKT 1 | 2009-06-01 | 2009-06-01
| CANTON - TALOGA 69KV CKT 1 | 2011-06-01 | 2013-06-01
| CHERRY6 230.00 - Harrington Station East Bus 230KV CKT 1 | 2015-06-01 | 2015-06-01
| CIMARRON - DRAPER LAKE 345KV CKT 1 | 2019-10-01 | 2019-10-01
| CIRCLE - RICE_CO 230KV CKT 1 | 2012-10-01 | 2012-11-15
| CLIFTON - GREENLEAF 115KV CKT 1 | 2011-06-01 | 2013-06-01
| EXPLORER GLENPOOL TAP - RIVERSIDE STATION 138KV CKT 1 AEPW | 2009-06-01 | 2009-06-01
| EXPLORER GLENPOOL TAP - RIVERSIDE STATION 138KV CKT 1 OKGE | 2009-06-01 | 2009-06-01
| FLATRDG3 138.00 - MEDICINE LODGE 138KV CKT 1 | 2009-12-01 | 2013-06-01
| FLATRDG3 138.00 - HARPER 138KV CKT 1 | 2009-12-01 | 2013-06-01
| FT RANDAL - MADISONCO 230.00 230KV CKT 1 | 2013-10-01 | 2014-11-01
| G03-05T 138.00 - PARADISE 138KV CKT 1 | 2010-06-01 | 2013-06-01
| GRACMNT4 138.00 - WASHITA 138KV CKT 2 OKGE | 2012-01-01 | 2012-01-01
| GRACMNT4 138.00 - WASHITA 138KV CKT 2 WFEC | 2012-01-01 | 2012-01-01
| GREENLEAF - KNOB HILL 115KV CKT 1 MKEC | 2013-06-01 | 2013-06-01
| HUGO POWER PLANT - VALLIANT 345 KV AEPW | 2012-07-01 | 2012-07-01
| HUGO POWER PLANT - VALLIANT 345KV CKT 1 WFEC | 2012-07-01 | 2012-07-01
| Judson Large - North Judson Large 115KV CKT 2 | 2013-10-01 | 2015-06-01
| KELLY - MADISONCO 230.00 230KV CKT 1 | 2013-10-01 | 2014-11-01
| KNOBHILL (KNOBHIL4) 138/69/13.2KV TRANSFORMER CKT 1 | 2006-06-01 | 2008-06-01
| LACYGNE - WEST GARDNER 345KV CKT 1 | 2006-06-01 | 2006-06-01
| LYONS - RICE_CO 115KV CKT 1 | 2012-10-01 | 2013-04-01
| LYONS - WHEATLAND 115KV CKT 1 #1 | 2012-10-01 | 2013-07-15
| LYONS - WHEATLAND 115KV CKT 1 #2 | 2012-10-01 | 2013-07-15
| Mullergren - Reno 345kV Dbl CKT MKEC | 2012-10-01 | 2019-06-01
| Mullergren - Reno 345kV Dbl CKT WERE | 2012-10-01 | 2019-06-01
| NELIGH - PETERSBURG 115KV CKT 1 | 2013-01-01 | 2013-01-01
| North Judson Large - Spearville 115KV CKT 2 | 2013-10-01 | 2015-06-01
| NORTHWEST - TATONGA 345KV CKT 1 | 2010-01-01 | 2010-01-01
| RICE_CO 230/115KV TRANSFORMER CKT 1 | 2012-10-01 | 2012-11-15
| Spearville - Mullergren 345kV Dbl CKT | 2012-10-01 | 2019-06-01
| Spearville 345/115/13.8kV Transformer CKT 3 | 2013-10-01 | 2015-06-01
| TALOGA (TALOGA) 138/69/13.8KV TRANSFORMER CKT 1 | 2010-10-01 | 2013-06-01
| TATONGA - WOODWARD 345KV CKT 1 | 2010-01-01 | 2010-01-01
| WOODWARD - IODINE 138KV CKT 1 | 2010-01-01 | 2010-01-01
| WOODWARD - WOODWARD EHV 138KV CKT 1 | 2010-01-01 | 2010-01-01
| WOODWARD - WOODWARD EHV 138KV CKT 2 | 2010-01-01 | 2010-01-01
| WOODWARD 345/138KV TRANSFORMER CKT 1 | 2010-01-01 | 2010-01-01
Potential reservation deferral and redispatch requirement on the following upgrades due to positive MW Impact on limitations that require upgrade. No cost assignment due to negative MW impact on defined upgrade.
Reservation | Upgrade Name | DUN | EOC | Earliest Start Date | Redispatch Available
77379449 | PITTSBURG - VALLIANT 345KV CKT 1 | 2015-06-01 | 2016-06-01 | 2016-06-01
Third Party Limitations.
Reservation | Upgrade Name | DUN | EOC | Earliest Start Date | Redispatch Available | *Allocated E & C Cost | *Total E & C Cost
77379449 | CORDO; B 345.00 - NELSO; B 345.00 345KV CKT 1 | 2015-06-01 | 2015-06-01 |  |  | 0.5518% | 100%
| H471 ; 345.00 - QUAD3-11 345.00 345KV CKT 1 | 2015-06-01 | 2015-06-01 |  |  | 0.5618% | 100%
| Lacygne - Mariosa 345KV AMRN | 2013-06-01 | 2019-06-01 |  |  | 0 | 0
[5 empty] | Total | 0 | 0
*Estimated cost allocation as a percentage of total cost is shown for third-party limitations when costs have not yet been established by the third-party.
*Credits may be required for applicable generation interconnection network upgrades.
Customer | Study Number
WRGS | 2012-AG3-004
Customer | Reservation | POR | POD | Requested Amount | Requested Start Date | Requested Stop Date | Deferred Start Date Without Redispatch | Deferred Stop Date Without Redispatch | Potential Base Plan Funding Allowable | Point-to-Point Base Rate | Allocated E & C Cost | Total Revenue Requirements
WRGS | 77379453 | CSWS | EES | 106 | 2014-01-01 | 2019-01-01 | 2020-06-01 | 2025-06-01 | 0 | 8140800 | 1997348 | 6740743.2
[9 empty] | 0 | 8140800 | 1997348 | 6740743.2
Reservation | Upgrade Name | DUN | EOC | Earliest Start Date | Redispatch Available | Allocated E & C Cost | Total E & C Cost | Total Revenue Requirements
77379453 | CIMARRON - SARA 138KV CKT 1 | 2015-10-01 | 2016-06-01 |  |  | 5025 | 326250 | 19276.2
| GRAND ISLAND - SWEETWATER 345KV CKT 2 | 2013-06-01 | 2020-06-01 |  |  | 524475 | 96368000 | 1378504.68
| HOLT - NELIGH 345KV CKT 1 | 2013-10-01 | 2019-03-01 |  |  | 127588 | 30656000 | 351361.422
| LYDIA - VALLIANT 345KV CKT 1 | 2015-06-01 | 2017-06-01 |  |  | 1161591 | 65746687.5 | 4483345.992
| NORGE ROAD - SOUTHWESTERN STATION 138KV CKT 1 | 2019-06-01 | 2019-06-01 |  |  | 71403 | 303750 | 251677.806
| OMPA-MANGUM - RUSSELL 69KV CKT 1 | 2014-01-01 | 2016-06-01 |  |  | 26827 | 225000 | 51562.722
| PITTSBURG - SEMINOLE 345KV CKT 1 OKGE | 2015-06-01 | 2016-06-01 |  |  | 2018 | 326250 | 7771.362
| PITTSBURG - VALLIANT 345KV CKT 1 | 2015-06-01 | 2016-06-01 |  |  | 2860 | 303750 | 11664.252
| SUB 124 - AURORA H.T. 69KV | 2019-06-01 | 2019-06-01 |  |  | 75561 | 3300000 | 185578.764
[5 empty] | Total | 1997348 | 197555687.5 | 6740743.2
Expansion Plan - The requested service is contingent upon completion of the following upgrades. Cost is not assignable to the transmission customer.
Reservation | Upgrade Name | DUN | EOC | Earliest Start Date | Redispatch Available
77379453 | Line - Clark County - Thistle 345 kV dbl Ckt | 2013-06-01 | 2015-01-01
| Line - Hitchland - Woodward 345 kV dbl Ckt OKGE | 2013-06-01 | 2014-07-01
| Line - Hitchland - Woodward 345 kV dbl Ckt SPS | 2013-06-01 | 2014-07-01
| Line - Spearville - Clark County 345 kV dbl Ckt | 2013-06-01 | 2015-01-01
| Line - Thistle - Wichita 345 kV dbl Ckt PW | 2013-06-01 | 2015-01-01
| Line - Thistle - Wichita 345 kV dbl Ckt WERE | 2013-06-01 | 2015-01-01
| Line - Thistle - Woodward 345 kV dbl Ckt OKGE | 2013-06-01 | 2015-01-01
| Line - Thistle - Woodward 345 kV dbl Ckt PW | 2013-06-01 | 2015-01-01
| Line - Tuco - Woodward 345 kV line OKGE | 2013-06-01 | 2014-06-01
| Line - Tuco - Woodward 345 kV line SPS | 2013-06-01 | 2014-06-01
| NORTHWEST TEXARKANA - VALLIANT 345KV CKT 1 | 2014-06-01 | 2015-05-01
| XFR - Thistle 345/138 kV | 2013-06-01 | 2015-01-01
Reliability Projects - The requested service is contingent upon completion of the following upgrades. Cost is not assignable to the transmission customer.
Reservation | Upgrade Name | DUN | EOC | Earliest Start Date | Redispatch Available
77379453 | AVOCA - EAST ROGERS 161KV CKT 1 | 2014-06-01 | 2016-06-01
| Cherry Co - Gentleman 345 kV Ckt1 | 2013-10-01 | 2018-01-01
| Cherry Co - Holt Co 345 kV Ckt1 | 2013-10-01 | 2018-01-01
| Cherry Co 345 kV Terminal Upgrades | 2013-10-01 | 2018-01-01
| GRAPEVINE INTERCHANGE (PENN 0257751) 230/115/13.2KV TRANSFORMER CKT 1 | 2014-06-01 | 2015-06-01
| Neligh - Hoskins 345 kV Ckt1 | 2013-10-01 | 2019-03-01
| Neligh 345/115 kV Transformer | 2013-10-01 | 2019-03-01
Construction Pending - The requested service is contingent upon completion of the following upgrades. Cost is not assignable to the transmission customer.
Reservation | Upgrade Name | DUN | EOC | Earliest Start Date | Redispatch Available
77379453 | 5 TRIBES - HANCOCK 161KV CKT 1 #2 | 2013-11-01 | 2014-06-01
| 5 TRIBES - PECAN CREEK 161KV CKT 1 Accelerate | 2013-11-01 | 2015-06-01
| ADABELL - VBI 161KV CKT 1 | 2013-11-01 | 2018-06-01
| Auburn - JEC 345KV | 2013-06-01 | 2019-06-01
| Auburn - Swissvale 345KV | 2013-06-01 | 2019-06-01
| AUBURN ROAD (AUBRN77X) 345/115/13.8KV TRANSFORMER CKT 1 | 2013-06-01 | 2019-06-01
| BEAVER - EUREKA SPRINGS 161KV CKT 1 AEPW | 2014-06-01 | 2015-06-01
| CIMARRON - DRAPER LAKE 345KV CKT 1 | 2019-10-01 | 2019-10-01
| FLINT CREEK - SILOAM SPRINGS TAP 345KV CKT 1 AEPW | 2019-06-01 | 2019-06-01
| FT SMITH - MUSKOGEE 345KV CKT 1 | 2013-06-01 | 2015-06-01
| FT SMITH (FTSMITH1) 500/345/13.8KV TRANSFORMER CKT 1 | 2013-06-01 | 2018-06-01
| GOODYEAR JUNCTION - INDIAN HILLS 115KV CKT 1 | 2013-06-01 | 2016-06-01
| GRDA1 - SILOAM SPRINGS TAP 345KV CKT 1 Accelerate | 2014-06-01 | 2016-06-01
| HOYT - JEFFREY ENERGY CENTER 345KV CKT 1 | 2013-06-01 | 2017-06-01
| Iatan - Jeffrey Energy Center 345 kV KACP | 2013-06-01 | 2019-06-01
| Iatan - Jeffrey Energy Center 345 kV WERE | 2013-06-01 | 2019-06-01
| Lacygne - Mariosa 345KV KACP | 2013-06-01 | 2019-06-01
| Mullergren - Reno 345kV Dbl CKT MKEC | 2013-06-01 | 2019-06-01
| Mullergren - Reno 345kV Dbl CKT WERE | 2013-10-01 | 2019-06-01
| Muskogee - VBI 345 kV with 345/161 kV bus tie near VBI | 2013-06-01 | 2019-06-01
| Spearville - Mullergren 345kV Dbl CKT | 2013-06-01 | 2019-06-01
| VBI - Arkansas Nuclear One 345kV OKGE | 2013-11-01 | 2019-06-01
Credits may be required for the following Network Upgrades in accordance with Attachment Z2 of the SPP OATT.
Reservation | Upgrade Name | DUN | EOC | Earliest Start Date | Redispatch Available
77379453 | ALTUS SW - NAVAJO 69KV CKT 1 | 2013-06-01 | 2013-06-01
| ALUMAX TAP - BANN 138KV CKT 1 | 2008-06-01 | 2008-06-01
| ASHDOWN REC (MILLWOOD) - OKAY 138KV CKT 1 | 2012-07-01 | 2012-07-01
| ASHDOWN REC (MILLWOOD) - PATTERSON 138KV CKT 1 | 2012-07-01 | 2012-07-01
| BANN - RED SPRINGS REC 138KV CKT 1 | 2012-07-01 | 2012-07-01
| BEELINE - EXPLORER GLENPOOL TAP 138KV CKT 1 | 2009-06-01 | 2009-06-01
| CANTON - TALOGA 69KV CKT 1 | 2011-06-01 | 2013-06-01
| CHERRY6 230.00 - Harrington Station East Bus 230KV CKT 1 | 2015-06-01 | 2015-06-01
| CIMARRON - DRAPER LAKE 345KV CKT 1 | 2019-10-01 | 2019-10-01
| EXPLORER GLENPOOL TAP - RIVERSIDE STATION 138KV CKT 1 AEPW | 2009-06-01 | 2009-06-01
| EXPLORER GLENPOOL TAP - RIVERSIDE STATION 138KV CKT 1 OKGE | 2009-06-01 | 2009-06-01
| FLATRDG3 138.00 - HARPER 138KV CKT 1 | 2009-12-01 | 2013-06-01
| FT SUPPLY 138/69KV TRANSFORMER CKT 1 | 2006-12-01 | 2008-06-01
| G03-05T 138.00 - PARADISE 138KV CKT 1 | 2010-06-01 | 2013-06-01
| GRACMNT4 138.00 - WASHITA 138KV CKT 2 OKGE | 2012-01-01 | 2012-01-01
| GRACMNT4 138.00 - WASHITA 138KV CKT 2 WFEC | 2012-01-01 | 2012-01-01
| HUGO POWER PLANT - VALLIANT 345 KV AEPW | 2012-07-01 | 2012-07-01
| HUGO POWER PLANT - VALLIANT 345KV CKT 1 WFEC | 2012-07-01 | 2012-07-01
| KNOBHILL (KNOBHIL4) 138/69/13.2KV TRANSFORMER CKT 1 | 2006-06-01 | 2008-06-01
| MCNAB REC - TURK 115KV CKT 1 | 2012-07-01 | 2012-07-01
| NORTHWEST - TATONGA 345KV CKT 1 | 2010-01-01 | 2010-01-01
| OKAY - TURK 138KV CKT 1 | 2012-07-01 | 2012-07-01
| SUB 110 - ORONOGO JCT. - SUB 167 - RIVERTON 161KV CKT 1 | 2011-06-01 | 2011-06-01
| TALOGA (TALOGA) 138/69/13.8KV TRANSFORMER CKT 1 | 2010-10-01 | 2013-06-01
| TATONGA - WOODWARD 345KV CKT 1 | 2010-01-01 | 2010-01-01
| WOODWARD - IODINE 138KV CKT 1 | 2010-01-01 | 2010-01-01
| WOODWARD - WOODWARD EHV 138KV CKT 1 | 2010-01-01 | 2010-01-01
| WOODWARD - WOODWARD EHV 138KV CKT 2 | 2010-01-01 | 2010-01-01
| WOODWARD 345/138KV TRANSFORMER CKT 1 | 2010-01-01 | 2010-01-01
Potential reservation deferral and redispatch requirement on the following upgrades due to positive MW Impact on limitations that require upgrade. No cost assignment due to negative MW impact on defined upgrade.
Reservation | Upgrade Name | DUN | EOC | Earliest Start Date | Redispatch Available
77379453 | Cimarron - Mathewson 345 kV Ckt 1 Accelerate | 2013-06-01 | 2019-06-01 | 2019-06-01
| Mathewson - Tatonga 345 kV Ckt 2 Accelerate | 2013-06-01 | 2019-06-01 | 2019-06-01
| Mathewson 345 kV Accelerate | 2013-06-01 | 2019-06-01 | 2019-06-01
| OKLAUNION 345KV SVC | 2013-06-01 | 2019-06-01 | 2019-06-01
| Tatonga - Woodward EHV 345 kV Ckt 2 Accelerate | 2013-06-01 | 2019-06-01 | 2019-06-01
Third Party Limitations.
Reservation | Upgrade Name | DUN | EOC | Earliest Start Date | Redispatch Available | *Allocated E & C Cost | *Total E & C Cost
77379453 | 7JASPER 345.00 - MORGAN 345KV CKT 1 | 2015-06-01 | 2016-06-01 |  |  | 498 | 625000
| 7JASPER 345.00 - BLACKBERRY 345KV CKT 1 #1 | 2014-06-01 | 2014-06-01 |  |  | 1097 | 100000
| Arkansas Nuclear One 500/345 Transformer | 2013-11-01 | 2019-06-01 |  |  | 153856 | 12000000
| BEAVER - EUREKA SPRINGS 161KV CKT 1 SWPA | 2014-06-01 | 2015-06-01 |  |  | 0 | 0
| GORE - SALLISAW 161KV CKT 1 | 2014-06-01 | 2017-06-01 |  |  | 511445 | 9000000
| GRIMES - MT. ZION 138KV CKT 1 | 2013-11-01 | 2016-06-01 |  |  | 3217956 | 14966895
| Lacygne - Mariosa 345KV AMRN | 2013-06-01 | 2019-06-01 |  |  | 0 | 0
| VBI - Arkansas Nuclear One 345kV EES | 2013-11-01 | 2019-06-01 |  |  | 1.282% | 100%
[5 empty] | Total | 3884852 | 36691895
*Estimated cost allocation as a percentage of total cost is shown for third-party limitations when costs have not yet been established by the third-party.
*Credits may be required for applicable generation interconnection network upgrades.
Customer | Study Number
WRGS | 2012-AG3-005
Customer | Reservation | POR | POD | Requested Amount | Requested Start Date | Requested Stop Date | Deferred Start Date Without Redispatch | Deferred Stop Date Without Redispatch | Potential Base Plan Funding Allowable | Point-to-Point Base Rate | Allocated E & C Cost | Total Revenue Requirements
WRGS | 77409901 | WR | EES | 106 | 2014-01-01 | 2019-01-01 | 2020-06-01 | 2025-06-01 | 0 | 8140800 | 2735080 | 8063885.826
[9 empty] | 0 | 8140800 | 2735080 | 8063885.826
Reservation | Upgrade Name | DUN | EOC | Earliest Start Date | Redispatch Available | Allocated E & C Cost | Total E & C Cost | Total Revenue Requirements
77409901 | Cimarron - Mathewson 345 kV Ckt 1 Accelerate | 2013-06-01 | 2019-06-01 |  |  | 73528 | 4145572 | 226701.918
| GRAND ISLAND - SWEETWATER 345KV CKT 2 | 2013-06-01 | 2020-06-01 |  |  | 1227058 | 96368000 | 3225139.83
| HOLT - NELIGH 345KV CKT 1 | 2013-10-01 | 2019-03-01 |  |  | 334791 | 30656000 | 921972.582
| LYDIA - VALLIANT 345KV CKT 1 | 2015-06-01 | 2017-06-01 |  |  | 352691 | 65746687.5 | 1361267.244
| Mathewson - Tatonga 345 kV Ckt 2 Accelerate | 2013-06-01 | 2019-06-01 |  |  | 313517 | 10387750 | 966637.248
| Mathewson 345 kV Accelerate | 2013-06-01 | 2019-06-01 |  |  | 45241 | 2550731 | 139487.292
| MATHWSN7 345.00 - NORTHWEST 345KV CKT 1 | 2015-10-01 | 2016-06-01 |  |  | 7484 | 326250 | 29268.078
| OKLAUNION 345KV SVC | 2013-06-01 | 2019-06-01 |  |  | 57479 | 10240300 | 221886.252
| PITTSBURG - SEMINOLE 345KV CKT 1 OKGE | 2015-06-01 | 2016-06-01 |  |  | 1792 | 326250 | 6901.05
| PITTSBURG - VALLIANT 345KV CKT 1 | 2015-06-01 | 2016-06-01 |  |  | 1372 | 303750 | 5595.582
| SUB 124 - AURORA H.T. 69KV | 2019-06-01 | 2019-06-01 |  |  | 44625 | 3300000 | 109599.546
| Tatonga - Woodward EHV 345 kV Ckt 2 Accelerate | 2013-06-01 | 2019-06-01 |  |  | 275502 | 9127831 | 849429.204
[5 empty] | Total | 2735080 | 233479121.5 | 8063885.826
Expansion Plan - The requested service is contingent upon completion of the following upgrades. Cost is not assignable to the transmission customer.
Reservation | Upgrade Name | DUN | EOC | Earliest Start Date | Redispatch Available
77409901 | IATAN - NASHUA 345KV CKT 1 | 2013-06-01 | 2015-06-01
| Line - Clark County - Thistle 345 kV dbl Ckt | 2013-06-01 | 2015-01-01
| Line - Hitchland - Woodward 345 kV dbl Ckt OKGE | 2013-06-01 | 2014-07-01
| Line - Hitchland - Woodward 345 kV dbl Ckt SPS | 2013-06-01 | 2014-07-01
| Line - Spearville - Clark County 345 kV dbl Ckt | 2013-06-01 | 2015-01-01
| Line - Thistle - Wichita 345 kV dbl Ckt PW | 2013-06-01 | 2015-01-01
| Line - Thistle - Wichita 345 kV dbl Ckt WERE | 2013-06-01 | 2015-01-01
| Line - Thistle - Woodward 345 kV dbl Ckt OKGE | 2013-06-01 | 2015-01-01
| Line - Thistle - Woodward 345 kV dbl Ckt PW | 2013-06-01 | 2015-01-01
| Line - Tuco - Woodward 345 kV line OKGE | 2013-06-01 | 2014-06-01
| Line - Tuco - Woodward 345 kV line SPS | 2013-06-01 | 2014-06-01
| NORTHWEST TEXARKANA - VALLIANT 345KV CKT 1 | 2014-06-01 | 2015-05-01
| XFR - Thistle 345/138 kV | 2013-06-01 | 2015-01-01
Reliability Projects - The requested service is contingent upon completion of the following upgrades. Cost is not assignable to the transmission customer.
Reservation | Upgrade Name | DUN | EOC | Earliest Start Date | Redispatch Available
77409901 | Cherry Co - Gentleman 345 kV Ckt1 | 2013-10-01 | 2018-01-01
| Cherry Co - Holt Co 345 kV Ckt1 | 2013-10-01 | 2018-01-01
| Cherry Co 345 kV Terminal Upgrades | 2013-10-01 | 2018-01-01
| Neligh - Hoskins 345 kV Ckt1 | 2013-10-01 | 2019-03-01
| Neligh 345/115 kV Transformer | 2013-10-01 | 2019-03-01
Construction Pending - The requested service is contingent upon completion of the following upgrades. Cost is not assignable to the transmission customer.
Reservation | Upgrade Name | DUN | EOC | Earliest Start Date | Redispatch Available
77409901 | ADABELL - VBI 161KV CKT 1 | 2013-11-01 | 2018-06-01
| Auburn - JEC 345KV | 2013-06-01 | 2019-06-01
| Auburn - Swissvale 345KV | 2013-06-01 | 2019-06-01
| AUBURN ROAD (AUBRN77X) 345/115/13.8KV TRANSFORMER CKT 1 | 2013-06-01 | 2019-06-01
| BEAVER - EUREKA SPRINGS 161KV CKT 1 AEPW | 2014-06-01 | 2015-06-01
| CHISHOLM - MAIZE 138KV CKT 1 #1 | 2015-06-01 | 2016-06-01
| CHISHOLM - MAIZE 138KV CKT 1 #2 | 2015-06-01 | 2016-06-01
| CIMARRON - DRAPER LAKE 345KV CKT 1 | 2019-10-01 | 2019-10-01
| CLEARWATER - MILAN TAP 138KV CKT 1 MKEC Accelerate | 2013-10-01 | 2016-06-01
| CLEARWATER - MILAN TAP 138KV CKT 1 WERE Accelerate | 2013-10-01 | 2016-06-01
| EVANS ENERGY CENTER NORTH - MAIZE 138KV CKT 1 #1 | 2013-06-01 | 2016-06-01
| EVANS ENERGY CENTER NORTH - MAIZE 138KV CKT 1 #2 | 2015-06-01 | 2016-06-01
| FT SMITH - MUSKOGEE 345KV CKT 1 | 2013-06-01 | 2015-06-01
| FT SMITH (FTSMITH1) 500/345/13.8KV TRANSFORMER CKT 1 | 2013-06-01 | 2018-06-01
| GOODYEAR JUNCTION - INDIAN HILLS 115KV CKT 1 | 2013-06-01 | 2016-06-01
| GRDA1 - SILOAM SPRINGS TAP 345KV CKT 1 Accelerate | 2014-06-01 | 2016-06-01
| HARPER - MILAN TAP 138KV CKT 1 #1 Accelerate | 2013-10-01 | 2014-06-01
| HARPER - MILAN TAP 138KV CKT 1 #2 Accelerate | 2013-10-01 | 2016-06-01
| HOYT - JEFFREY ENERGY CENTER 345KV CKT 1 | 2013-06-01 | 2017-06-01
| Iatan - Jeffrey Energy Center 345 kV KACP | 2013-06-01 | 2019-06-01
| Iatan - Jeffrey Energy Center 345 kV WERE | 2013-06-01 | 2019-06-01
| Lacygne - Mariosa 345KV KACP | 2013-06-01 | 2019-06-01
| Mullergren - Reno 345kV Dbl CKT MKEC | 2013-06-01 | 2019-06-01
| Mullergren - Reno 345kV Dbl CKT WERE | 2013-10-01 | 2019-06-01
| Muskogee - VBI 345 kV with 345/161 kV bus tie near VBI | 2013-06-01 | 2019-06-01
| Spearville - Mullergren 345kV Dbl CKT | 2013-06-01 | 2019-06-01
| VBI - Arkansas Nuclear One 345kV OKGE | 2013-11-01 | 2019-06-01
| Viola - Rose Hill 345 kV | 2013-06-01 | 2019-06-01
| WICHITA (WICHT12X) 345/138/13.8KV TRANSFORMER CKT 3 | 2015-10-01 | 2016-06-01
Credits may be required for the following Network Upgrades in accordance with Attachment Z2 of the SPP OATT.
Reservation | Upgrade Name | DUN | EOC | Earliest Start Date | Redispatch Available
77409901 | ALEXANDER - PRATT 115KV CKT 1 | 2009-12-01 | 2013-06-01
| BANN - RED SPRINGS REC 138KV CKT 1 | 2012-07-01 | 2012-07-01
| BARBER - MEDICINE LODGE 115KV CKT 1 | 2009-12-01 | 2013-06-01
| BARBER - SAWYER 115KV CKT 1 | 2009-12-01 | 2013-06-01
| BARBER (BARBER 4) 138/115/2.72KV TRANSFORMER CKT 1 | 2009-12-01 | 2013-06-01
| BEELINE - EXPLORER GLENPOOL TAP 138KV CKT 1 | 2009-06-01 | 2009-06-01
| CANTON - TALOGA 69KV CKT 1 | 2011-06-01 | 2013-06-01
| CHERRY6 230.00 - Harrington Station East Bus 230KV CKT 1 | 2015-06-01 | 2015-06-01
| CIMARRON - DRAPER LAKE 345KV CKT 1 | 2019-10-01 | 2019-10-01
| CIRCLE - RICE_CO 230KV CKT 1 | 2012-10-01 | 2012-11-15
| CLIFTON - GREENLEAF 115KV CKT 1 | 2011-06-01 | 2013-06-01
| EXPLORER GLENPOOL TAP - RIVERSIDE STATION 138KV CKT 1 AEPW | 2009-06-01 | 2009-06-01
| EXPLORER GLENPOOL TAP - RIVERSIDE STATION 138KV CKT 1 OKGE | 2009-06-01 | 2009-06-01
| FLATRDG3 138.00 - MEDICINE LODGE 138KV CKT 1 | 2009-12-01 | 2013-06-01
| FLATRDG3 138.00 - HARPER 138KV CKT 1 | 2009-12-01 | 2013-06-01
| GREENLEAF - KNOB HILL 115KV CKT 1 MKEC | 2013-06-01 | 2013-06-01
| HUGO POWER PLANT - VALLIANT 345 KV AEPW | 2012-07-01 | 2012-07-01
| HUGO POWER PLANT - VALLIANT 345KV CKT 1 WFEC | 2012-07-01 | 2012-07-01
| Judson Large - North Judson Large 115KV CKT 2 | 2013-10-01 | 2015-06-01
| KNOBHILL (KNOBHIL4) 138/69/13.2KV TRANSFORMER CKT 1 | 2006-06-01 | 2008-06-01
| MCNAB REC - TURK 115KV CKT 1 | 2012-07-01 | 2012-07-01
| Mullergren - Reno 345kV Dbl CKT MKEC | 2012-10-01 | 2019-06-01
| Mullergren - Reno 345kV Dbl CKT WERE | 2012-10-01 | 2019-06-01
| NORTHWEST - TATONGA 345KV CKT 1 | 2010-01-01 | 2010-01-01
| RICE_CO 230/115KV TRANSFORMER CKT 1 | 2012-10-01 | 2012-11-15
| Spearville - Mullergren 345kV Dbl CKT | 2012-10-01 | 2019-06-01
| Spearville 345/115/13.8kV Transformer CKT 3 | 2013-10-01 | 2015-06-01
| SUB 110 - ORONOGO JCT. - SUB 167 - RIVERTON 161KV CKT 1 | 2011-06-01 | 2011-06-01
| TALOGA (TALOGA) 138/69/13.8KV TRANSFORMER CKT 1 | 2010-10-01 | 2013-06-01
| TATONGA - WOODWARD 345KV CKT 1 | 2010-01-01 | 2010-01-01
| WOODWARD - IODINE 138KV CKT 1 | 2010-01-01 | 2010-01-01
| WOODWARD - WOODWARD EHV 138KV CKT 1 | 2010-01-01 | 2010-01-01
| WOODWARD - WOODWARD EHV 138KV CKT 2 | 2010-01-01 | 2010-01-01
| WOODWARD 345/138KV TRANSFORMER CKT 1 | 2010-01-01 | 2010-01-01
Third Party Limitations.
Reservation | Upgrade Name | DUN | EOC | Earliest Start Date | Redispatch Available | *Allocated E & C Cost | *Total E & C Cost
77409901 | 7JASPER 345.00 - MORGAN 345KV CKT 1 | 2015-06-01 | 2016-06-01 |  |  | 1149 | 625000
| 7JASPER 345.00 - BLACKBERRY 345KV CKT 1 #1 | 2014-06-01 | 2014-06-01 |  |  | 1520 | 100000
| Arkansas Nuclear One 500/345 Transformer | 2013-11-01 | 2019-06-01 |  |  | 63111 | 12000000
| BEAVER - EUREKA SPRINGS 161KV CKT 1 SWPA | 2014-06-01 | 2015-06-01 |  |  | 0 | 0
| GORE - SALLISAW 161KV CKT 1 | 2014-06-01 | 2017-06-01 |  |  | 193418 | 9000000
| GRIMES - MT. ZION 138KV CKT 1 | 2013-11-01 | 2016-06-01 |  |  | 980968 | 14966895
| Lacygne - Mariosa 345KV AMRN | 2013-06-01 | 2019-06-01 |  |  | 0 | 0
| VBI - Arkansas Nuclear One 345kV EES | 2013-11-01 | 2019-06-01 |  |  | 0.5259% | 100%
[5 empty] | Total | 1240166 | 36691895
*Estimated cost allocation as a percentage of total cost is shown for third-party limitations when costs have not yet been established by the third-party.
*Credits may be required for applicable generation interconnection network upgrades.
Customer | Study Number
WRGS | 2012-AG3-006
Customer | Reservation | POR | POD | Requested Amount | Requested Start Date | Requested Stop Date | Deferred Start Date Without Redispatch | Deferred Stop Date Without Redispatch | Potential Base Plan Funding Allowable | Point-to-Point Base Rate | Allocated E & C Cost | Total Revenue Requirements
WRGS | 77409994 | SPS | EES | 106 | 2014-01-01 | 2019-01-01 | 2020-06-01 | 2025-06-01 | 0 | 8140800 | 8419643 | 23464761.498
[9 empty] | 0 | 8140800 | 8419643 | 23464761.498
Reservation | Upgrade Name | DUN | EOC | Earliest Start Date | Redispatch Available | Allocated E & C Cost | Total E & C Cost | Total Revenue Requirements
77409994 | ALEXANDER - NEKOMA 115KV CKT 1 | 2015-10-01 | 2017-06-01 |  |  | 200946 | 3993750 | 510035.592
| ALEXANDER - NESS CITY 115KV CKT 1 | 2015-10-01 | 2017-06-01 |  |  | 554725 | 11025000 | 1407987.714
| Cimarron - Mathewson 345 kV Ckt 1 Accelerate | 2013-06-01 | 2019-06-01 |  |  | 42128 | 4145572 | 129889.266
| GRAND ISLAND - SWEETWATER 345KV CKT 2 | 2013-06-01 | 2020-06-01 |  |  | 3128286 | 96368000 | 8222235.438
| HOLT - NELIGH 345KV CKT 1 | 2013-10-01 | 2019-03-01 |  |  | 1010362 | 30656000 | 2782410.726
| HUNTSVILLE - HUTCHINSON ENERGY CENTER 115KV CKT 1 WERE | 2014-01-01 | 2017-06-01 |  |  | 416928 | 7579687.5 | 1340286.042
| LYDIA - VALLIANT 345KV CKT 1 | 2015-06-01 | 2017-06-01 |  |  | 251324 | 65746687.5 | 970025.118
| Mathewson - Tatonga 345 kV Ckt 2 Accelerate | 2013-06-01 | 2019-06-01 |  |  | 290522 | 10387750 | 895738.938
| Mathewson 345 kV Accelerate | 2013-06-01 | 2019-06-01 |  |  | 25921 | 2550731 | 79919.748
| MATHWSN7 345.00 - NORTHWEST 345KV CKT 1 | 2015-10-01 | 2016-06-01 |  |  | 6488 | 326250 | 25372.968
| OKLAUNION 345KV SVC | 2013-06-01 | 2019-06-01 |  |  | 100853 | 10240300 | 389322.96
| PITTSBURG - SEMINOLE 345KV CKT 1 OKGE | 2015-06-01 | 2016-06-01 |  |  | 1072 | 326250 | 4128.3
| PITTSBURG - VALLIANT 345KV CKT 1 | 2015-06-01 | 2016-06-01 |  |  | 706 | 303750 | 2879.364
| PLANT X STATION - POTTER COUNTY INTERCHANGE 230KV CKT 1 | 2013-10-01 | 2016-06-01 |  |  | 14416 | 236250 | 41723.832
| SMOKYHL6 230.00 - SUMMIT 230KV CKT 2 MIDW | 2013-06-01 | 2019-06-01 |  |  | 599389 | 13864500 | 1431615.78
| SMOKYHL6 230.00 - SUMMIT 230KV CKT 2 WERE | 2013-06-01 | 2019-06-01 |  |  | 1472539 | 34061343.75 | 4322249.082
| ST JOHN - ST_JOHN 115KV CKT 1 MIDW | 2013-06-01 | 2016-06-01 |  |  | 22697 | 450000 | 60304.854
| ST JOHN - ST_JOHN 115KV CKT 1 MKEC | 2013-06-01 | 2016-06-01 |  |  | 0 | 0 | 0
| SUB 124 - AURORA H.T. 69KV | 2019-06-01 | 2019-06-01 |  |  | 25053 | 3300000 | 61530.474
| Tatonga - Woodward EHV 345 kV Ckt 2 Accelerate | 2013-06-01 | 2019-06-01 |  |  | 255288 | 9127831 | 787105.302
[5 empty] | Total | 8419643 | 304689652.75 | 23464761.498
Expansion Plan - The requested service is contingent upon completion of the following upgrades. Cost is not assignable to the transmission customer.
Reservation | Upgrade Name | DUN | EOC | Earliest Start Date | Redispatch Available
77409994 | Line - Clark County - Thistle 345 kV dbl Ckt | 2013-06-01 | 2015-01-01
| Line - Hitchland - Woodward 345 kV dbl Ckt OKGE | 2013-06-01 | 2014-07-01
| Line - Hitchland - Woodward 345 kV dbl Ckt SPS | 2013-06-01 | 2014-07-01
| Line - Spearville - Clark County 345 kV dbl Ckt | 2013-06-01 | 2015-01-01
| Line - Thistle - Wichita 345 kV dbl Ckt PW | 2013-06-01 | 2015-01-01
| Line - Thistle - Wichita 345 kV dbl Ckt WERE | 2013-06-01 | 2015-01-01
| Line - Thistle - Woodward 345 kV dbl Ckt OKGE | 2013-06-01 | 2015-01-01
| Line - Thistle - Woodward 345 kV dbl Ckt PW | 2013-06-01 | 2015-01-01
| Line - Tuco - Woodward 345 kV line OKGE | 2013-06-01 | 2014-06-01
| Line - Tuco - Woodward 345 kV line SPS | 2013-06-01 | 2014-06-01
| NORTHWEST TEXARKANA - VALLIANT 345KV CKT 1 | 2014-06-01 | 2015-05-01
| XFR - Thistle 345/138 kV | 2013-06-01 | 2015-01-01
Reliability Projects - The requested service is contingent upon completion of the following upgrades. Cost is not assignable to the transmission customer.
Reservation | Upgrade Name | DUN | EOC | Earliest Start Date | Redispatch Available
77409994 | Cherry Co - Gentleman 345 kV Ckt1 | 2013-10-01 | 2018-01-01
| Cherry Co - Holt Co 345 kV Ckt1 | 2013-10-01 | 2018-01-01
| Cherry Co 345 kV Terminal Upgrades | 2013-10-01 | 2018-01-01
| MOUNDRIDGE 138/115KV TRANSFORMER CKT 2 | 2014-01-01 | 2015-06-01
| Neligh - Hoskins 345 kV Ckt1 | 2013-10-01 | 2019-03-01
| Neligh 345/115 kV Transformer | 2013-10-01 | 2019-03-01
Construction Pending - The requested service is contingent upon completion of the following upgrades. Cost is not assignable to the transmission customer.
Reservation | Upgrade Name | DUN | EOC | Earliest Start Date | Redispatch Available
77409994 | Auburn - JEC 345KV | 2013-06-01 | 2019-06-01
| Auburn - Swissvale 345KV | 2013-06-01 | 2019-06-01
| AUBURN ROAD (AUBRN77X) 345/115/13.8KV TRANSFORMER CKT 1 | 2013-06-01 | 2019-06-01
| BUSHLAND INTERCHANGE - DEAF SMITH COUNTY INTERCHANGE 230KV CKT 1 | 2013-06-01 | 2014-06-01
| CHISHOLM - MAIZE 138KV CKT 1 #1 | 2015-06-01 | 2016-06-01
| CHISHOLM - MAIZE 138KV CKT 1 #2 | 2015-06-01 | 2016-06-01
| CIMARRON - DRAPER LAKE 345KV CKT 1 | 2019-10-01 | 2019-10-01
| CLEARWATER - MILAN TAP 138KV CKT 1 MKEC Accelerate | 2013-10-01 | 2016-06-01
| CLEARWATER - MILAN TAP 138KV CKT 1 WERE Accelerate | 2013-10-01 | 2016-06-01
| EVANS ENERGY CENTER NORTH - MAIZE 138KV CKT 1 #1 | 2013-06-01 | 2016-06-01
| EVANS ENERGY CENTER NORTH - MAIZE 138KV CKT 1 #2 | 2015-06-01 | 2016-06-01
| FT SMITH - MUSKOGEE 345KV CKT 1 | 2013-06-01 | 2015-06-01
| FT SMITH (FTSMITH1) 500/345/13.8KV TRANSFORMER CKT 1 | 2013-06-01 | 2018-06-01
| GOODYEAR JUNCTION - INDIAN HILLS 115KV CKT 1 | 2013-06-01 | 2016-06-01
| GRDA1 - SILOAM SPRINGS TAP 345KV CKT 1 Accelerate | 2014-06-01 | 2016-06-01
| HARPER - MILAN TAP 138KV CKT 1 #1 Accelerate | 2013-10-01 | 2014-06-01
| HARPER - MILAN TAP 138KV CKT 1 #2 Accelerate | 2013-10-01 | 2016-06-01
| HAYS PLANT - SOUTH HAYS 115KV CKT 1 #2 | 2014-01-01 | 2015-06-01
| HAYS PLANT - VINE STREET 115KV CKT 1 | 2014-01-01 | 2016-06-01
| HOYT - JEFFREY ENERGY CENTER 345KV CKT 1 | 2013-06-01 | 2017-06-01
| Iatan - Jeffrey Energy Center 345 kV KACP | 2013-06-01 | 2019-06-01
| Iatan - Jeffrey Energy Center 345 kV WERE | 2013-06-01 | 2019-06-01
| Lacygne - Mariosa 345KV KACP | 2013-06-01 | 2019-06-01
| Mullergren - Reno 345kV Dbl CKT MKEC | 2013-06-01 | 2019-06-01
| Mullergren - Reno 345kV Dbl CKT WERE | 2013-10-01 | 2019-06-01
| Muskogee - VBI 345 kV with 345/161 kV bus tie near VBI | 2013-06-01 | 2019-06-01
| Spearville - Mullergren 345kV Dbl CKT | 2013-06-01 | 2019-06-01
| Viola - Rose Hill 345 kV | 2013-06-01 | 2019-06-01
| WICHITA (WICHT12X) 345/138/13.8KV TRANSFORMER CKT 3 | 2015-10-01 | 2016-06-01
Credits may be required for the following Network Upgrades in accordance with Attachment Z2 of the SPP OATT.
Reservation | Upgrade Name | DUN | EOC | Earliest Start Date | Redispatch Available
77409994 | ALBION - PETERSBURG 115KV CKT 1 | 2013-01-01 | 2013-01-01
| ALTUS SW - NAVAJO 69KV CKT 1 | 2013-06-01 | 2013-06-01
| BARBER - MEDICINE LODGE 115KV CKT 1 | 2009-12-01 | 2013-06-01
| BARBER (BARBER 4) 138/115/2.72KV TRANSFORMER CKT 1 | 2009-12-01 | 2013-06-01
| BEELINE - EXPLORER GLENPOOL TAP 138KV CKT 1 | 2009-06-01 | 2009-06-01
| CANTON - TALOGA 69KV CKT 1 | 2011-06-01 | 2013-06-01
| CHERRY6 230.00 - Harrington Station East Bus 230KV CKT 1 | 2015-06-01 | 2015-06-01
| CIMARRON - DRAPER LAKE 345KV CKT 1 | 2019-10-01 | 2019-10-01
| CIRCLE - RICE_CO 230KV CKT 1 | 2012-10-01 | 2012-11-15
| CLIFTON - GREENLEAF 115KV CKT 1 | 2011-06-01 | 2013-06-01
| EXPLORER GLENPOOL TAP - RIVERSIDE STATION 138KV CKT 1 AEPW | 2009-06-01 | 2009-06-01
| EXPLORER GLENPOOL TAP - RIVERSIDE STATION 138KV CKT 1 OKGE | 2009-06-01 | 2009-06-01
| FLATRDG3 138.00 - MEDICINE LODGE 138KV CKT 1 | 2009-12-01 | 2013-06-01
| FLATRDG3 138.00 - HARPER 138KV CKT 1 | 2009-12-01 | 2013-06-01
| FT RANDAL - MADISONCO 230.00 230KV CKT 1 | 2013-10-01 | 2014-11-01
| G03-05T 138.00 - PARADISE 138KV CKT 1 | 2010-06-01 | 2013-06-01
| GRACMNT4 138.00 - WASHITA 138KV CKT 2 OKGE | 2012-01-01 | 2012-01-01
| GRACMNT4 138.00 - WASHITA 138KV CKT 2 WFEC | 2012-01-01 | 2012-01-01
| GREENLEAF - KNOB HILL 115KV CKT 1 MKEC | 2013-06-01 | 2013-06-01
| HUGO POWER PLANT - VALLIANT 345 KV AEPW | 2012-07-01 | 2012-07-01
| HUGO POWER PLANT - VALLIANT 345KV CKT 1 WFEC | 2012-07-01 | 2012-07-01
| Judson Large - North Judson Large 115KV CKT 2 | 2013-10-01 | 2015-06-01
| KELLY - MADISONCO 230.00 230KV CKT 1 | 2013-10-01 | 2014-11-01
| KNOBHILL (KNOBHIL4) 138/69/13.2KV TRANSFORMER CKT 1 | 2006-06-01 | 2008-06-01
| MCNAB REC - TURK 115KV CKT 1 | 2012-07-01 | 2012-07-01
| Mullergren - Reno 345kV Dbl CKT MKEC | 2012-10-01 | 2019-06-01
| Mullergren - Reno 345kV Dbl CKT WERE | 2012-10-01 | 2019-06-01
| NELIGH - PETERSBURG 115KV CKT 1 | 2013-01-01 | 2013-01-01
| North Judson Large - Spearville 115KV CKT 2 | 2013-10-01 | 2015-06-01
| NORTHWEST - TATONGA 345KV CKT 1 | 2010-01-01 | 2010-01-01
| RICE_CO 230/115KV TRANSFORMER CKT 1 | 2012-10-01 | 2012-11-15
| Spearville - Mullergren 345kV Dbl CKT | 2012-10-01 | 2019-06-01
| Spearville 345/115/13.8kV Transformer CKT 3 | 2013-10-01 | 2015-06-01
| SUB 110 - ORONOGO JCT. - SUB 167 - RIVERTON 161KV CKT 1 | 2011-06-01 | 2011-06-01
| TALOGA (TALOGA) 138/69/13.8KV TRANSFORMER CKT 1 | 2010-10-01 | 2013-06-01
| TATONGA - WOODWARD 345KV CKT 1 | 2010-01-01 | 2010-01-01
| WOODWARD - IODINE 138KV CKT 1 | 2010-01-01 | 2010-01-01
| WOODWARD - WOODWARD EHV 138KV CKT 1 | 2010-01-01 | 2010-01-01
| WOODWARD - WOODWARD EHV 138KV CKT 2 | 2010-01-01 | 2010-01-01
| WOODWARD 345/138KV TRANSFORMER CKT 1 | 2010-01-01 | 2010-01-01
Potential reservation deferral and redispatch requirement on the following upgrades due to positive MW Impact on limitations that require upgrade. No cost assignment due to negative MW impact on defined upgrade.
Reservation | Upgrade Name | DUN | EOC | Earliest Start Date | Redispatch Available
77409994 | GRIMES - MT. ZION 138KV CKT 1 | 2013-11-01 | 2016-06-01 | 2016-06-01
Third Party Limitations.
Reservation | Upgrade Name | DUN | EOC | Earliest Start Date | Redispatch Available | *Allocated E & C Cost | *Total E & C Cost
77409994 | CORDO; B 345.00 - NELSO; B 345.00 345KV CKT 1 | 2015-06-01 | 2015-06-01 |  |  | 0.2001% | 100%
| H471 ; 345.00 - QUAD3-11 345.00 345KV CKT 1 | 2015-06-01 | 2015-06-01 |  |  | 0.21% | 100%
| Lacygne - Mariosa 345KV AMRN | 2013-06-01 | 2019-06-01 |  |  | 0 | 0
[5 empty] | Total | 0 | 0
*Estimated cost allocation as a percentage of total cost is shown for third-party limitations when costs have not yet been established by the third-party.
*Credits may be required for applicable generation interconnection network upgrades.
Customer | Study Number
WRGS | 2012-AG3-007
Customer | Reservation | POR | POD | Requested Amount | Requested Start Date | Requested Stop Date | Deferred Start Date Without Redispatch | Deferred Stop Date Without Redispatch | Potential Base Plan Funding Allowable | Point-to-Point Base Rate | Allocated E & C Cost | Total Revenue Requirements
WRGS | 77412342 | WR | EES | 106 | 2014-01-01 | 2019-01-01 | 2019-06-01 | 2024-06-01 | 0 | 8140800 | 0 | 0
[9 empty] | 0 | 8140800 | 0 | 0
Reservation | Upgrade Name | DUN | EOC | Earliest Start Date | Redispatch Available | Allocated E & C Cost | Total E & C Cost | Total Revenue Requirements
77412342 | None |  |  |  |  | 0 | 0 | 0
[5 empty] | Total | 0 | 0 | 0
Expansion Plan - The requested service is contingent upon completion of the following upgrades. Cost is not assignable to the transmission customer.
Reservation | Upgrade Name | DUN | EOC | Earliest Start Date | Redispatch Available
77412342 | IATAN - NASHUA 345KV CKT 1 | 2013-06-01 | 2015-06-01
| Line - Clark County - Thistle 345 kV dbl Ckt | 2013-06-01 | 2015-01-01
| Line - Hitchland - Woodward 345 kV dbl Ckt OKGE | 2013-06-01 | 2014-07-01
| Line - Hitchland - Woodward 345 kV dbl Ckt SPS | 2013-06-01 | 2014-07-01
| Line - Spearville - Clark County 345 kV dbl Ckt | 2013-06-01 | 2015-01-01
| Line - Thistle - Wichita 345 kV dbl Ckt PW | 2013-06-01 | 2015-01-01
| Line - Thistle - Wichita 345 kV dbl Ckt WERE | 2013-06-01 | 2015-01-01
| Line - Thistle - Woodward 345 kV dbl Ckt OKGE | 2013-06-01 | 2015-01-01
| Line - Thistle - Woodward 345 kV dbl Ckt PW | 2013-06-01 | 2015-01-01
| Line - Tuco - Woodward 345 kV line OKGE | 2013-06-01 | 2014-06-01
| Line - Tuco - Woodward 345 kV line SPS | 2013-06-01 | 2014-06-01
| XFR - Thistle 345/138 kV | 2013-06-01 | 2015-01-01
Reliability Projects - The requested service is contingent upon completion of the following upgrades. Cost is not assignable to the transmission customer.
Reservation | Upgrade Name | DUN | EOC | Earliest Start Date | Redispatch Available
77412342 | MOUNDRIDGE 138/115KV TRANSFORMER CKT 2 | 2014-01-01 | 2015-06-01
Construction Pending - The requested service is contingent upon completion of the following upgrades. Cost is not assignable to the transmission customer.
Reservation | Upgrade Name | DUN | EOC | Earliest Start Date | Redispatch Available
77412342 | Auburn - JEC 345KV | 2013-06-01 | 2019-06-01
| Auburn - Swissvale 345KV | 2013-06-01 | 2019-06-01
| AUBURN ROAD (AUBRN77X) 345/115/13.8KV TRANSFORMER CKT 1 | 2013-06-01 | 2019-06-01
| GOODYEAR JUNCTION - INDIAN HILLS 115KV CKT 1 | 2013-06-01 | 2016-06-01
| HOYT - JEFFREY ENERGY CENTER 345KV CKT 1 | 2013-06-01 | 2017-06-01
| Iatan - Jeffrey Energy Center 345 kV KACP | 2013-06-01 | 2019-06-01
| Iatan - Jeffrey Energy Center 345 kV WERE | 2013-06-01 | 2019-06-01
| Lacygne - Mariosa 345KV KACP | 2013-06-01 | 2019-06-01
Credits may be required for the following Network Upgrades in accordance with Attachment Z2 of the SPP OATT.
Reservation | Upgrade Name | DUN | EOC | Earliest Start Date | Redispatch Available
77412342 | BARBER - MEDICINE LODGE 115KV CKT 1 | 2009-12-01 | 2013-06-01
| BARBER (BARBER 4) 138/115/2.72KV TRANSFORMER CKT 1 | 2009-12-01 | 2013-06-01
| CIRCLE - RICE_CO 230KV CKT 1 | 2012-10-01 | 2012-11-15
| CLIFTON - GREENLEAF 115KV CKT 1 | 2011-06-01 | 2013-06-01
| FLATRDG3 138.00 - MEDICINE LODGE 138KV CKT 1 | 2009-12-01 | 2013-06-01
| FT RANDAL - MADISONCO 230.00 230KV CKT 1 | 2013-10-01 | 2014-11-01
| GREENLEAF - KNOB HILL 115KV CKT 1 MKEC | 2013-06-01 | 2013-06-01
| KELLY - MADISONCO 230.00 230KV CKT 1 | 2013-10-01 | 2014-11-01
| LACYGNE - WEST GARDNER 345KV CKT 1 | 2006-06-01 | 2006-06-01
| NORTHWEST - TATONGA 345KV CKT 1 | 2010-01-01 | 2010-01-01
| RICE_CO 230/115KV TRANSFORMER CKT 1 | 2012-10-01 | 2012-11-15
| SUB 110 - ORONOGO JCT. - SUB 167 - RIVERTON 161KV CKT 1 | 2011-06-01 | 2011-06-01
| TATONGA - WOODWARD 345KV CKT 1 | 2010-01-01 | 2010-01-01
| WOODWARD - IODINE 138KV CKT 1 | 2010-01-01 | 2010-01-01
| WOODWARD - WOODWARD EHV 138KV CKT 1 | 2010-01-01 | 2010-01-01
| WOODWARD - WOODWARD EHV 138KV CKT 2 | 2010-01-01 | 2010-01-01
| WOODWARD 345/138KV TRANSFORMER CKT 1 | 2010-01-01 | 2010-01-01
Potential reservation deferral and redispatch requirement on the following upgrades due to positive MW Impact on limitations that require upgrade. No cost assignment due to negative MW impact on defined upgrade.
Reservation | Upgrade Name | DUN | EOC | Earliest Start Date | Redispatch Available
77412342 | OKLAUNION 345KV SVC | 2013-06-01 | 2019-06-01 | 2019-06-01
Third Party Limitations.
Reservation | Upgrade Name | DUN | EOC | Earliest Start Date | Redispatch Available | *Allocated E & C Cost | *Total E & C Cost
77412342 | 7OVERTON 345.00 () 345/161/13.8KV TRANSFORMER CKT 1 | 2013-11-01 | 2014-06-01 |  |  | 1.48% | 100%
| CLINTON - MONTROSE 161KV CKT 1 AECI | 2014-06-01 | 2014-06-01 |  |  | 1277 | 180000
| CORDO; B 345.00 - NELSO; B 345.00 345KV CKT 1 | 2015-06-01 | 2015-06-01 |  |  | 1.715% | 100%
| H471 ; 345.00 - QUAD3-11 345.00 345KV CKT 1 | 2015-06-01 | 2015-06-01 |  |  | 1.725% | 100%
| Lacygne - Mariosa 345KV AMRN | 2013-06-01 | 2019-06-01 |  |  | 0 | 0
[5 empty] | Total | 1277 | 180000
*Estimated cost allocation as a percentage of total cost is shown for third-party limitations when costs have not yet been established by the third-party.

## Table4
Transmission Owner | Upgrade | Solution | Earliest Date Upgrade Required (DUN) | Estimated Date of Upgrade Completion (EOC) | Estimated Engineering & Construction Cost
AEPW | BARTLESVILLE COMANCHE - MOUND ROAD 138KV CKT 1 | Rebuild 3.8 miles | 2015-06-01 | 2017-06-01 | 2885625
AEPW | BETHEL - BROKEN BOW 138KV CKT 1 | Rebuild 9.19 miles of 3/0 Copperweld with 1272 ACSR | 2015-06-01 | 2017-06-01 | 9190000
AEPW | BETHEL - NASHOBA 138KV CKT 1 Accelerate | Rebuild 22.43 miles of 3/0 Copperweld with 1272 ACSR | 2015-06-01 | 2017-06-01 | 2974789
AEPW | BLOOMBURG - IPC TAP 69KV CKT 1 | Rebuild 8.71 miles | 2015-06-01 | 2017-06-01 | 5291325
AEPW | CLAYTON - NASHOBA 138KV CKT 1 Accelerate | Rebuild 11.57 miles of 3/0 CWC with 1272 ACSR | 2015-06-01 | 2017-06-01 | 1534346
AEPW | CLAYTON - SARDIS 138KV CKT 1 Accelerate | Rebuild 1.46 miles of 3/0 CWC with 1272 ACSR | 2015-06-01 | 2017-06-01 | 193617
AEPW | ELGIN JUNCTION - SOUTHWESTERN STATION 138KV CKT 1 | Replace Terminal Equipment | 2015-06-01 | 2016-06-01 | 303750
AEPW | ENOWILT - LONE OAK 138KV CKT 1 Accelerate | Rebuild 0.32 miles of 3/0 CWC with 1272 ACSR. Replace jumpers @ Lone Oak | 2015-06-01 | 2017-06-01 | 72887
AEPW | ENOWILT - SARDIS 138KV CKT 1 Accelerate | Rebuild 13.8 miles of 3/0 CWC with 1272 ACSR. | 2015-06-01 | 2017-06-01 | 1829920
AEPW | HOBART JUNCTION (HOB-JCT) 138/69/13.8KV TRANSFORMER CKT 1 | Replace Auto | 2019-06-01 | 2019-06-01 | 3500000
AEPW | IPC TAP - PLEASANT HILL 69KV CKT 1 | Rebuild 4.66 miles | 2015-06-01 | 2017-06-01 | 2830950
AEPW | LYDIA - VALLIANT 345KV CKT 1 | Rebuild 43.29 miles | 2015-06-01 | 2017-06-01 | 65746687.5
AEPW | NORGE ROAD - SOUTHWESTERN STATION 138KV CKT 1 | Replace Terminal Equipment | 2019-06-01 | 2019-06-01 | 303750
AEPW | NORTHWEST TEXARKANA - NW TEXARKANA-BANN T 138KV CKT 1 | Rebuild 0.3 miles | 2015-06-01 | 2017-06-01 | 227812.5
AEPW | OKLAUNION 345KV SVC | Add +150/-50 SVC on 345 kV bus at Oklaunion. | 2013-06-01 | 2019-06-01 | 10240300
AEPW | PITTSBURG - VALLIANT 345KV CKT 1 | Replace Terminal Equipment | 2015-06-01 | 2016-06-01 | 303750
AEPW | PLEASANT HILL - SOUTH TEXARKANA REC 69KV CKT 1 | Rebuild 0.43 miles | 2015-06-01 | 2017-06-01 | 261225
AEPW | SHIDLER - WEST PAWHUSKA 138KV CKT 1 | Replace Terminal Equipment | 2019-06-01 | 2019-06-01 | 303750
EMDE | SUB 124 - AURORA H.T. 69KV | Install 3 - stages of 22 MVAR each for total of 66 MVAR capacitor bank at Aurora Sub #124 bus# 547537 | 2019-06-01 | 2019-06-01 | 3300000
KCPL | EASTOWN7 345.00 - IATAN 345KV CKT 1 | Rebuild 23.6 miles | 2019-06-01 | 2019-06-01 | 35842500
MIDW | ALEXANDER - NEKOMA 115KV CKT 1 | Rebuild 7.1 miles | 2015-10-01 | 2017-06-01 | 3993750
MIDW | ALEXANDER - NESS CITY 115KV CKT 1 | Rebuild 19.6 miles | 2015-10-01 | 2017-06-01 | 11025000
MIDW | ATWOOD - COLBY 115KV CKT 1 | Rebuild 26.8 miles | 2015-06-01 | 2017-06-01 | 15075000
MIDW | COLBY - SEGNTP 3 115.00 115KV CKT 1 | Rebuild 24.6 miles | 2015-06-01 | 2017-06-01 | 13837500
MIDW | HOXIE - SEGNTP 3 115.00 115KV CKT 1 | Rebuild 9.4 miles | 2015-06-01 | 2017-06-01 | 5287500
MIDW | SMOKYHL6 230.00 - SUMMIT 230KV CKT 2 MIDW | Build ownership of 39.5 mile second circuit | 2013-06-01 | 2019-06-01 | 13864500
MIDW | ST JOHN - ST_JOHN 115KV CKT 1 MIDW | Replace terminal equipment | 2013-06-01 | 2016-06-01 | 450000
MKEC | ST JOHN - ST_JOHN 115KV CKT 1 MKEC | Rebuild 0.1 miles and replace terminal equipment | 2013-06-01 | 2016-06-01 | 0
NPPD | GRAND ISLAND - SWEETWATER 345KV CKT 2 | Build 63.4 mile second circuit | 2013-06-01 | 2020-06-01 | 96368000
NPPD | HOLT - NELIGH 345KV CKT 1 | Build new 16 miles 345 kV Holt - Neligh and associated terminal equipment | 2013-10-01 | 2019-03-01 | 30656000
OKGE | Cimarron - Mathewson 345 kV Ckt 1 Accelerate | Build new 16 mile 345 kV line from Mathweson to Cimarron. | 2013-06-01 | 2019-06-01 | 4145572
OKGE | CIMARRON - SARA 138KV CKT 1 | Replace Terminal Equipment | 2015-10-01 | 2016-06-01 | 326250
OKGE | CIMARRON (CIMARON3) 345/138/13.8KV TRANSFORMER CKT 3 | Add third 345/138 kV transformer | 2015-10-01 | 2017-06-01 | 16312500
OKGE | HAMMETT TAP - HORSESHOE LAKE 138KV CKT 1 | Rebuild 6.03 miles | 2019-06-01 | 2019-06-01 | 2713500
OKGE | Mathewson - Tatonga 345 kV Ckt 2 Accelerate | Build new 61 mile Tatonga - Mathewson 345 kV line. | 2013-06-01 | 2019-06-01 | 10387750
OKGE | Mathewson 345 kV Accelerate | Build new Mathewson 345 kV substation at the intersection of the Woodring-Cimarron and the existing Northwest - Tatonga 345 kV lines. | 2013-06-01 | 2019-06-01 | 2550731
OKGE | MATHWSN7 345.00 - NORTHWEST 345KV CKT 1 | Replace Terminal Equipment | 2015-10-01 | 2016-06-01 | 326250
OKGE | PITTSBURG - SEMINOLE 345KV CKT 1 OKGE | Replace Terminal Equipment | 2015-06-01 | 2016-06-01 | 326250
OKGE | Tatonga - Woodward EHV 345 kV Ckt 2 Accelerate | Build new 49-mile Woodward EHV - Tatonga 345 kV Ckt 2 line. | 2013-06-01 | 2019-06-01 | 9127831
SPS | CARLISLE INTERCHANGE - SOUTH PLAINS REC-ERSKINE 115KV CKT 1 | Rebuild 1.485 miles | 2015-06-01 | 2017-06-01 | 877078.13
SPS | INDIANA SUB - SOUTH PLAINS REC-ERSKINE 115KV CKT 1 | Rebuild 5.06 miles | 2015-06-01 | 2017-06-01 | 2988562.5
SPS | JONES STATION - TUCO INTERCHANGE 230KV CKT 1 | Replace Terminal Equipment | 2014-10-01 | 2016-06-01 | 236250
SPS | PLANT X STATION - POTTER COUNTY INTERCHANGE 230KV CKT 1 | Replace Terminal Equipment | 2013-10-01 | 2016-06-01 | 236250
WERE | CENTENNIAL - COWSKIN 138KV CKT 1 | Replace Terminal Equipment | 2019-06-01 | 2019-06-01 | 393750
WERE | HUNTSVILLE - HUTCHINSON ENERGY CENTER 115KV CKT 1 WERE | Rebuild 7.7 miles | 2014-01-01 | 2017-06-01 | 7579687.5
WERE | MOUNDRIDGE - SPRING CREEK JUNCTION 115KV CKT 1 | Replace Terminal Equipment | 2019-06-01 | 2019-06-01 | 393750
WERE | NORTH AMERICAN PHILIPS - SCHILLING 115KV CKT 1 | Rebuild 2.82 miles | 2019-06-01 | 2019-06-01 | 2775937.5
WERE | SMOKYHL6 230.00 - SUMMIT 230KV CKT 2 WERE | Build ownership of 39.5 mile second circuit | 2013-06-01 | 2019-06-01 | 34061343.75
WERE | SWISSVALE - WEST GARDNER 345KV CKT 1 WERE | Replace terminal equipment | 2015-06-01 | 2016-06-01 | 393750
WERE | Wolf Creek to Neosho 345 kV | Construct New 99 mile Wolf Creek-Neosho 345 kV line | 2015-10-01 | 2020-06-01 | 117126900
WFEC | GOTEBO - LONEWOLF 69KV CKT 1 | Rebuild 16.03 miles | 2014-01-01 | 2017-06-01 | 7213500
WFEC | GOTEBO - MOUNTAIN VIEW 69KV CKT 1 | Rebuild 15.47 miles | 2014-01-01 | 2017-06-01 | 6961500
WFEC | LAKE CREEK - LONEWOLF 69KV CKT 1 | Rebuild 10.99 miles | 2014-01-01 | 2017-06-01 | 4945500
WFEC | MOUNTAIN VIEW - PINE RIDGE 69KV CKT 1 | Rebuild 13.66 miles | 2014-01-01 | 2017-06-01 | 6147000
WFEC | OMPA-MANGUM - RUSSELL 69KV CKT 1 | Replace Terminal Equipment | 2014-01-01 | 2016-06-01 | 225000
WFEC | PINE RIDGE - WASHITA 69KV CKT 1 | Rebuild 7.2 miles | 2014-01-01 | 2017-06-01 | 3240000
Construction Pending Projects - The requested service is contingent upon completion of the following upgrades. Cost is not assignable to the transmission customer.
Transmission Owner | Upgrade | Solution | Earliest Date Upgrade Required (DUN) | Estimated Date of Upgrade Completion (EOC)
AEPW | BEAVER - EUREKA SPRINGS 161KV CKT 1 AEPW | Rebuild 1.25 miles of 795 ACSR with 1590 ACSR. Replace wavetrap & jumpers @ Eureka Springs | 2014-06-01 | 2015-06-01
AEPW | FLINT CREEK - SILOAM SPRINGS TAP 345KV CKT 1 AEPW | Replace Terminal Equipment | 2019-06-01 | 2019-06-01
AEPW | KNOX LEE - SOUTH TEXAS EASTMAN 138KV CKT 1 | Rebuild 6.47 miles | 2019-06-01 | 2019-06-01
AEPW | NORTH NEW BOSTON - NW TEXARKANA-BANN T 138KV CKT 1 | Rebuild 14.19 miles | 2019-06-01 | 2019-06-01
GRDA | GRDA1 - SILOAM SPRINGS TAP 345KV CKT 1 Accelerate | Replace Terminal Equipment | 2014-06-01 | 2016-06-01
KACP | Iatan - Jeffrey Energy Center 345 kV KACP | Build 14.2 miles of new 345 kV | 2013-06-01 | 2019-06-01
KACP | Lacygne - Mariosa 345KV KACP | Build approximately 181 miles of 345kV from KCPL Lacygne - AMRN Mariosa | 2013-06-01 | 2019-06-01
MIDW | HAYS PLANT - SOUTH HAYS 115KV CKT 1 #2 | Tear down and rebuild of exisiting South Hays - Hays Plant 115 kV line. Tentative plans include rebuilding on existing right-of-way with the possibility of re-routing a portion of the line to new right-of-way as necessary. | 2014-01-01 | 2015-06-01
MIDW | HAYS PLANT - VINE STREET 115KV CKT 1 | Rebuild 0.23 miles | 2014-01-01 | 2016-06-01
MIPU | BLUE SPRING SOUTH - BLUE SPRINGS EAST 161KV CKT 1 #2 Accelerate | Reconductor 2.5 mile from Blue Springs South - Blue Springs East 161 kV to 954 ACSS. Upgrade substation equipment to 2000 Amps | 2014-10-01 | 2016-06-01
MIPU | BLUE SPRING SOUTH - PRAIRIE LEE 161KV CKT 1 #2 Accelerate | Reconductor 3.21 miles from Blue Springs South to Prairie Lee 161 kV to 954 ACSS. Upgrade substation equipment to 2000 Amps. | 2014-10-01 | 2016-06-01
MKEC | CLEARWATER - MILAN TAP 138KV CKT 1 MKEC Accelerate | Rebuild MKEC portion of the 5.6 mile Clearwater-Milan Tap 115 kV with bundled 1192.5 kcmil ACSR conductor (Bunting) | 2013-10-01 | 2016-06-01
MKEC | HARPER - MILAN TAP 138KV CKT 1 #1 Accelerate | Replace Wave Trap at Harper Substation | 2013-10-01 | 2014-06-01
MKEC | HARPER - MILAN TAP 138KV CKT 1 #2 Accelerate | Reconductor 22.1 mile Harper to Milan Tap 138 kV line. | 2013-10-01 | 2016-06-01
MKEC | MEDICINE LODGE - PRATT 115KV CKT 1 | Rebuild 26 mile line | 2014-10-01 | 2014-10-01
MKEC | Mullergren - Reno 345kV Dbl CKT MKEC | Build ownership of approximately 79 miles of double 345kV Mullergren - Reno | 2013-06-01 | 2019-06-01
MKEC | Spearville - Mullergren 345kV Dbl CKT | Build approximately 74 miles of double 345kV Spearville - Mullergren | 2013-06-01 | 2019-06-01
OKGE | 5 TRIBES - HANCOCK 161KV CKT 1 #2 | Reconductor 2.75 miles of transmission line to 1590AS52 | 2013-11-01 | 2014-06-01
OKGE | 5 TRIBES - PECAN CREEK 161KV CKT 1 Accelerate | Reconductor 4.07 miles of line to 1590AS52 and replace 2-wave traps, 1-161kV breaker, 3-switches @ Five Tribes & 5-switches, relaying @ Pecan Creek. | 2013-11-01 | 2015-06-01
OKGE | ADABELL - VBI 161KV CKT 1 | Replace existing 800 amp wave trap with 1200 amp in VBI sub | 2013-11-01 | 2018-06-01
OKGE | CIMARRON - DRAPER LAKE 345KV CKT 1 | Replace Terminal Equipment | 2019-10-01 | 2019-10-01
OKGE | FT SMITH - MUSKOGEE 345KV CKT 1 | Replace 1600 amp 345 kV CT in both Muskogee and Ft.Smith Subs | 2013-06-01 | 2015-06-01
OKGE | FT SMITH (FTSMITH1) 500/345/13.8KV TRANSFORMER CKT 1 | Install 2nd 500/345 kV bus tie in Ft. Smith Sub | 2013-06-01 | 2018-06-01
OKGE | Muskogee - VBI 345 kV with 345/161 kV bus tie near VBI | Build 70.95 mile 345 kV line plus two new 345/161 kV bus ties near VBI sub and 10 miles of 161 kV line | 2013-06-01 | 2019-06-01
OKGE | VBI - Arkansas Nuclear One 345kV OKGE | Build 73 miles of 345kV line | 2013-11-01 | 2019-06-01
SPS | BUSHLAND INTERCHANGE - DEAF SMITH COUNTY INTERCHANGE 230KV CKT 1 | Upgrade 800A wave trap at both Bushland Interchange and Deaf Smith Interchange | 2013-06-01 | 2014-06-01
SPS | CANYON EAST SUB - CANYON WEST SUB 115KV CKT 1 | Rebuild 3.73 miles | 2013-06-01 | 2016-06-01
SPS | CANYON EAST SUB - RANDALL COUNTY INTERCHANGE 115KV CKT 1 | Rebuild 18 miles | 2013-06-01 | 2016-06-01
SPS | Jones Station Bus#2 - LUBBOCK SOUTH INTERCHANGE 230KV CKT 2 | Upgrade wave trap at both Jones Bus # 2 and Lubbock South Interchange | 2014-06-01 | 2015-06-01
WERE | Auburn - JEC 345KV | Rebuild the 29.6 mile JEC - Auburn 230kV line as a single circuit 345kV | 2013-06-01 | 2019-06-01
WERE | Auburn - Swissvale 345KV | Rebuild the 14.9 mile Auburn - Swissvale 230kV line as a single circuit 345kV | 2013-06-01 | 2019-06-01
WERE | AUBURN ROAD (AUBRN77X) 345/115/13.8KV TRANSFORMER CKT 1 | Install second 345/115 kV 400MVA transformer | 2013-06-01 | 2019-06-01
WERE | CHISHOLM - MAIZE 138KV CKT 1 #1 | Upgrade disconnect switches, wavetrap, breaker, jumpers | 2015-06-01 | 2016-06-01
WERE | CHISHOLM - MAIZE 138KV CKT 1 #2 | Rebuild 7.25 miles | 2015-06-01 | 2016-06-01
WERE | CLEARWATER - MILAN TAP 138KV CKT 1 WERE Accelerate | Rebuild Westar portion of the Clearwater-Milan tap 115 kV with bundled 1192.5 kcmil ACSR conductor (Bunting) | 2013-10-01 | 2016-06-01
WERE | EVANS ENERGY CENTER NORTH - MAIZE 138KV CKT 1 #1 | Upgrade disconnect switches, wavetrap, breaker, jumpers | 2013-06-01 | 2016-06-01
WERE | EVANS ENERGY CENTER NORTH - MAIZE 138KV CKT 1 #2 | Rebuild 4.8 miles | 2015-06-01 | 2016-06-01
WERE | GOODYEAR JUNCTION - INDIAN HILLS 115KV CKT 1 | Rebuild 11.25 miles 115 kV line with bundled 1192.5 ACSR and wood H-frame tangent structures and Steel 3-pole running angle and deadends. Substation work at Goodyear (Station 1) substation will include 115kV buswork, one 115kV breaker, associated equipme | 2013-06-01 | 2016-06-01
WERE | HOOVER NORTH - LAKERIDGE 138KV CKT 1 #2 | Rebuild 4.77 miles | 2015-06-01 | 2016-06-01
WERE | HOYT - JEFFREY ENERGY CENTER 345KV CKT 1 | Rebuild the JEC - Hoyt 345kV line as a single circuit with new conductor, poles, and shield wire. Substation work at JEC (Station 1) substation will include removal of 345kV carrier equipment and installation of new fiber optic relay panels. Substation | 2013-06-01 | 2017-06-01
WERE | Iatan - Jeffrey Energy Center 345 kV WERE | Build 56.8 miles of new 345 kV | 2013-06-01 | 2019-06-01
WERE | Mullergren - Reno 345kV Dbl CKT WERE | Build ownership of approximately 79 miles of double 345kV Mullergren - Reno | 2013-10-01 | 2019-06-01
WERE | Viola - Rose Hill 345 kV | Build new 35 mile line from Viola to Rose Hill 345 kV | 2013-06-01 | 2019-06-01
WERE | WICHITA (WICHT12X) 345/138/13.8KV TRANSFORMER CKT 3 | Add third 345-138 kV transformer at Wichita | 2015-10-01 | 2016-06-01
WERE | WOLF CREEK 345/69KV TRANSFORMER CKT 1 | Install New (2nd) 345/69 kV XFR at Wolfcreek | 2014-10-01 | 2017-06-01
WFEC | CORN TAP - PAOLI 138KV CKT 1 | Reset CT | 2019-06-01 | 2019-06-01
Expansion Plan Projects - The requested service is contingent upon completion of the following upgrades. Cost is not assignable to the transmission customer.
Transmission Owner | Upgrade | Solution | Earliest Date Upgrade Required (DUN) | Estimated Date of Upgrade Completion (EOC)
AEPW | NORTHWEST TEXARKANA - VALLIANT 345KV CKT 1 | Build a new 76 mile 345 kV line from Valliant to NW Texarkana with at least 3000 A capacity. Upgrade the Valliant and NW Texarkana substations with the necessary breakers and terminal equipment. | 2014-06-01 | 2015-05-01
ITCGP | Line - Clark County - Thistle 345 kV dbl Ckt | Build a new 86 mile double circuit 345 kV line with at least 3000 A capacity from the Thistle 345 kV substation to the new Clark County substation. Build a new 345 kV substation at Thistle with a ring bus and necessary terminal equipment. | 2013-06-01 | 2015-01-01
ITCGP | Line - Spearville - Clark County 345 kV dbl Ckt | Build a new 36 mile double circuit 345 kV line with at least 3000 A capacity from the Spearville substation to the new Clark County substation. Build the Clark County 345 kV substation with a ring bus and necessary terminal equipment. | 2013-06-01 | 2015-01-01
ITCGP | XFR - Thistle 345/138 kV | Install a 400 MVA 345/138 kV transformer at the new 345 kV Thistle substation. | 2013-06-01 | 2015-01-01
KACP | IATAN - NASHUA 345KV CKT 1 | Tap Nashua 345kV bus in Hawthorn - St. Joseph 345 kV line. Build new 345 kV line from Iatan to Nashua,Add Nashua 345/161 kV | 2013-06-01 | 2015-06-01
OKGE | Line - Hitchland - Woodward 345 kV dbl Ckt OKGE | Build a new 92 mile double circuit 345 kV line with at least 3000 A capacity from the Woodward District EHV substation to the SPS interception from the Hitchland substation. Upgrade the Woodward District EHV substation with the necessary breakers and term | 2013-06-01 | 2014-07-01
OKGE | Line - Thistle - Woodward 345 kV dbl Ckt OKGE | Build a new 79 mile double circuit 345 kV line with at least 3000 A capacity from the Woodward District EHV substation to the Kansas/Oklahoma state border towards the Thistle substation. Upgrade the Woodward Distric EHV substation with the necessary brea | 2013-06-01 | 2015-01-01
OKGE | Line - Tuco - Woodward 345 kV line OKGE | Build new 345 kV line from Woodward EHV to Border - Project costs now include Border reactor substation | 2013-06-01 | 2014-06-01
PW | Line - Thistle - Wichita 345 kV dbl Ckt PW | Build a new 78 mile double circuit 345 kV line with at least 3000 A capacity from the Wichita substation to the new Thistle 345 kV substation. | 2013-06-01 | 2015-01-01
PW | Line - Thistle - Woodward 345 kV dbl Ckt PW | Build a new 30 mile double circuit 345 kV line with at least 3000 A capacity from the Thistle substation to the Kansas/Oklahoma state border towards the Woodward District EHV substation. | 2013-06-01 | 2015-01-01
SPS | Line - Hitchland - Woodward 345 kV dbl Ckt SPS | Build 30 mile double circuit 345 kV line with at least 3000 A capacity from the Hitchland substation to the OGE interception point from the Woodward District EHV substation. Upgrade the Hitchland substation with the necessary breakers and terminal equipme | 2013-06-01 | 2014-07-01
SPS | Line - Tuco - Woodward 345 kV line SPS | Build new 345 kV line from Tuco to OGE's Border station near TX/OK Stateline. Install line reactor outside Border station and line reactors at Tuco. | 2013-06-01 | 2014-06-01
WERE | Line - Thistle - Wichita 345 kV dbl Ckt WERE | Upgrade the Wichita substation with the necessary breakers and terminal equipment to accommodate two new 345 kV circuits from the new Thistle 345 kV substation | 2013-06-01 | 2015-01-01
Reliability Projects - The requested service is contingent upon completion of the following upgrades. Cost is not assignable to the transmission customer.
Transmission Owner | Upgrade | Solution | Earliest Date Upgrade Required (DUN) | Estimated Date of Upgrade Completion (EOC)
AEPW | AVOCA - EAST ROGERS 161KV CKT 1 | Rebuild 5.81 miles line | 2014-06-01 | 2016-06-01
AEPW | BLUEBELL - PRATTVILLE 138KV CKT 1 | Rebuild 9.0 mile Prattville-Bluebell 138 kV line from 795 ACSR to 1590 ACSR. Replace line switch near Prattville. New summer ratings 287/287 limited by breaker, switches, CTs, wave trap. | 2014-06-01 | 2016-06-01
AEPW | CHAPEL HILL REC - WELSH REC 138KV CKT 1 | Rebuild 4.39 miles, and replace switches | 2019-06-01 | 2019-06-01
AEPW | NEW GLADEWATER - PERDUE 138KV CKT 1 | Replace breaker at Perdue. | 2019-10-01 | 2019-10-01
AEPW | WELSH REC - WILKES 138KV CKT 1 | Rebuild 23.74 miles, replace switches, wavetrap, and sub conductor | 2023-06-01 | 2023-06-01
MIPU | BLUE SPRING SOUTH - BLUE SPRINGS EAST 161KV CKT 1 | Replace Prairie Lee 800 amp wavetrap with 1200 amp unit | 2014-06-01 | 2014-06-01
MIPU | BLUE SPRING SOUTH - BLUE SPRINGS EAST 161KV CKT 1 #1 | Replace 800 amp wavetrap with 1200 amp unit | 2014-10-01 | 2014-10-01
MIPU | BLUE SPRING SOUTH - PRAIRIE LEE 161KV CKT 1 #1 | Replace Prairie Lee 800 amp wavetrap with 1200 amp unit | 2013-06-01 | 2014-06-01
NPPD | Cherry Co - Gentleman 345 kV Ckt1 | Build new 345 kV Transmission Line from GGS 345 kV Substation to a new Cherry County 345 kV Substation (76 miles). | 2013-10-01 | 2018-01-01
NPPD | Cherry Co - Holt Co 345 kV Ckt1 | Build new 345 kV Transmission Line from new Cherry County 345 kV Substation to new 345 kV Holt County Substation. (Estimated 146 miles). | 2013-10-01 | 2018-01-01
NPPD | Cherry Co 345 kV Terminal Upgrades | Build new Cherry County 345 kV Substation. | 2013-10-01 | 2018-01-01
NPPD | Neligh - Hoskins 345 kV Ckt1 | Build a new 50 mile 345 kV line from Hoskins to Neligh | 2013-10-01 | 2019-03-01
NPPD | Neligh 345/115 kV Transformer | Construct new substation at Neligh. Install a new 345/115 kV transformer at Neligh. | 2013-10-01 | 2019-03-01
OKGE | Arcadia 345 kV Terminal Upgrades | Upgrade 345 kV 2000 amp breakers and associated switches to 3000 amp at Arcadia Sub. | 2013-06-01 | 2016-06-01
SPS | AMOCO WASSON SWITCHING STATION - OXYBRU_TP 6230.00 230KV CKT 1 | Replace wave trap at Amoco Wasson Switching Station. | 2015-06-01 | 2015-06-01
SPS | Deaf Smith County 230/115 kV transformer ckt 2 upgrade | Upgrade Deaf Smith Interchange 230/115 kV transformer ckt 2 to 250 MVA | 2015-06-01 | 2016-06-01
SPS | Deaf Smith Coutnty 230/115 transformer upgrade ckt 1 | Upgrade Deaf Smith County Interchange 230/115 kV ckt 1 transformer to 250 MVA | 2015-06-01 | 2016-06-01
SPS | GRAPEVINE INTERCHANGE (PENN 0257751) 230/115/13.2KV TRANSFORMER CKT 1 | Replace 230/115 kV transformer at Grapevine substation with 250 MVA transformer. | 2014-06-01 | 2015-06-01
SPS | HITCHLAND INTERCHANGE - TEXAS COUNTY INTERCHANGE 115KV CKT 1 | Rebuild 13.04 miles | 2019-06-01 | 2019-06-01
SPS | HITCHLAND INTERCHANGE () 230/115/13.2KV TRANSFORMER CKT 2 | Add 2nd transformer | 2019-06-01 | 2019-06-01
SPS | Line - Harrington - Randall County 230 kV | Replace existing 800A Harrington 230 kV wave trap with 1200A unit. | 2013-06-01 | 2014-06-01
SPS | LUBBOCK SOUTH INTERCHANGE 230/115/13.2KV TRANSFORMER CKT 2 | Install a second 230/115/13.2 kV transformer at Lubbock South. | 2013-06-01 | 2019-06-01
SPS | MURPHY SUB - South Plains REC-Frankford Sub 115KV CKT 1 | Reconductor 4 miles from Murphy Sub - Frankford Sub. | 2019-06-01 | 2019-06-01
SPS | MUSTANG STATION - YOAKUM COUNTY INTERCHANGE 230KV CKT 1 | Replace 800A wave trap at Yoakum | 2015-06-01 | 2015-06-01
SPS | Mustang-San Andr-Amerada Hess 115 Kv | Terminate V53 at Mustang instead of Denver City - 3 mi of new 115 kV circuit. | 2015-06-01 | 2016-06-01
SPS | OCHILTREE - TRI COUNTY REC-COLE 115KV CKT 1 | Rebuild 16.9 miles OCHILTREE - TRI COUNTY REC-COLE 115KV CKT 1 | 2015-06-01 | 2016-06-01
SPS | OCHILTREE 230/115/13.2KV TRANSFORMER CKT 2 | Add second 230/115/13.2kV transformer at Ochiltree. | 2019-06-01 | 2019-06-01
SPS | OXYBRU_TP 6230.00 - YOAKUM COUNTY INTERCHANGE 230KV CKT 1 | Replace wave trap at Yoakum County Interchange. | 2015-06-01 | 2015-06-01
SPS | Red Bluff Cap bank | Install two 14.4 MVAR 115 kV capacitors at Red Bluff substation | 2023-06-01 | 2023-06-01
SPS | SEMINOLE 230/115/13.2KV TRANSFORMER CKT 3 | Add third 150MVA transformer at Seminole Interchange. | 2023-06-01 | 2023-06-01
SPS | TRI COUNTY REC-COLE - TRI COUNTY REC-GUYMON 115KV CKT 1 | Reconductor 33.895 miles from McMurray to Cole. | 2023-06-01 | 2023-06-01
SPS | XFR - Grassland transformer upgrade Ckt 1 | Upgrade Grassland 230/115 kV transformer Ckt 1. | 2018-06-01 | 2018-06-01
SPS | XFR- Texas County Interchange 115/69 kV | Upgrade both tri county elect coop Texas County transformers to 100MVA | 2023-06-01 | 2023-06-01
SPS | YOAKUM COUNTY INTERCHANGE (GE M100899) 230/115/13.2KV TRANSFORMER CKT 1 | Upgrade 230/115 kV ckt 1 transformer to 250 MVA | 2019-06-01 | 2019-06-01
SPS | YOAKUM COUNTY INTERCHANGE (PENN C010585) 230/115/13.2KV TRANSFORMER CKT 2 | Upgrade 230/115 kV ckt 2 transformer to 250 MVA | 2015-06-01 | 2017-06-01
WERE | EVANS ENERGY CENTER SOUTH - LAKERIDGE 138KV CKT 1 | Rebuild 8.02 miles | 2015-06-01 | 2016-06-01
WERE | HOOVER NORTH - LAKERIDGE 138KV CKT 1 #1 | Upgrade disconnect switches, wavetrap, breaker, jumpers | 2015-06-01 | 2016-06-01
WERE | MOUNDRIDGE 138/115KV TRANSFORMER CKT 2 | Install second 138/115 kV transformer at Moundridge. Operate both 138/115 kV transformers normally closed. | 2014-01-01 | 2015-06-01
Network Upgrades requiring credits per Attachment Z2 of the SPP OATT.
Transmission Owner | Upgrade | Solution | Earliest Date Upgrade Required (DUN) | Estimated Date of Upgrade Completion (EOC)
AEPW | ALUMAX TAP - BANN 138KV CKT 1 | Replace six (6) 138 kV switches, five at Bann & one at Alumax Tap. Rebuild 0.67 miles of 1024 ACAR with 2156 ACSR. Replace wavetrap & jumpers @ Bann. Replace breaker 3300 @ Bann. | 2008-06-01 | 2008-06-01
AEPW | ASHDOWN REC (MILLWOOD) - OKAY 138KV CKT 1 | Recunductor and convert line to 138 kV and replace switches at Ashdown REC | 2012-07-01 | 2012-07-01
AEPW | ASHDOWN REC (MILLWOOD) - PATTERSON 138KV CKT 1 | Reconductor Line & Convert Line to 138 kV and convert Patterson station to breaker-and-a half cofiguration | 2012-07-01 | 2012-07-01
AEPW | BANN - RED SPRINGS REC 138KV CKT 1 | Replace 138 kV breakers 3300 & 3310 | 2012-07-01 | 2012-07-01
AEPW | EXPLORER GLENPOOL TAP - RIVERSIDE STATION 138KV CKT 1 AEPW | Reconductor 1.82 miles with ACCC. Replace wave trap jumpers at Riverside. | 2009-06-01 | 2009-06-01
AEPW | HUGO POWER PLANT - VALLIANT 345 KV AEPW | Vallient 345 KV line terminal | 2012-07-01 | 2012-07-01
AEPW | MANDEVILTP4 - SE TEXARKANA 138KV CKT 1 | Build new Turk-SE Texarkana 138 kV line and add SE Texarkana 138 kV terminal. | 2012-07-01 | 2012-07-01
AEPW | MANDEVILTP4 - TURK 138KV CKT 1 | Build new Turk-SE Texarkana 138 kV line and add SE Texarkana 138 kV terminal. | 2012-07-01 | 2012-07-01
AEPW | MCNAB REC - TURK 115KV CKT 1 | Build a new two mile, 138 kV, 1590 ACSR line section (operated at 115 kV) from Turk Substation to the existing Okay- Hope 115 kV line to form a Turk - Hope 115 kV line. | 2012-07-01 | 2012-07-01
AEPW | OKAY - TURK 138KV CKT 1 | Build two mile, 138 kV, 1590ACSR line section from Turk Sub to existing Okay-Hope 115 kV line and rebuild twelve miles of 115 kV line to Okay Sub to 138 kV, 1590 ACSR , to form a Turk-Okay 138 kV line | 2012-07-01 | 2012-07-01
AEPW | SUGAR HILL - TURK 138KV CKT 1 | Build new Turk-Sugar Hill 138 kV line and add Sugar Hill 138 kV terminal. | 2012-07-01 | 2012-07-01
EMDE | SUB 110 - ORONOGO JCT. - SUB 167 - RIVERTON 161KV CKT 1 | Reconductor Oronogo 59467 to Riverton 59469 with Bundled 556 ACSR | 2011-06-01 | 2011-06-01
KACP | LACYGNE - WEST GARDNER 345KV CKT 1 | KCPL Sponsored Project to Reconductor Line to be In-Service by 6/1/2006 | 2006-06-01 | 2006-06-01
MIDW | CIRCLE - RICE_CO 230KV CKT 1 | Convert from 115kV to 230kV operation | 2012-10-01 | 2012-11-15
MIDW | LYONS - RICE_CO 115KV CKT 1 | Rebuild 11.7 mile line | 2012-10-01 | 2013-04-01
MIDW | RICE_CO 230/115KV TRANSFORMER CKT 1 | Add 230/115kV Transformer | 2012-10-01 | 2012-11-15
MKEC | ALEXANDER - PRATT 115KV CKT 1 | Rebuild line | 2009-12-01 | 2013-06-01
MKEC | ALEXANDER - SAWYER 3 115.00 115KV CKT 1 | Rebuild line | 2009-12-01 | 2013-06-01
MKEC | BARBER - MEDICINE LODGE 115KV CKT 1 | Rebuild line | 2009-12-01 | 2013-06-01
MKEC | BARBER - SAWYER 115KV CKT 1 | Rebuild line | 2009-12-01 | 2013-06-01
MKEC | BARBER (BARBER 4) 138/115/2.72KV TRANSFORMER CKT 1 | Upgrade transformer | 2009-12-01 | 2013-06-01
MKEC | CLIFTON - GREENLEAF 115KV CKT 1 | Rebuild 14.4 miles | 2011-06-01 | 2013-06-01
MKEC | FLATRDG3 138.00 - MEDICINE LODGE 138KV CKT 1 | Rebuild 8.05 mile line | 2009-12-01 | 2013-06-01
MKEC | FLATRDG3 138.00 - HARPER 138KV CKT 1 | Rebuild 24.15 mile line | 2009-12-01 | 2013-06-01
MKEC | GREENLEAF - KNOB HILL 115KV CKT 1 MKEC | Rebuild 43.5% Ownership of 20.9 miles | 2013-06-01 | 2013-06-01
MKEC | Judson Large - North Judson Large 115KV CKT 2 | Construct approximately 1 mile of new 115kV for 2nd circuit | 2013-10-01 | 2015-06-01
MKEC | Mullergren - Reno 345kV Dbl CKT MKEC | Build ownership of approximately 79 miles of double 345kV Mullergren - Reno | 2012-10-01 | 2019-06-01
MKEC | North Judson Large - Spearville 115KV CKT 2 | Construct approximately 15 miles of new 115kV for 2nd circuit | 2013-10-01 | 2015-06-01
MKEC | Spearville - Mullergren 345kV Dbl CKT | Build approximately 74 miles of double 345kV Spearville - Mullergren | 2012-10-01 | 2019-06-01
MKEC | Spearville 345/115/13.8kV Transformer CKT 3 | Install 345/115/13.8kV Transformer CKT 3 at Spearville | 2013-10-01 | 2015-06-01
NPPD | ALBION - PETERSBURG 115KV CKT 1 | Replace Breaker Switch 1106-D and jumpers at Albion. Replace main bus at Petersburg. Upgrade and replace transmission structures on 115 kV lineto facilitate 100 degrees Centigrade line operation. | 2013-01-01 | 2013-01-01
NPPD | FT RANDAL - MADISONCO 230.00 230KV CKT 1 | Raise structures and line clearances as necessary to re-rate the transmission line to 320MVA | 2013-10-01 | 2014-11-01
NPPD | KELLY - MADISONCO 230.00 230KV CKT 1 | Raise structures and line clearances as necessary to re-rate the transmission line to 320MVA | 2013-10-01 | 2014-11-01
NPPD | NELIGH - PETERSBURG 115KV CKT 1 | Replace Breaker 1106, jumpers, and 115 kV Switch 1106-D2 at Neligh. Replace main bus at Petersburg. Upgrade and replace transmission structures on 115 kV lineto facilitate 100 degrees Centigrade line operation. | 2013-01-01 | 2013-01-01
OKGE | BEELINE - EXPLORER GLENPOOL TAP 138KV CKT 1 | Reconductor .92miles of line with Drake ACCC/TW. | 2009-06-01 | 2009-06-01
OKGE | CIMARRON - DRAPER LAKE 345KV CKT 1 | Replace Terminal Equipment | 2019-10-01 | 2019-10-01
OKGE | EXPLORER GLENPOOL TAP - RIVERSIDE STATION 138KV CKT 1 OKGE | Reconductor 1.82 miles line with Drake ACCC/TW. | 2009-06-01 | 2009-06-01
OKGE | GRACMNT4 138.00 - WASHITA 138KV CKT 2 OKGE | Build 138kV Terminal. | 2012-01-01 | 2012-01-01
OKGE | KNOBHILL (KNOBHIL4) 138/69/13.2KV TRANSFORMER CKT 1 | Replace bus tie with 100MVA transformer | 2006-06-01 | 2008-06-01
OKGE | NORTHWEST - TATONGA 345KV CKT 1 | Build 345 kV line | 2010-01-01 | 2010-01-01
OKGE | TATONGA - WOODWARD 345KV CKT 1 | Build 345 kV line | 2010-01-01 | 2010-01-01
OKGE | WOODWARD - IODINE 138KV CKT 1 | Tap Iodine to Woodward 138 kV line | 2010-01-01 | 2010-01-01
OKGE | WOODWARD - WOODWARD EHV 138KV CKT 1 | Build .5 miles of 138 kV and install terminal equipment | 2010-01-01 | 2010-01-01
OKGE | WOODWARD - WOODWARD EHV 138KV CKT 2 | Build .5 miles of 138 kV and install terminal equipment | 2010-01-01 | 2010-01-01
OKGE | WOODWARD 345/138KV TRANSFORMER CKT 1 | Install 345/138 kV XF | 2010-01-01 | 2010-01-01
SPS | CHERRY6 230.00 - Harrington Station East Bus 230KV CKT 1 | Replace wavetrap at Harrington East | 2015-06-01 | 2015-06-01
WERE | DEARING 138KV Capacitor | Dearing 138 kV 20 MVAR Capacitor Addition | 2012-06-01 | 2012-06-01
WERE | LYONS - WHEATLAND 115KV CKT 1 #1 | Replace CTs | 2012-10-01 | 2013-07-15
WERE | LYONS - WHEATLAND 115KV CKT 1 #2 | Rerate circuit to 1000 amps | 2012-10-01 | 2013-07-15
WERE | Mullergren - Reno 345kV Dbl CKT WERE | Build ownership of approximately 79 miles of double 345kV Mullergren - Reno | 2012-10-01 | 2019-06-01
WFEC | ALTUS SW - NAVAJO 69KV CKT 1 | Upgrade Terminal Equipment at Altus SW, 300-600A, new rating conductor 53/65MVA | 2013-06-01 | 2013-06-01
WFEC | CANTON - TALOGA 69KV CKT 1 | UPGRADE CANTON TO TALOGA TO 336.4 | 2011-06-01 | 2013-06-01
WFEC | FT SUPPLY 138/69KV TRANSFORMER CKT 1 | Install 2nd 70 MVA auto at Ft Supply | 2006-12-01 | 2008-06-01
WFEC | G03-05T 138.00 - PARADISE 138KV CKT 1 | Upgrade Paradise to G03-05T to 1113 | 2010-06-01 | 2013-06-01
WFEC | GRACMNT4 138.00 - WASHITA 138KV CKT 2 WFEC | Build approximately 6 miles of 138kV. | 2012-01-01 | 2012-01-01
WFEC | HUGO POWER PLANT - VALLIANT 345KV CKT 1 WFEC | New 19 miles 345 KV | 2012-07-01 | 2012-07-01
WFEC | HUGO POWER PLANT 345/138KV TRANSFORMER CKT 1 | New 345/138 kv Auto | 2012-07-01 | 2012-07-01
WFEC | TALOGA (TALOGA) 138/69/13.8KV TRANSFORMER CKT 1 | Auto XFMR 56 to 112MVA | 2010-10-01 | 2013-06-01

## Table5
Transmission Owner | UpgradeName | Solution | Earliest Date Upgrade Required (DUN) | Estimated Date of Upgrade Completion (EOC) | Estimated Engineering & Construction Cost
AECI | 7JASPER 345.00 - MORGAN 345KV CKT 1 | Replace structures to rerate to 100C | 2015-06-01 | 2016-06-01 | 625000
AECI | 7JASPER 345.00 - BLACKBERRY 345KV CKT 1 #1 | Replace structures to rerate to 100C | 2014-06-01 | 2014-06-01 | 100000
AECI | CLINTON - MONTROSE 161KV CKT 1 AECI | Upgrade limiting terminal equipment at Clinton | 2014-06-01 | 2014-06-01 | 180000
AECI | FAIRFAX 138/69KV TRANSFORMER CKT 1 | Replace with 84 MVA unit | 2015-06-01 | 2017-06-01 | 2000000
AMMO | 7OVERTON 345.00 () 345/161/13.8KV TRANSFORMER CKT 1 | Replace existing 345-161kV transformer with 560MVA unit, install 345kV high side breaker, 138kV XFMR low side breaker and bus to obtain 2000A min | 2013-11-01 | 2014-06-01 | Note 1
AMRN | Lacygne - Mariosa 345KV AMRN | Indeterminate | 2013-06-01 | 2019-06-01 | Indeterminate
CE | CORDO; B 345.00 - NELSO; B 345.00 345KV CKT 1 | Indeterminate | 2015-06-01 | 2015-06-01 | Indeterminate
CE | H471 ; 345.00 - QUAD3-11 345.00 345KV CKT 1 | Indeterminate | 2015-06-01 | 2015-06-01 | Indeterminate
CELE | INTERNATIONAL PAPER - WALLACE LAKE 138KV CKT 1 | Indeterminate | 2014-06-01 | 2014-06-01 | Indeterminate
CELE | NORTH SLIDELL - SLIDELL 230KV CKT 1 CELE | Indeterminate | 2019-10-01 | 2019-10-01 | Indeterminate
EES | Arkansas Nuclear One 500/345 Transformer | Build 500/345 kV Transformer at ANO | 2013-11-01 | 2019-06-01 | 12000000
EES | CYPRESS 500/138KV TRANSFORMER CKT 1 | Indeterminate | 2019-06-01 | 2019-06-01 | Indeterminate
EES | GRIMES - MT. ZION 138KV CKT 1 | Upgrade Transmission Line 19.19 miles | 2013-11-01 | 2016-06-01 | 14966895
EES | SHEELDSHEHSE | Indeterminate | 2015-10-01 | 2015-10-01 | Indeterminate
EES | VBI - Arkansas Nuclear One 345kV EES | Indeterminate | 2013-11-01 | 2019-06-01 | Indeterminate
SWPA | BEAVER - EUREKA SPRINGS 161KV CKT 1 SWPA | Rebuild line using 1590MCM ACSR conductor on tubular steel H-frame structures. Replace breakers and switches at Beaver. Remove wave traps. | 2014-06-01 | 2015-06-01 | Note 2
SWPA | BUFORD 5 161.00 - BULL SHOALS 161KV CKT 1 | Rebuild line with 1192 ACSR, Grackle | 2014-01-01 | 2016-06-01 | Note 2
SWPA | BUFORD 5 161.00 - NORFORK 161KV CKT 1 | Rebuild line with 1192 ACSR, Grackle | 2014-06-01 | 2016-06-01 | Note 2
SWPA | CLAY - LOGAN 161KV CKT 1 SWPA | Rebuild line with 1192 Grackle SPRM: None. | 2014-06-01 | 2017-06-01 | 1995000
SWPA | CLAY - SPRINGFIELD 161KV CKT 1 SWPA #1 | Replace 600 amp disconnect switches at Springfield. | 2013-11-01 | 2014-06-01 | Note 2
SWPA | CLAY - SPRINGFIELD 161KV CKT 1 SWPA #2 | Rebuild line with 1192 Grackle | 2014-06-01 | 2016-06-01 | Note 2
SWPA | GORE - SALLISAW 161KV CKT 1 | Rebuild w/ 1192 ACSR. Replace wave trap. | 2014-06-01 | 2017-06-01 | 9000000
SWPA | LOGAN - MANSFIELD 161KV CKT 1 SWPA | Rebuild line with 1192 Grackle SPRM: None. | 2014-06-01 | 2017-06-01 | 18606000
SWPA | NORFORK - SOUTHLAND AECC 161KV CKT 1 | Replace Terminal Equipment | 2015-06-01 | 2016-06-01 | Note 2
Note 1: Overton 345/161/13.8 kV Transformer is included in the Ameren Expansion plan with an in-service date of 6/1/2014. Cost will not be allocated to the transmission customer.
Note 2: SWPA Network Upgrades - Construction Pending - The requested service is contingent upon completion of the following upgrades. Cost is not assignable to the transmission customer.