## Table1
Customer | Study Number | Reservation | POR | POD | Requested Amount | Requested Start Date | Requested Stop Date | Deferred Start Date without interim redispatch (Parameter) | Deferred Stop Date without interim redispatch | Start Date with interim redispatch | Stop Date with interim redispatch | Minimum Allocated ATC (MW) within reservation period | Season of Minimum Allocated ATC within reservation period | ⁵One or More Study Parameters Exceeded
AEPE | AG1-2017-001 | 84604894 | NPPD | NPPD | 7 | 2018-01-01 | 2023-01-01 | 2018-01-01 | 2023-01-01 | Note 4 | Note 4 | 7 | 18SP | NO
AEPE | AG1-2017-002 | 84606580 | WAUE | NPPD | 1 | 2018-01-01 | 2023-01-01 | 2018-01-01 | 2023-01-01 | Note 4 | Note 4 | 1 | 18SP | NO
AEPE | AG1-2017-003 | 84606716 | NPPD | NPPD | 5 | 2018-01-01 | 2022-01-01 | 2018-01-01 | 2022-01-01 | Note 4 | Note 4 | 5 | 18SP | NO
AEPE | AG1-2017-004 | 84727067 | NPPD | NPPD | 7 | 2018-01-01 | 2023-01-01 | 2018-01-01 | 2023-01-01 | Note 4 | Note 4 | 7 | 18SP | NO
AEPE | AG1-2017-005 | 84729062 | MPS | SPS | 37 | 2019-06-01 | 2026-01-01 | 2019-06-01 | 2026-01-01 | Note 4 | Note 4 | 37 | 21SP | NO
AEPE | AG1-2017-006 | 84740127 | MPS | SPS | 37 | 2019-06-01 | 2026-01-01 | 2019-06-01 | 2026-01-01 | 2019-06-01 | 2026-01-01 | 0 | 21SP | NO
BEPM | AG1-2017-018 | 84885588 | WAUE | WAUE | 140 | 2017-12-01 | 2023-10-01 | 2018-10-01 | 2023-10-01 | Note 4 | Note 4 | 0 | 18SP | NO
BEPM | AG1-2017-019 | 84885627 | WAUE | WAUE | 5 | 2018-04-01 | 401769 | 2018-04-01 | 401769 | Note 4 | Note 4 | 0 | 18SP | NO
BEPM | AG1-2017-020 | 84885635 | WAUE | WAUE | 45 | 2017-12-01 | 2023-10-01 | 2017-12-01 | 2023-10-01 | Note 4 | Note 4 | 0 | 18SP | NO
BRPS | AG1-2017-021 | 84912692 | NPPD | NPPD | 19 | 2018-01-01 | 2028-01-01 | 2018-01-01 | 2028-01-01 | 2018-01-01 | 2028-01-01 | 19 | 18SP | NO
FREM | AG1-2017-022 | 84911097 | OPPD | OPPD | 5 | 2018-10-01 | 2028-10-01 | 2018-10-01 | 2028-10-01 | Note 4 | Note 4 | 5 | 21SP | NO
KCPS | AG1-2017-024 | 84885455 | WR | KCPL | 1 | 2017-12-01 | 2030-06-01 | 2017-12-01 | 2030-06-01 | Note 4 | Note 4 | 0 | 18SP | NO
KMEA | AG1-2017-025 | 84875443 | MPS | SECI | 30 | 2018-03-01 | 2038-03-01 | 2018-03-01 | 2038-03-01 | 2018-03-01 | 2038-03-01 | 30 | 18SP | NO
KMEA | AG1-2017-026 | 84877536 | MPS | SECI | 5 | 2019-01-01 | 2029-01-01 | 2019-01-01 | 2029-01-01 | 2019-01-01 | 2029-01-01 | 5 | 21SP | NO
KMEA | AG1-2017-027 | 84884608 | SPA | WR | 1 | 2017-12-01 | 2028-06-01 | 2017-12-01 | 2028-06-01 | 2017-12-01 | 2028-06-01 | 0 | 18SP | NO
KMEA | AG1-2017-028 | 84885203 | NPPD | WR | 1 | 2017-12-01 | 2054-10-01 | 2017-12-01 | 2054-10-01 | 2017-12-01 | 2054-10-01 | 0 | 18SP | NO
KMEA | AG1-2017-029 | 84885381 | MPS | KCPL | 5 | 2018-03-01 | 2028-03-01 | 2018-03-01 | 2028-03-01 | 2018-03-01 | 2028-03-01 | 5 | 18SP | NO
KMEA | AG1-2017-030 | 84885945 | MPS | KCPL | 20 | 2019-01-01 | 2029-01-01 | 2019-01-01 | 2029-01-01 | 2019-01-01 | 2029-01-01 | 20 | 21SP | NO
KMEA | AG1-2017-031 | 84906139 | MPS | WR | 1 | 2020-01-01 | 2040-01-01 | 2020-01-01 | 2040-01-01 | 2020-01-01 | 2040-01-01 | 1 | 26SP | NO
KMEA | AG1-2017-032 | 84906152 | MPS | WR | 1 | 2020-01-01 | 2040-01-01 | 2020-01-01 | 2040-01-01 | 2020-01-01 | 2040-01-01 | 1 | 26SP | NO
MEAN | AG1-2017-033 | 84903949 | NPPD | MEC | 10 | 2018-01-01 | 2019-01-01 | 2018-01-01 | 2019-01-01 | 2018-01-01 | 2019-01-01 | 10 | 18SP | NO
MIDW | AG1-2017-034 | 84911381 | SPA | WR | 1 | 2018-01-01 | 2034-06-01 | 2018-01-01 | 2034-06-01 | 2018-01-01 | 2034-06-01 | 0 | 18SP | NO
MIDW | AG1-2017-035 | 84912544 | WR | WR | 1 | 2018-01-01 | 2034-06-01 | 2018-01-01 | 2034-06-01 | 2018-01-01 | 2034-06-01 | 1 | 18SP | NO
MIDW | AG1-2017-036 | 84912549 | SPA | WR | 1 | 2018-01-01 | 2034-06-01 | 2018-01-01 | 2034-06-01 | 2018-01-01 | 2034-06-01 | 0 | 18SP | NO
NPPM | AG1-2017-037 | 84863769 | NPPD | NPPD | 32 | 2018-01-01 | 2025-04-01 | 2018-01-01 | 2025-04-01 | 2018-01-01 | 2025-04-01 | 32 | 18SP | NO
NPPM | AG1-2017-038 | 84863943 | NPPD | NPPD | 36 | 2018-01-01 | 2025-04-01 | 2018-01-01 | 2025-04-01 | 2018-01-01 | 2025-04-01 | 36 | 18SP | NO
OTPW | AG1-2017-039 | 84906479 | OTP | WAUE | 49 | 2018-01-01 | 401769 | 2018-01-01 | 401769 | Note 4 | Note 4 | 49 | 18SP | NO
OTPW | AG1-2017-040 | 84906636 | OTP | WAUE | 49 | 2018-01-01 | 2023-01-01 | 2018-01-01 | 2023-01-01 | Note 4 | Note 4 | 49 | 18SP | NO
OTPW | AG1-2017-041 | 84906754 | OTP | WAUE | 15 | 2018-01-01 | 401769 | 2018-01-01 | 401769 | Note 4 | Note 4 | 15 | 18SP | NO
OTPW | AG1-2017-042 | 84910586 | OTP | WAUE | 15 | 2018-01-01 | 2023-01-01 | 2018-01-01 | 2023-01-01 | Note 4 | Note 4 | 15 | 18SP | NO
SPSM | AG1-2017-044 | 84730363 | SPS | SPS | 16 | 2019-06-01 | 2024-07-01 | 2019-06-01 | 2024-07-01 | 2019-06-01 | 2024-07-01 | 0 | 21SP | NO
SPSM | AG1-2017-045 | 84734700 | SPS | SPS | 17 | 2019-06-01 | 2024-07-01 | 2019-06-01 | 2024-07-01 | 2019-06-01 | 2024-07-01 | 0 | 21SP | NO
SPSM | AG1-2017-046 | 84734856 | SPS | SPS | 21 | 2019-06-01 | 2024-07-01 | 2019-06-01 | 2024-07-01 | 2019-06-01 | 2024-07-01 | 0 | 21SP | NO
SPSM | AG1-2017-047 | 84734992 | SPS | SPS | 58 | 2019-06-01 | 2024-07-01 | 2019-06-01 | 2024-07-01 | 2019-06-01 | 2024-07-01 | 0 | 21SP | NO
694
Requests with Study Parameters Exceeded
AEPE | AG1-2017-007 | 84740859 | NPPD | NPPD | 36 | 2019-01-01 | 2024-01-01 | 2019-01-01 | 2024-01-01 | Note 4 | Note 4 | 0 | 21SP | YES
AEPE | AG1-2017-008 | 84746514 | NPPD | NPPD | 32 | 2019-01-01 | 2022-01-01 | 2019-01-01 | 2022-01-01 | Note 4 | Note 4 | 0 | 21SP | YES
AEPE | AG1-2017-009 | 84746608 | WAUE | NPPD | 3 | 2019-01-01 | 2024-01-01 | 2019-01-01 | 2024-01-01 | Note 4 | Note 4 | 0 | 21SP | YES
AEPE | AG1-2017-010 | 84755770 | LES | NPPD | 18 | 2019-01-01 | 2022-01-01 | 2019-01-01 | 2022-01-01 | Note 4 | Note 4 | 0 | 21SP | YES
AEPM | AG1-2017-011 | 84903862 | CSWS | CSWS | 400 | 2022-06-01 | 2027-06-01 | 2022-06-01 | 2027-06-01 | 2022-06-01 | 2027-06-01 | 0 | 26SP | YES
AEPM | AG1-2017-012 | 84904082 | CSWS | CSWS | 610 | 2022-06-01 | 2027-06-01 | 2022-06-01 | 2027-06-01 | 2022-06-01 | 2027-06-01 | 0 | 26SP | YES
AEPM | AG1-2017-013 | 84904145 | OKGE | CSWS | 612 | 2022-06-01 | 2027-06-01 | 2022-06-01 | 2027-06-01 | 2022-06-01 | 2027-06-01 | 0 | 26SP | YES
AEPM | AG1-2017-014 | 84904230 | OKGE | CSWS | 450 | 2022-06-01 | 2027-06-01 | 2022-06-01 | 2027-06-01 | 2022-06-01 | 2027-06-01 | 0 | 26SP | YES
AEPM | AG1-2017-015 | 84904264 | CSWS | CSWS | 435 | 2022-06-01 | 2027-06-01 | 2022-06-01 | 2027-06-01 | 2022-06-01 | 2027-06-01 | 0 | 26SP | YES
AEPM | AG1-2017-016 | 84904431 | OKGE | CSWS | 500 | 2022-06-01 | 2027-06-01 | 2022-06-01 | 2027-06-01 | 2022-06-01 | 2027-06-01 | 0 | 26SP | YES
AEPM | AG1-2017-017 | 84904909 | CSWS | CSWS | 147 | 2017-12-01 | 2022-12-01 | 2020-06-01 | 2025-06-01 | 2017-12-01 | 2022-12-01 | 0 | 18SP | YES
KCPS | AG1-2017-023 | 84873359 | WPEK | KCPL | 50 | 2017-12-01 | 2031-12-01 | 2019-10-01 | 2031-12-01 | Note 4 | Note 4 | 0 | 18SP | YES
PEC | AG1-2017-043 | 84885681 | WFEC | WFEC | 50 | 2018-01-01 | 2023-01-01 | 2018-01-01 | 2023-01-01 | Note 4 | Note 4 | 0 | 18SP | YES
WRGS | AG1-2017-048 | 84877548 | WR | WR | 50 | 2017-12-01 | 2024-01-01 | 2019-10-01 | 2025-11-01 | 2017-12-01 | 2024-01-01 | 0 | 18SP | YES
WRGS | AG1-2017-049 | 84877556 | WR | WR | 26 | 2017-12-01 | 2023-12-01 | 2019-10-01 | 2025-10-01 | 2017-12-01 | 2023-12-01 | 0 | 18SP | YES
3419
Note 1: Start and Stop Dates with interim redispatch are determined based on customers choosing option to pursue redispatch to start service at Requested Start and Stop Dates or earliest date possible.
Note 2: Start dates with and without redispatch are based on the assumed completion dates of previous Aggregate Transmission Service Studies currently being conducted. Actual start dates may differ from the potential start dates upon completion of the previous studies.
Note 3: Request is unable to be deferred due to fixed stop dates.
Note 4: Transmission customer did not select “remain in the study using interim redispatch” option.
Note 5: Request paramaters have been exceeded.

## Table2
Customer | Study Number | Reservation | Engineering and Construction Cost of Upgrades Allocated to Customer for Revenue Requirements | 1Letter of Credit Amount Required (Parameter) | 2Potential Base Plan Engineering and Construction Funding Allowable | Notes | 4Additional Engineering and Construction Cost for 3rd Party Upgrades (Parameter) | 3Total Revenue Requirements for Assigned Service Upgrades Over Term of Reservation NOT COVERED by Base Plan Funding | 3,5Total Revenue Requirements for Assigned Service Upgrades Over Term of Reservation COVERED by Base Plan Funding | 6,7Total Gross CPOs for Creditable Upgrades Over Reservation Period NOT COVERED by Base Plan Funding | 5,6,7Total Gross CPOs for Creditable Upgrades Over Reservation Period COVERED by Base Plan Funding | 4,9Point-to-Point Base Rate Available to Offset Revenue Requirements Over Reservation Period | 4Total Cost of Reservation Assignable to Customer Contingent Upon Base Plan Funding | Directly Assigned Upgrade Cost (DAUC) (Parameter) | 10Total Estimated Point-To-Point Base Rate With Applicable Schedules Included.
AEPE | AG1-2017-001 | 84604894 | 0 | 0 | 0 |  | 0 | 0 | 0 | 0 | 0 | 0 | Schedule 9 & 11 Charges | 0
AEPE | AG1-2017-002 | 84606580 | 184.86 | 184.86 | 0 |  | 0 | 0 | 0 | 237.6 | 0 | 0 | 237.6 | 184.86
AEPE | AG1-2017-003 | 84606716 | 0 | 0 | 0 |  | 0 | 0 | 0 | 0 | 0 | 0 | Schedule 9 & 11 Charges | 0
AEPE | AG1-2017-004 | 84727067 | 0 | 0 | 0 |  | 0 | 0 | 0 | 0 | 0 | 0 | Schedule 9 & 11 Charges | 0
AEPE | AG1-2017-005 | 84729062 | 0 | 0 | 0 |  | 0 | 0 | 0 | 0 | 0 | 0 | Schedule 9 & 11 Charges | 0
AEPE | AG1-2017-006 | 84740127 | 422925.23 | 0 | 422925.23 | 8 | 0 | 0 | 0 | 0 | 918893.24 | 0 | Schedule 9 & 11 Charges | 0
BEPM | AG1-2017-018 | 84885588 | 241240.86 | 161240.86 | 80000 |  | 0 | 0 | 153291.38 | 204492 | 0 | 0 | 204492 | 161240.86
BEPM | AG1-2017-019 | 84885627 | 24364.54 | 24364.54 | 0 |  | 0 | 0 | 0 | 912556.26 | 0 | 0 | 912556.26 | 24364.54
BEPM | AG1-2017-020 | 84885635 | 3396.7 | 3396.7 | 0 |  | 0 | 0 | 0 | 4248.3 | 0 | 0 | 4248.3 | 3396.7
BRPS | AG1-2017-021 | 84912692 | 1331706.13 | 0 | 1331706.13 |  | 0 | 0 | 0 | 0 | 1632432 | 0 | Schedule 9 & 11 Charges | 0
FREM | AG1-2017-022 | 84911097 | 0 | 0 | 0 |  | 0 | 0 | 0 | 0 | 0 | 1589095.2 | 1589095.2 | 0 | 1879476.96
KCPS | AG1-2017-024 | 84885455 | 3345.68 | 0 | 3345.68 |  | 0 | 0 | 0 | 0 | 16897.5 | 0 | Schedule 9 & 11 Charges | 0
KMEA | AG1-2017-025 | 84875443 | 98439.32 | 0 | 98439.32 |  | 0 | 0 | 0 | 0 | 631308 | 0 | Schedule 9 & 11 Charges | 0
KMEA | AG1-2017-026 | 84877536 | 148756.74 | 0 | 148756.74 |  | 0 | 0 | 0 | 0 | 360026.4 | 0 | Schedule 9 & 11 Charges | 0
KMEA | AG1-2017-027 | 84884608 | 2517.22 | 0 | 2517.22 |  | 0 | 0 | 0 | 0 | 12680.64 | 0 | Schedule 9 & 11 Charges | 0
KMEA | AG1-2017-028 | 84885203 | 248.68 | 0 | 248.68 |  | 0 | 0 | 0 | 0 | 1233.18 | 0 | Schedule 9 & 11 Charges | 0
KMEA | AG1-2017-029 | 84885381 | 868.01 | 0 | 868.01 |  | 0 | 0 | 0 | 0 | 6903.6 | 0 | Schedule 9 & 11 Charges | 0
KMEA | AG1-2017-030 | 84885945 | 3115.99 | 0 | 3115.99 |  | 0 | 0 | 0 | 0 | 26666.4 | 0 | Schedule 9 & 11 Charges | 0
KMEA | AG1-2017-031 | 84906139 | 91.29 | 0 | 91.29 |  | 0 | 0 | 0 | 0 | 741.6 | 0 | Schedule 9 & 11 Charges | 0
KMEA | AG1-2017-032 | 84906152 | 91.29 | 0 | 91.29 |  | 0 | 0 | 0 | 0 | 741.6 | 0 | Schedule 9 & 11 Charges | 0
MEAN | AG1-2017-033 | 84903949 | 0 | 0 | 0 |  | 0 | 0 | 0 | 0 | 0 | 392189.28 | 392189.28 | 0 | 448930.51
MIDW | AG1-2017-034 | 84911381 | 2266 | 0 | 2266 |  | 0 | 0 | 0 | 0 | 13813.64 | 0 | Schedule 9 & 11 Charges | 0
MIDW | AG1-2017-035 | 84912544 | 2021.63 | 0 | 2021.63 |  | 0 | 0 | 0 | 0 | 12322.35 | 0 | Schedule 9 & 11 Charges | 0
MIDW | AG1-2017-036 | 84912549 | 1457.53 | 0 | 1457.53 |  | 0 | 0 | 0 | 0 | 8880.76 | 0 | Schedule 9 & 11 Charges | 0
NPPM | AG1-2017-037 | 84863769 | 0 | 0 | 0 |  | 0 | 0 | 0 | 0 | 0 | 0 | Schedule 9 & 11 Charges | 0
NPPM | AG1-2017-038 | 84863943 | 0 | 0 | 0 |  | 0 | 0 | 0 | 0 | 0 | 0 | Schedule 9 & 11 Charges | 0
OTPW | AG1-2017-039 | 84906479 | 0 | 0 | 0 |  | 0 | 0 | 0 | 0 | 0 | 0 | Schedule 9 & 11 Charges | 0
OTPW | AG1-2017-040 | 84906636 | 0 | 0 | 0 |  | 0 | 0 | 0 | 0 | 0 | 0 | Schedule 9 & 11 Charges | 0
OTPW | AG1-2017-041 | 84906754 | 0 | 0 | 0 |  | 0 | 0 | 0 | 0 | 0 | 0 | Schedule 9 & 11 Charges | 0
OTPW | AG1-2017-042 | 84910586 | 0 | 0 | 0 |  | 0 | 0 | 0 | 0 | 0 | 0 | Schedule 9 & 11 Charges | 0
SPSM | AG1-2017-044 | 84730363 | 16121.51 | 0 | 16121.51 | 8 | 0 | 0 | 0 | 0 | 20336.79 | 0 | Schedule 9 & 11 Charges | 0
SPSM | AG1-2017-045 | 84734700 | 9749.82 | 0 | 9749.82 | 8 | 0 | 0 | 0 | 0 | 13096.09 | 0 | Schedule 9 & 11 Charges | 0
SPSM | AG1-2017-046 | 84734856 | 12127.61 | 0 | 12127.61 | 8 | 0 | 0 | 0 | 0 | 16283.95 | 0 | Schedule 9 & 11 Charges | 0
SPSM | AG1-2017-047 | 84734992 | 33492.66 | 0 | 33492.66 | 8 | 0 | 0 | 0 | 0 | 44971.03 | 0 | Schedule 9 & 11 Charges | 0
Grand Total |  |  | 2358529.3 |  | 2169342.34 |  |  | 0 | 153291.38 | 1121534.16 | 3738228.77 |  |  | 189186.96
Requests with Study Parameters Exceeded
AEPE | AG1-2017-007 | 84740859 | 0 | 0 | 0 |  | 0 | 0 | 0 | 0 | 0 | 0 | Schedule 9 & 11 Charges | 0
AEPE | AG1-2017-008 | 84746514 | 23600.28 | 23600.28 | 0 |  | 0 | 0 | 0 | 68540.4 | 0 | 0 | 68540.4 | 23600.28
AEPE | AG1-2017-009 | 84746608 | 2785.63 | 2785.63 | 0 |  | 0 | 0 | 0 | 3588 | 0 | 0 | 3588 | 2785.63
AEPE | AG1-2017-010 | 84755770 | 10131.22 | 10131.22 | 0 |  | 0 | 0 | 0 | 43107.84 | 0 | 0 | 43107.84 | 10131.22
AEPM | AG1-2017-011 | 84903862 | 1777778.7 | 1777778.7 | 0 |  | 0 | 2854522.31 | 0 | 1052002.2 | 0 | 0 | 3906524.51 | 1777778.7
AEPM | AG1-2017-012 | 84904082 | 7675532.49 | 7675532.49 | 0 | 8 | 0 | 4550804.19 | 0 | 7968576 | 0 | 0 | 12519380.19 | 7675532
AEPM | AG1-2017-013 | 84904145 | 6280881.73 | 6269007.66 | 11874.07 |  | 0 | 4393032.91 | 0 | 17592837.6 | 16461 | 0 | 21985870.51 | 6269007.66
AEPM | AG1-2017-014 | 84904230 | 3416183.64 | 3416183.64 | 0 | 8 | 0 | 3540996.91 | 0 | 7488517.8 | 0 | 0 | 11029514.71 | 3416183.64
AEPM | AG1-2017-015 | 84904264 | 5677660.7 | 5677660.7 | 0 | 8 | 0 | 3096347.26 | 0 | 6318005.4 | 0 | 0 | 9414352.66 | 5677660.7
AEPM | AG1-2017-016 | 84904431 | 11640871.31 | 11620871.31 | 20000 |  | 0 | 0 | 0 | 19929906.9 | 34101 | 0 | 19929906.9 | 11620871.31
AEPM | AG1-2017-017 | 84904909 | 44521888.04 | 18061888.04 | 26460000 |  | 0 | 21924281.08 | 33576043.58 | 1147242 | 0 | 0 | 23071523.08 | 18061888.04
KCPS | AG1-2017-023 | 84873359 | 2037750.96 | 2037750.96 | 0 |  | 0 | 0 | 0 | 3756950.84 | 0 | 0 | 3756950.84 | 2037750.96
PEC | AG1-2017-043 | 84885681 | 8865717.61 | 8865539.09 | 178.52 |  | 0 | 8367436.734 | 0 | 1330964.4 | 999.6 | 0 | 9698401.134 | 8865539.09
WRGS | AG1-2017-048 | 84877548 | 9483991.9 | 9480667.38 | 3324.52 |  | 0 | 8072495.78 | 0 | 6537793.13 | 3847.83 | 0 | 14610288.91 | 9480667.38
WRGS | AG1-2017-049 | 84877556 | 3478625.26 | 3475185.83 | 3439.43 |  | 0 | 4188903.7 | 0 | 1713319.92 | 3975.12 | 0 | 5902223.62 | 3475185.83
Grand Total |  |  | 104893399.47 |  | 26498816.54 |  |  | 60988820.87 | 33576043.58 | 74951352.43 | 59384.55 |  |  | 78394582.44
Note 1: Letter of Credit required for financial security for transmission owner for network upgrades is determined by allocated engineering and construction costs less engineering and construction costs for upgrades when network customer is the transmission owner less the E & C allocation of expedited projects. Letter of Credit is required for upgrades assigned to PTP requests. The amount of the letter of credit will be adjusted down on an annual basis to reflect cost recovery based on revenue allocation. This letter of credit is not required for those facilities that are fully base plan funded. The Letter Of Credit Amount listed is based on meeting OATT Attachment J requirements for base plan funding.
Note 2: If potential base plan funding is applicable, this value is the lesser of the Engineering and Construction costs of assignable upgrades or the value of base plan funding calculated pursuant to Attachment J, Section III B criteria. Allocation of base plan funding is contingent upon verification of customer agreements meeting Attachment J, Section II B criteria. Not applicable if Point-to-Point base rate exceeds revenue requirements.
Note 3: Revenue Requirements (RR) are based upon deferred end dates if applicable. Deferred dates are based upon customer's choice to pursue redispatch. Achievable Base Plan Avoided RR in the case of a Base Plan upgrade being displaced or deferred by an earlier in service date for a Requested Upgrade shall be determined per Attachment J, Section VII.C methodology. Assumption of a 40 year service life is utilized for Base Plan funded projects. A present worth analysis of RR on a common year basis between the Base Plan and Requested Upgrades was performed to determine avoided Base Plan RR due to the displacement or deferral of the Base Plan upgrade by the Requested Upgrade. The incremental increase in present worth of a Requested Upgrade on a common year basis as a Base Plan upgrade is assigned to the transmission requests impacting the upgrade based on the displacement or deferral. If the displacement analysis results in lower RR due to the shorter amortization period of the requested upgrade when compared to a base plan amortization period, then no direct assignment of the upgrade cost is made due to the displacement to an earlier start date.
Note 4: For Point-to-Point requests, total cost is based on the higher of the base rate OR assigned upgrade revenue requirements. For Network requests, the total cost is based on the directly assigned upgrade revenue requirements AND Schedules 1, 1A, 2, 9, 11, & 12 charges. Network cost amounts populated in this column are reduced by offsets (if available) from base plan funding, which is determined using Attachment J, Section II B Criteria. Additionally E & C of 3rd Party upgrades is assignable to Customer. This includes prepayments required for any SWPA upgrades. Revenue requirements for 3rd Party facilities are not calculated. Total cost to customer is based on assumption of Revenue Requirements with confirmation of base plan funding. Customer is responsible for negotiating redispatch costs if applicable. Customer is also responsible to pay credits for previously assigned upgrades that are impacted by their request. Credits can be paid from base plan funding if applicable.
Note 5: RR with base plan funding may increase or decrease even if no base plan funding is applicable to a particular request if another request that shares the upgrade is now full base plan funded resulting in a different amortization period for the upgrade and thus different RR.
Note 6: RR for creditable upgrades.
Note 7: CPOs for creditable upgrades may be calculated based on estimated upgrade cost and are subject to change.
Note 8: CPOs for creditable upgrade(s) may be required based on completion of GI review.
Note 9: Point-To-Point Base Rate used to offset Revenue Requirements are calculated using the following available rate(s): Schedule 7, Schedule 11 Base Plan Zonal, Schedule 11 Base Plan Regional. These rate(s) are subject to change.
Note 10: Point-To-Point Base Rate is calculated using the following available rate(s): Schedule 1, Schedule 1A, Schedule 2, Schedule 7, Schedule 11 Base Plan Zonal, Schedule 11 Base Plan Regional, and Schedule 12. These rate(s) are subject to change.

## Table3
Customer | Study Number
AEPE | AG1-2017-001
Customer | Reservation | POR | POD | Requested Amount | Requested Start Date | Requested Stop Date | Deferred Start Date Without Redispatch | Deferred Stop Date Without Redispatch | Potential Base Plan Funding Allowable | Point-to-Point Base Rate | Allocated E & C Cost | Total Revenue Requirements
AEPE | 84604894 | NPPD | NPPD | 7 | 2018-01-01 | 2023-01-01 | 2018-01-01 | 2023-01-01 | 0 | 0 | 0 | 0
[9 empty] | 0 | 0 | 0 | 0
Reservation | Upgrade Name | DUN | EOC | Earliest Start Date | Redispatch Available | Allocated E & C Cost | Total E & C Cost | Total Revenue Requirements
84604894 | None |  |  |  |  | 0 | 0 | 0
[5 empty] | Total | 0 | 0 | 0
*Note: This request is related to OASIS requests 84606580, 84606716, and 84727067.
Customer | Study Number
AEPE | AG1-2017-002
Customer | Reservation | POR | POD | Requested Amount | Requested Start Date | Requested Stop Date | Deferred Start Date Without Redispatch | Deferred Stop Date Without Redispatch | Potential Base Plan Funding Allowable | Point-to-Point Base Rate | Allocated E & C Cost | Total Revenue Requirements
AEPE | 84606580 | WAUE | NPPD | 1 | 2018-01-01 | 2023-01-01 | 2018-01-01 | 2023-01-01 | 0 | 0 | 184.86 | 237.6
[9 empty] | 0 | 0 | 184.86 | 237.6
Reservation | Upgrade Name | DUN | EOC | Earliest Start Date | Redispatch Available | Allocated E & C Cost | Total E & C Cost | Total Revenue Requirements
84606580 | None |  |  |  |  | 0 | 0 | 0
[5 empty] | Total | 0 | 0 | 0
Credits may be required for the following Network Upgrades in accordance with Attachment Z2 of the SPP OATT.
Reservation | Upgrade Name | DUN | EOC | Earliest Start Date | Redispatch Available | Allocated E & C Cost | Total Revenue Requirements
84606580 | Albion - Petersburg 115kV Ckt 1 Hansford Upgrade | 12/31/2012 | 12/31/2012 |  |  | 184.86 | 237.6
*Note: CPOs may be calculated based on estimated upgrade cost and are subject to change. |  |  |  |  | Total | 184.86 | 237.6
Customer | Study Number
AEPE | AG1-2017-003
Customer | Reservation | POR | POD | Requested Amount | Requested Start Date | Requested Stop Date | Deferred Start Date Without Redispatch | Deferred Stop Date Without Redispatch | Potential Base Plan Funding Allowable | Point-to-Point Base Rate | Allocated E & C Cost | Total Revenue Requirements
AEPE | 84606716 | NPPD | NPPD | 5 | 2018-01-01 | 2022-01-01 | 2018-01-01 | 2022-01-01 | 0 | 0 | 0 | 0
[9 empty] | 0 | 0 | 0 | 0
Reservation | Upgrade Name | DUN | EOC | Earliest Start Date | Redispatch Available | Allocated E & C Cost | Total E & C Cost | Total Revenue Requirements
84606716 | None |  |  |  |  | 0 | 0 | 0
[5 empty] | Total | 0 | 0 | 0
Customer | Study Number
AEPE | AG1-2017-004
Customer | Reservation | POR | POD | Requested Amount | Requested Start Date | Requested Stop Date | Deferred Start Date Without Redispatch | Deferred Stop Date Without Redispatch | Potential Base Plan Funding Allowable | Point-to-Point Base Rate | Allocated E & C Cost | Total Revenue Requirements
AEPE | 84727067 | NPPD | NPPD | 7 | 2018-01-01 | 2023-01-01 | 2018-01-01 | 2023-01-01 | 0 | 0 | 0 | 0
[9 empty] | 0 | 0 | 0 | 0
Reservation | Upgrade Name | DUN | EOC | Earliest Start Date | Redispatch Available | Allocated E & C Cost | Total E & C Cost | Total Revenue Requirements
84727067 | None |  |  |  |  | 0 | 0 | 0
[5 empty] | Total | 0 | 0 | 0
Customer | Study Number
AEPE | AG1-2017-005
Customer | Reservation | POR | POD | Requested Amount | Requested Start Date | Requested Stop Date | Deferred Start Date Without Redispatch | Deferred Stop Date Without Redispatch | Potential Base Plan Funding Allowable | Point-to-Point Base Rate | Allocated E & C Cost | Total Revenue Requirements
AEPE | 84729062 | MPS | SPS | 37 | 2019-06-01 | 2026-01-01 | 2019-06-01 | 2026-01-01 | 0 | 0 | 0 | 0
[9 empty] | 0 | 0 | 0 | 0
Reservation | Upgrade Name | DUN | EOC | Earliest Start Date | Redispatch Available | Allocated E & C Cost | Total E & C Cost | Total Revenue Requirements
84729062 | None |  |  |  |  | 0 | 0 | 0
[5 empty] | Total | 0 | 0 | 0
*Note: This request is related to OASIS request 84740127.
Customer | Study Number
AEPE | AG1-2017-006
Customer | Reservation | POR | POD | Requested Amount | Requested Start Date | Requested Stop Date | Deferred Start Date Without Redispatch | Deferred Stop Date Without Redispatch | Potential Base Plan Funding Allowable | Point-to-Point Base Rate | Allocated E & C Cost | Total Revenue Requirements
AEPE | 84740127 | MPS | SPS | 37 | 2019-06-01 | 2026-01-01 | 2019-06-01 | 2026-01-01 | 422925.23 | 0 | 422925.23 | 918893.24
[9 empty] | 422925.23 | 0 | 422925.23 | 918893.24
Reservation | Upgrade Name | DUN | EOC | Earliest Start Date | Redispatch Available | Allocated E & C Cost | Total E & C Cost | Total Revenue Requirements
84740127 | None |  |  |  |  | 0 | 0 | 0
[5 empty] | Total | 0 | 0 | 0
Potential System Constraints Projects
Reservation | Upgrade Name | DUN | EOC | Earliest Start Date | Redispatch Available
84740127 | DENVER CITY INTERCHANGE N. - XTO_RUSSEL 3115.00 115KV CKT 1 | 2022-10-01 | 2022-10-01
| FLOYD COUNTY INTERCHANGE - TUCO INTERCHANGE 115KV CKT 1 | 2022-06-01 | 2022-06-01
Construction Pending - The requested service is contingent upon completion of the following upgrades. Cost is not assignable to the transmission customer.
Reservation | Upgrade Name | DUN | EOC | Earliest Start Date | Redispatch Available
84740127 | CARLSBAD INTERCHANGE - PECOS INTERCHANGE 115KV CKT 1 | 2022-10-01 | 2022-10-01
Credits may be required for the following Network Upgrades in accordance with Attachment Z2 of the SPP OATT.
Reservation | Upgrade Name | DUN | EOC | Earliest Start Date | Redispatch Available | Allocated E & C Cost | Total Revenue Requirements
84740127 | Harrington Mid - Nichols 230 kV Ckt 2 | 12/1/2012 | 12/1/2012 |  |  | 6561.91 | 9028.12
| Harrington West - Nichols 230kV Ckt 1 | 12/1/2012 | 12/1/2012 |  |  | 6915.51 | 9514.76
| HUGO - VALLIANT 345KV CKT 1 | 7/1/2012 | 7/1/2012 |  |  | 20431.28 | 81919.84
| Kingfisher Co Tap - Mathewson 345kV CKT 1 | 3/1/2018 | 3/1/2018 |  |  | 32524.97 | 38981.76
| NORTHWEST - WOODWARD 345KV CKT 1 | 1/1/2010 | 1/1/2010 |  |  | 94828.69 | 459664.66
| TUCO Interchange 345/230kV CKT 1 Replacement | 6/1/2018 | 6/1/2018 |  |  | 257712.21 | 305846.13
| Valliant 345 kV (AEP) | 4/17/2012 | 4/17/2012 |  |  | 3950.66 | 13937.97
*Note: CPOs may be calculated based on estimated upgrade cost and are subject to change. |  |  |  |  | Total | 422925.23 | 918893.24
**Note: CPOs for creditable upgrade(s) may be required based on completion of GI review.
Customer | Study Number
BEPM | AG1-2017-018
Customer | Reservation | POR | POD | Requested Amount | Requested Start Date | Requested Stop Date | Deferred Start Date Without Redispatch | Deferred Stop Date Without Redispatch | Potential Base Plan Funding Allowable | Point-to-Point Base Rate | Allocated E & C Cost | Total Revenue Requirements
BEPM | 84885588 | WAUE | WAUE | 140 | 2017-12-01 | 2023-10-01 | 2018-10-01 | 2023-10-01 | 80000 | 0 | 241240.86 | 357783.383
[9 empty] | 80000 | 0 | 241240.86 | 357783.383
Service Upgrades Projects - The requested service is contingent upon completion of the following upgrades. Cost is assignable to the transmission customer(s) contingent upon Base Plan Funding.
Reservation | Upgrade Name | DUN | EOC | Earliest Start Date | Redispatch Available | Allocated E & C Cost | Total E & C Cost | Total Revenue Requirements
84885588 | DENISON - J6BOYER8 69.000 69KV CKT 1 | 2017-12-01 | 2018-10-01 |  |  | 80000 | 80000 | 153291.383
[5 empty] | Total | 80000 | 80000 | 153291.38
Potential System Constraints Projects
Reservation | Upgrade Name | DUN | EOC | Earliest Start Date | Redispatch Available
84885588 | EASTRUTH-CP7115.00 - MALLARD 115KV CKT 1 | 2019-10-01 | 2019-10-01
Credits may be required for the following Network Upgrades in accordance with Attachment Z2 of the SPP OATT.
Reservation | Upgrade Name | DUN | EOC | Earliest Start Date | Redispatch Available | Allocated E & C Cost | Total Revenue Requirements
84885588 | Fort Randall - Madison County 230kV Ckt 1 | 12/23/2013 | 12/23/2013 |  |  | 161240.86 | 204492
*Note: CPOs may be calculated based on estimated upgrade cost and are subject to change. |  |  |  |  | Total | 161240.86 | 204492
Customer | Study Number
BEPM | AG1-2017-019
Customer | Reservation | POR | POD | Requested Amount | Requested Start Date | Requested Stop Date | Deferred Start Date Without Redispatch | Deferred Stop Date Without Redispatch | Potential Base Plan Funding Allowable | Point-to-Point Base Rate | Allocated E & C Cost | Total Revenue Requirements
BEPM | 84885627 | WAUE | WAUE | 5 | 2018-04-01 | 401769 | 2018-04-01 | 401769 | 0 | 0 | 24364.54 | 912556.26
[9 empty] | 0 | 0 | 24364.54 | 912556.26
Reservation | Upgrade Name | DUN | EOC | Earliest Start Date | Redispatch Available | Allocated E & C Cost | Total E & C Cost | Total Revenue Requirements
84885627 | None |  |  |  |  | 0 | 0 | 0
[5 empty] | Total | 0 | 0 | 0
Potential System Constraints Projects
Reservation | Upgrade Name | DUN | EOC | Earliest Start Date | Redispatch Available
84885627 | EVERLYN - K409HARTLYM869.000 69KV CKT 1 | 2022-10-01 | 2022-10-01
| EVERLYN - SPENCER 69KV CKT 1 | 2022-10-01 | 2022-10-01
Credits may be required for the following Network Upgrades in accordance with Attachment Z2 of the SPP OATT.
Reservation | Upgrade Name | DUN | EOC | Earliest Start Date | Redispatch Available | Allocated E & C Cost | Total Revenue Requirements
84885627 | Daglum - Dickinson 230kV CKT 1 | 3/1/2019 | 3/1/2019 |  |  | 23110.77 | 866610.36
| Kelly - Madison County 230kV Ckt 1 | 11/1/2014 | 11/1/2014 |  |  | 1253.77 | 45945.9
*Note: CPOs may be calculated based on estimated upgrade cost and are subject to change. |  |  |  |  | Total | 24364.54 | 912556.26
Customer | Study Number
BEPM | AG1-2017-020
Customer | Reservation | POR | POD | Requested Amount | Requested Start Date | Requested Stop Date | Deferred Start Date Without Redispatch | Deferred Stop Date Without Redispatch | Potential Base Plan Funding Allowable | Point-to-Point Base Rate | Allocated E & C Cost | Total Revenue Requirements
BEPM | 84885635 | WAUE | WAUE | 45 | 2017-12-01 | 2023-10-01 | 2017-12-01 | 2023-10-01 | 0 | 0 | 3396.7 | 4248.3
[9 empty] | 0 | 0 | 3396.7 | 4248.3
Reservation | Upgrade Name | DUN | EOC | Earliest Start Date | Redispatch Available | Allocated E & C Cost | Total E & C Cost | Total Revenue Requirements
84885635 | None |  |  |  |  | 0 | 0 | 0
[5 empty] | Total | 0 | 0 | 0
Potential System Constraints Projects
Reservation | Upgrade Name | DUN | EOC | Earliest Start Date | Redispatch Available
84885635 | EASTRUTH-CP7115.00 - MALLARD 115KV CKT 1 | 2019-10-01 | 2019-10-01
Credits may be required for the following Network Upgrades in accordance with Attachment Z2 of the SPP OATT.
Reservation | Upgrade Name | DUN | EOC | Earliest Start Date | Redispatch Available | Allocated E & C Cost | Total Revenue Requirements
84885635 | Kelly - Madison County 230kV Ckt 1 | 11/1/2014 | 11/1/2014 |  |  | 3396.7 | 4248.3
*Note: CPOs may be calculated based on estimated upgrade cost and are subject to change. |  |  |  |  | Total | 3396.7 | 4248.3
Customer | Study Number
BRPS | AG1-2017-021
Customer | Reservation | POR | POD | Requested Amount | Requested Start Date | Requested Stop Date | Deferred Start Date Without Redispatch | Deferred Stop Date Without Redispatch | Potential Base Plan Funding Allowable | Point-to-Point Base Rate | Allocated E & C Cost | Total Revenue Requirements
BRPS | 84912692 | NPPD | NPPD | 19 | 2018-01-01 | 2028-01-01 | 2018-01-01 | 2028-01-01 | 1331706.13 | 0 | 1331706.13 | 1632432
[9 empty] | 1331706.13 | 0 | 1331706.13 | 1632432
Reservation | Upgrade Name | DUN | EOC | Earliest Start Date | Redispatch Available | Base Plan Funding for Wind | Directly Assigned for Wind | Allocated E & C Cost | Total E & C Cost | Total Revenue Requirements
84912692 | None |  |  |  |  | 0 | 0 | 0 | 0 | 0
[5 empty] | Total | 0 | 0 | 0 | 0 | 0
Credits may be required for the following Network Upgrades in accordance with Attachment Z2 of the SPP OATT.
Reservation | Upgrade Name | DUN | EOC | Earliest Start Date | Redispatch Available | Base Plan Funding for Wind | Directly Assigned for Wind | Allocated E & C Cost | Total Revenue Requirements
84912692 | Antelope - County Line - 115kV Rebuild | 5/1/2017 | 5/1/2017 |  |  | 29295.3 | 0 | 29295.3 | 35769.6
| Battle Creek - County Line 115kV Rebuild | 5/1/2017 | 5/1/2017 |  |  | 27945.17 | 0 | 27945.17 | 34120.8
| Neligh - Petersburg North 115kV Ckt 1 | 11/9/2012 | 11/9/2012 |  |  | 16319.05 | 0 | 16319.05 | 22671.6
| Rosemont 115kV Substation | 11/1/2017 | 11/1/2017 |  |  | 1258146.61 | 0 | 1258146.61 | 1539870
*Note: CPOs may be calculated based on estimated upgrade cost and are subject to change. |  |  |  |  | Total | 1331706.13 | 0 | 1331706.13 | 1632432
Customer | Study Number
FREM | AG1-2017-022
Customer | Reservation | POR | POD | Requested Amount | Requested Start Date | Requested Stop Date | Deferred Start Date Without Redispatch | Deferred Stop Date Without Redispatch | Potential Base Plan Funding Allowable | Point-to-Point Base Rate | Allocated E & C Cost | Total Revenue Requirements
FREM | 84911097 | OPPD | OPPD | 5 | 2018-10-01 | 2028-10-01 | 2018-10-01 | 2028-10-01 | 0 | 1589095.2 | 0 | 0
[9 empty] | 0 | 1589095.2 | 0 | 0
Reservation | Upgrade Name | DUN | EOC | Earliest Start Date | Redispatch Available | Allocated E & C Cost | Total E & C Cost | Total Revenue Requirements
84911097 | None |  |  |  |  | 0 | 0 | 0
[5 empty] | Total | 0 | 0 | 0
Customer | Study Number
KCPS | AG1-2017-024
Customer | Reservation | POR | POD | Requested Amount | Requested Start Date | Requested Stop Date | Deferred Start Date Without Redispatch | Deferred Stop Date Without Redispatch | Potential Base Plan Funding Allowable | Point-to-Point Base Rate | Allocated E & C Cost | Total Revenue Requirements
KCPS | 84885455 | WR | KCPL | 1 | 2017-12-01 | 2030-06-01 | 2017-12-01 | 2030-06-01 | 3345.68 | 0 | 3345.68 | 16897.5
[9 empty] | 3345.68 | 0 | 3345.68 | 16897.5
Reservation | Upgrade Name | DUN | EOC | Earliest Start Date | Redispatch Available | Allocated E & C Cost | Total E & C Cost | Total Revenue Requirements
84885455 | None |  |  |  |  | 0 | 0 | 0
[5 empty] | Total | 0 | 0 | 0
Credits may be required for the following Network Upgrades in accordance with Attachment Z2 of the SPP OATT.
Reservation | Upgrade Name | DUN | EOC | Earliest Start Date | Redispatch Available | Allocated E & C Cost | Total Revenue Requirements
84885455 | 166TH STREET - JAGGARD JUNCTION 115KV CKT 1 | 9/18/2008 | 9/18/2008 |  |  | 631.35 | 3237
| 166TH STREET - JARBALO JUNCTION SWITCHING STATION 115KV CKT 1 | 2/3/2010 | 2/3/2010 |  |  | 675.89 | 3864
| JAGGARD JUNCTION - PENTAGON 115KV CKT 1 | 6/1/2009 | 6/1/2009 |  |  | 1294.15 | 6499.5
| Kingfisher Co Tap - Mathewson 345kV CKT 1 | 3/1/2018 | 3/1/2018 |  |  | 369.19 | 465
| LACYGNE - WEST GARDNER 345KV CKT 1 | 6/1/2006 | 6/1/2006 |  |  | 261.33 | 2229
| NORTHWEST - WOODWARD 345KV CKT 1 | 1/1/2010 | 1/1/2010 |  |  | 113.77 | 603
*Note: CPOs may be calculated based on estimated upgrade cost and are subject to change. |  |  |  |  | Total | 3345.68 | 16897.5
Customer | Study Number
KMEA | AG1-2017-025
Customer | Reservation | POR | POD | Requested Amount | Requested Start Date | Requested Stop Date | Deferred Start Date Without Redispatch | Deferred Stop Date Without Redispatch | Potential Base Plan Funding Allowable | Point-to-Point Base Rate | Allocated E & C Cost | Total Revenue Requirements
KMEA | 84875443 | MPS | SECI | 30 | 2018-03-01 | 2038-03-01 | 2018-03-01 | 2038-03-01 | 98439.32 | 0 | 98439.32 | 631308
[9 empty] | 98439.32 | 0 | 98439.32 | 631308
Reservation | Upgrade Name | DUN | EOC | Earliest Start Date | Redispatch Available | Allocated E & C Cost | Total E & C Cost | Total Revenue Requirements
84875443 | None |  |  |  |  | 0 | 0 | 0
[5 empty] | Total | 0 | 0 | 0
Credits may be required for the following Network Upgrades in accordance with Attachment Z2 of the SPP OATT.
Reservation | Upgrade Name | DUN | EOC | Earliest Start Date | Redispatch Available | Allocated E & C Cost | Total Revenue Requirements
84875443 | Kingfisher Co Tap - Mathewson 345kV CKT 1 | 3/1/2018 | 3/1/2018 |  |  | 9609.8 | 13958.4
| NORTHWEST - WOODWARD 345KV CKT 1 | 1/1/2010 | 1/1/2010 |  |  | 88829.52 | 617349.6
*Note: CPOs may be calculated based on estimated upgrade cost and are subject to change. |  |  |  |  | Total | 98439.32 | 631308
Customer | Study Number
KMEA | AG1-2017-026
Customer | Reservation | POR | POD | Requested Amount | Requested Start Date | Requested Stop Date | Deferred Start Date Without Redispatch | Deferred Stop Date Without Redispatch | Potential Base Plan Funding Allowable | Point-to-Point Base Rate | Allocated E & C Cost | Total Revenue Requirements
KMEA | 84877536 | MPS | SECI | 5 | 2019-01-01 | 2029-01-01 | 2019-01-01 | 2029-01-01 | 148756.74 | 0 | 148756.74 | 360026.4
[9 empty] | 148756.74 | 0 | 148756.74 | 360026.4
Reservation | Upgrade Name | DUN | EOC | Earliest Start Date | Redispatch Available | Allocated E & C Cost | Total E & C Cost | Total Revenue Requirements
84877536 | None |  |  |  |  | 0 | 0 | 0
[5 empty] | Total | 0 | 0 | 0
Credits may be required for the following Network Upgrades in accordance with Attachment Z2 of the SPP OATT.
Reservation | Upgrade Name | DUN | EOC | Earliest Start Date | Redispatch Available | Allocated E & C Cost | Total Revenue Requirements
84877536 | FLATRDG3 - MEDICINE LODGE 138KV CKT 1 | 12/1/2009 | 12/1/2009 |  |  | 6247.12 | 33138
| Ft. Dodge - North Ft. Dodge 115 kV Ckt 2 | 5/1/2015 | 5/1/2015 |  |  | 39901.98 | 52664.4
| Kingfisher Co Tap - Mathewson 345kV CKT 1 | 3/1/2018 | 3/1/2018 |  |  | 1545.62 | 1941.6
| MEDICINE LODGE - PRATT 115KV CKT 1 | 12/1/2009 | 12/1/2009 |  |  | 19737.74 | 101110.8
| MEDICINE LODGE 138/115KV TRANSFORMER CKT 1 | 12/1/2009 | 12/1/2009 |  |  | 2068.25 | 12181.2
| North Ft. Dodge - Spearville 115kV Ckt 2 | 5/1/2015 | 5/1/2015 |  |  | 20074.54 | 26494.8
| NORTHWEST - WOODWARD 345KV CKT 1 | 1/1/2010 | 1/1/2010 |  |  | 13219.98 | 70338
| Rice County 230/115 kV transformer Ckt 1 | 10/1/2012 | 10/1/2012 |  |  | 12568.04 | 18082.8
| Spearville 345/115 kV Transformer CKT 1 | 5/1/2015 | 5/1/2015 |  |  | 33393.47 | 44074.8
*Note: CPOs may be calculated based on estimated upgrade cost and are subject to change. |  |  |  |  | Total | 148756.74 | 360026.4
Customer | Study Number
KMEA | AG1-2017-027
Customer | Reservation | POR | POD | Requested Amount | Requested Start Date | Requested Stop Date | Deferred Start Date Without Redispatch | Deferred Stop Date Without Redispatch | Potential Base Plan Funding Allowable | Point-to-Point Base Rate | Allocated E & C Cost | Total Revenue Requirements
KMEA | 84884608 | SPA | WR | 1 | 2017-12-01 | 2028-06-01 | 2017-12-01 | 2028-06-01 | 2517.22 | 0 | 2517.22 | 12680.64
[9 empty] | 2517.22 | 0 | 2517.22 | 12680.64
Reservation | Upgrade Name | DUN | EOC | Earliest Start Date | Redispatch Available | Allocated E & C Cost | Total E & C Cost | Total Revenue Requirements
84884608 | None |  |  |  |  | 0 | 0 | 0
[5 empty] | Total | 0 | 0 | 0
Credits may be required for the following Network Upgrades in accordance with Attachment Z2 of the SPP OATT.
Reservation | Upgrade Name | DUN | EOC | Earliest Start Date | Redispatch Available | Allocated E & C Cost | Total Revenue Requirements
84884608 | COFFEYVILLE TAP - DEARING 138KV CKT 1 (WR) #2 | 6/9/2010 | 6/9/2010 |  |  | 0.32 | 1.26
| HUGO - VALLIANT 345KV CKT 1 | 7/1/2012 | 7/1/2012 |  |  | 391.73 | 1600.2
| LACYGNE - WEST GARDNER 345KV CKT 1 | 6/1/2006 | 6/1/2006 |  |  | 267.01 | 2116.8
| NORTHWEST - WOODWARD 345KV CKT 1 | 1/1/2010 | 1/1/2010 |  |  | 1665.79 | 8229.06
| SUB 110 - ORONOGO JCT. - SUB 452 - RIVERTON 161KV CKT 1 | 6/1/2011 | 6/1/2011 |  |  | 117.15 | 462.42
| Valliant 345 kV (AEP) | 4/17/2012 | 4/17/2012 |  |  | 75.22 | 270.9
*Note: CPOs may be calculated based on estimated upgrade cost and are subject to change. |  |  |  |  | Total | 2517.22 | 12680.64
Customer | Study Number
KMEA | AG1-2017-028
Customer | Reservation | POR | POD | Requested Amount | Requested Start Date | Requested Stop Date | Deferred Start Date Without Redispatch | Deferred Stop Date Without Redispatch | Potential Base Plan Funding Allowable | Point-to-Point Base Rate | Allocated E & C Cost | Total Revenue Requirements
KMEA | 84885203 | NPPD | WR | 1 | 2017-12-01 | 2054-10-01 | 2017-12-01 | 2054-10-01 | 248.68 | 0 | 248.68 | 1233.18
[9 empty] | 248.68 | 0 | 248.68 | 1233.18
Reservation | Upgrade Name | DUN | EOC | Earliest Start Date | Redispatch Available | Allocated E & C Cost | Total E & C Cost | Total Revenue Requirements
84885203 | None |  |  |  |  | 0 | 0 | 0
[5 empty] | Total | 0 | 0 | 0
Potential System Constraints Projects
Reservation | Upgrade Name | DUN | EOC | Earliest Start Date | Redispatch Available
84885203 | STORLA (KV1A) 230/115/13.2KV TRANSFORMER CKT 1 | 2018-10-01 | 2019-10-01
Credits may be required for the following Network Upgrades in accordance with Attachment Z2 of the SPP OATT.
Reservation | Upgrade Name | DUN | EOC | Earliest Start Date | Redispatch Available | Allocated E & C Cost | Total Revenue Requirements
84885203 | Kelly - Madison County 230kV Ckt 1 | 11/1/2014 | 11/1/2014 |  |  | 200.33 | 388.96
| LACYGNE - WEST GARDNER 345KV CKT 1 | 6/1/2006 | 6/1/2006 |  |  | 48.35 | 844.22
*Note: CPOs may be calculated based on estimated upgrade cost and are subject to change. |  |  |  |  | Total | 248.68 | 1233.18
Customer | Study Number
KMEA | AG1-2017-029
Customer | Reservation | POR | POD | Requested Amount | Requested Start Date | Requested Stop Date | Deferred Start Date Without Redispatch | Deferred Stop Date Without Redispatch | Potential Base Plan Funding Allowable | Point-to-Point Base Rate | Allocated E & C Cost | Total Revenue Requirements
KMEA | 84885381 | MPS | KCPL | 5 | 2018-03-01 | 2028-03-01 | 2018-03-01 | 2028-03-01 | 868.01 | 0 | 868.01 | 6903.6
[9 empty] | 868.01 | 0 | 868.01 | 6903.6
Reservation | Upgrade Name | DUN | EOC | Earliest Start Date | Redispatch Available | Allocated E & C Cost | Total E & C Cost | Total Revenue Requirements
84885381 | None |  |  |  |  | 0 | 0 | 0
[5 empty] | Total | 0 | 0 | 0
Credits may be required for the following Network Upgrades in accordance with Attachment Z2 of the SPP OATT.
Reservation | Upgrade Name | DUN | EOC | Earliest Start Date | Redispatch Available | Allocated E & C Cost | Total Revenue Requirements
84885381 | LACYGNE - WEST GARDNER 345KV CKT 1 | 6/1/2006 | 6/1/2006 |  |  | 868.01 | 6903.6
*Note: CPOs may be calculated based on estimated upgrade cost and are subject to change. |  |  |  |  | Total | 868.01 | 6903.6
Customer | Study Number
KMEA | AG1-2017-030
Customer | Reservation | POR | POD | Requested Amount | Requested Start Date | Requested Stop Date | Deferred Start Date Without Redispatch | Deferred Stop Date Without Redispatch | Potential Base Plan Funding Allowable | Point-to-Point Base Rate | Allocated E & C Cost | Total Revenue Requirements
KMEA | 84885945 | MPS | KCPL | 20 | 2019-01-01 | 2029-01-01 | 2019-01-01 | 2029-01-01 | 3115.99 | 0 | 3115.99 | 26666.4
[9 empty] | 3115.99 | 0 | 3115.99 | 26666.4
Reservation | Upgrade Name | DUN | EOC | Earliest Start Date | Redispatch Available | Allocated E & C Cost | Total E & C Cost | Total Revenue Requirements
84885945 | None |  |  |  |  | 0 | 0 | 0
[5 empty] | Total | 0 | 0 | 0
Credits may be required for the following Network Upgrades in accordance with Attachment Z2 of the SPP OATT.
Reservation | Upgrade Name | DUN | EOC | Earliest Start Date | Redispatch Available | Allocated E & C Cost | Total Revenue Requirements
84885945 | LACYGNE - WEST GARDNER 345KV CKT 1 | 6/1/2006 | 6/1/2006 |  |  | 3115.99 | 26666.4
*Note: CPOs may be calculated based on estimated upgrade cost and are subject to change. |  |  |  |  | Total | 3115.99 | 26666.4
Customer | Study Number
KMEA | AG1-2017-031
Customer | Reservation | POR | POD | Requested Amount | Requested Start Date | Requested Stop Date | Deferred Start Date Without Redispatch | Deferred Stop Date Without Redispatch | Potential Base Plan Funding Allowable | Point-to-Point Base Rate | Allocated E & C Cost | Total Revenue Requirements
KMEA | 84906139 | MPS | WR | 1 | 2020-01-01 | 2040-01-01 | 2020-01-01 | 2040-01-01 | 91.29 | 0 | 91.29 | 741.6
[9 empty] | 91.29 | 0 | 91.29 | 741.6
Reservation | Upgrade Name | DUN | EOC | Earliest Start Date | Redispatch Available | Allocated E & C Cost | Total E & C Cost | Total Revenue Requirements
84906139 | None |  |  |  |  | 0 | 0 | 0
[5 empty] | Total | 0 | 0 | 0
Credits may be required for the following Network Upgrades in accordance with Attachment Z2 of the SPP OATT.
Reservation | Upgrade Name | DUN | EOC | Earliest Start Date | Redispatch Available | Allocated E & C Cost | Total Revenue Requirements
84906139 | NORTHWEST - WOODWARD 345KV CKT 1 | 1/1/2010 | 1/1/2010 |  |  | 91.29 | 741.6
*Note: CPOs may be calculated based on estimated upgrade cost and are subject to change. |  |  |  |  | Total | 91.29 | 741.6
Customer | Study Number
KMEA | AG1-2017-032
Customer | Reservation | POR | POD | Requested Amount | Requested Start Date | Requested Stop Date | Deferred Start Date Without Redispatch | Deferred Stop Date Without Redispatch | Potential Base Plan Funding Allowable | Point-to-Point Base Rate | Allocated E & C Cost | Total Revenue Requirements
KMEA | 84906152 | MPS | WR | 1 | 2020-01-01 | 2040-01-01 | 2020-01-01 | 2040-01-01 | 91.29 | 0 | 91.29 | 741.6
[9 empty] | 91.29 | 0 | 91.29 | 741.6
Reservation | Upgrade Name | DUN | EOC | Earliest Start Date | Redispatch Available | Allocated E & C Cost | Total E & C Cost | Total Revenue Requirements
84906152 | None |  |  |  |  | 0 | 0 | 0
[5 empty] | Total | 0 | 0 | 0
Credits may be required for the following Network Upgrades in accordance with Attachment Z2 of the SPP OATT.
Reservation | Upgrade Name | DUN | EOC | Earliest Start Date | Redispatch Available | Allocated E & C Cost | Total Revenue Requirements
84906152 | NORTHWEST - WOODWARD 345KV CKT 1 | 1/1/2010 | 1/1/2010 |  |  | 91.29 | 741.6
*Note: CPOs may be calculated based on estimated upgrade cost and are subject to change. |  |  |  |  | Total | 91.29 | 741.6
Customer | Study Number
MEAN | AG1-2017-033
Customer | Reservation | POR | POD | Requested Amount | Requested Start Date | Requested Stop Date | Deferred Start Date Without Redispatch | Deferred Stop Date Without Redispatch | Potential Base Plan Funding Allowable | Point-to-Point Base Rate | Allocated E & C Cost | Total Revenue Requirements
MEAN | 84903949 | NPPD | MEC | 10 | 2018-01-01 | 2019-01-01 | 2018-01-01 | 2019-01-01 | 0 | 392189.28 | 0 | 0
[9 empty] | 0 | 392189.28 | 0 | 0
Reservation | Upgrade Name | DUN | EOC | Earliest Start Date | Redispatch Available | Allocated E & C Cost | Total E & C Cost | Total Revenue Requirements
84903949 | None |  |  |  |  | 0 | 0 | 0
[5 empty] | Total | 0 | 0 | 0
Customer | Study Number
MIDW | AG1-2017-034
Customer | Reservation | POR | POD | Requested Amount | Requested Start Date | Requested Stop Date | Deferred Start Date Without Redispatch | Deferred Stop Date Without Redispatch | Potential Base Plan Funding Allowable | Point-to-Point Base Rate | Allocated E & C Cost | Total Revenue Requirements
MIDW | 84911381 | SPA | WR | 1 | 2018-01-01 | 2034-06-01 | 2018-01-01 | 2034-06-01 | 2266 | 0 | 2266 | 13813.64
[9 empty] | 2266 | 0 | 2266 | 13813.64
Reservation | Upgrade Name | DUN | EOC | Earliest Start Date | Redispatch Available | Allocated E & C Cost | Total E & C Cost | Total Revenue Requirements
84911381 | None |  |  |  |  | 0 | 0 | 0
[5 empty] | Total | 0 | 0 | 0
Credits may be required for the following Network Upgrades in accordance with Attachment Z2 of the SPP OATT.
Reservation | Upgrade Name | DUN | EOC | Earliest Start Date | Redispatch Available | Allocated E & C Cost | Total Revenue Requirements
84911381 | HUGO - VALLIANT 345KV CKT 1 | 7/1/2012 | 7/1/2012 |  |  | 245.77 | 1243.07
| LACYGNE - WEST GARDNER 345KV CKT 1 | 6/1/2006 | 6/1/2006 |  |  | 82.65 | 813.61
| NORTHWEST - WOODWARD 345KV CKT 1 | 1/1/2010 | 1/1/2010 |  |  | 1890.37 | 11548.14
| Valliant 345 kV (AEP) | 4/17/2012 | 4/17/2012 |  |  | 47.21 | 208.82
*Note: CPOs may be calculated based on estimated upgrade cost and are subject to change. |  |  |  |  | Total | 2266 | 13813.64
Customer | Study Number
MIDW | AG1-2017-035
Customer | Reservation | POR | POD | Requested Amount | Requested Start Date | Requested Stop Date | Deferred Start Date Without Redispatch | Deferred Stop Date Without Redispatch | Potential Base Plan Funding Allowable | Point-to-Point Base Rate | Allocated E & C Cost | Total Revenue Requirements
MIDW | 84912544 | WR | WR | 1 | 2018-01-01 | 2034-06-01 | 2018-01-01 | 2034-06-01 | 2021.63 | 0 | 2021.63 | 12322.35
[9 empty] | 2021.63 | 0 | 2021.63 | 12322.35
Reservation | Upgrade Name | DUN | EOC | Earliest Start Date | Redispatch Available | Allocated E & C Cost | Total E & C Cost | Total Revenue Requirements
84912544 | None |  |  |  |  | 0 | 0 | 0
[5 empty] | Total | 0 | 0 | 0
Credits may be required for the following Network Upgrades in accordance with Attachment Z2 of the SPP OATT.
Reservation | Upgrade Name | DUN | EOC | Earliest Start Date | Redispatch Available | Allocated E & C Cost | Total Revenue Requirements
84912544 | FLATRDG3 - MEDICINE LODGE 138KV CKT 1 | 12/1/2009 | 12/1/2009 |  |  | 421.87 | 2616.16
| MEDICINE LODGE - PRATT 115KV CKT 1 | 12/1/2009 | 12/1/2009 |  |  | 1459.94 | 8742.86
| MEDICINE LODGE 138/115KV TRANSFORMER CKT 1 | 12/1/2009 | 12/1/2009 |  |  | 139.82 | 963.33
*Note: CPOs may be calculated based on estimated upgrade cost and are subject to change. |  |  |  |  | Total | 2021.63 | 12322.35
Customer | Study Number
MIDW | AG1-2017-036
Customer | Reservation | POR | POD | Requested Amount | Requested Start Date | Requested Stop Date | Deferred Start Date Without Redispatch | Deferred Stop Date Without Redispatch | Potential Base Plan Funding Allowable | Point-to-Point Base Rate | Allocated E & C Cost | Total Revenue Requirements
MIDW | 84912549 | SPA | WR | 1 | 2018-01-01 | 2034-06-01 | 2018-01-01 | 2034-06-01 | 1457.53 | 0 | 1457.53 | 8880.76
[9 empty] | 1457.53 | 0 | 1457.53 | 8880.76
Reservation | Upgrade Name | DUN | EOC | Earliest Start Date | Redispatch Available | Allocated E & C Cost | Total E & C Cost | Total Revenue Requirements
84912549 | None |  |  |  |  | 0 | 0 | 0
[5 empty] | Total | 0 | 0 | 0
Credits may be required for the following Network Upgrades in accordance with Attachment Z2 of the SPP OATT.
Reservation | Upgrade Name | DUN | EOC | Earliest Start Date | Redispatch Available | Allocated E & C Cost | Total Revenue Requirements
84912549 | FLATRDG3 - MEDICINE LODGE 138KV CKT 1 | 12/1/2009 | 12/1/2009 |  |  | 140.96 | 874.68
| HUGO - VALLIANT 345KV CKT 1 | 7/1/2012 | 7/1/2012 |  |  | 102.4 | 518.11
| LACYGNE - WEST GARDNER 345KV CKT 1 | 6/1/2006 | 6/1/2006 |  |  | 31.65 | 311.26
| MEDICINE LODGE - PRATT 115KV CKT 1 | 12/1/2009 | 12/1/2009 |  |  | 396.18 | 2371.88
| MEDICINE LODGE 138/115KV TRANSFORMER CKT 1 | 12/1/2009 | 12/1/2009 |  |  | 46.72 | 321.11
| NORTHWEST - WOODWARD 345KV CKT 1 | 1/1/2010 | 1/1/2010 |  |  | 719.95 | 4397.04
| Valliant 345 kV (AEP) | 4/17/2012 | 4/17/2012 |  |  | 19.67 | 86.68
*Note: CPOs may be calculated based on estimated upgrade cost and are subject to change. |  |  |  |  | Total | 1457.53 | 8880.76
Customer | Study Number
NPPM | AG1-2017-037
Customer | Reservation | POR | POD | Requested Amount | Requested Start Date | Requested Stop Date | Deferred Start Date Without Redispatch | Deferred Stop Date Without Redispatch | Potential Base Plan Funding Allowable | Point-to-Point Base Rate | Allocated E & C Cost | Total Revenue Requirements
NPPM | 84863769 | NPPD | NPPD | 32 | 2018-01-01 | 2025-04-01 | 2018-01-01 | 2025-04-01 | 0 | 0 | 0 | 0
[9 empty] | 0 | 0 | 0 | 0
Reservation | Upgrade Name | DUN | EOC | Earliest Start Date | Redispatch Available | Allocated E & C Cost | Total E & C Cost | Total Revenue Requirements
84863769 | None |  |  |  |  | 0 | 0 | 0
[5 empty] | Total | 0 | 0 | 0
Customer | Study Number
NPPM | AG1-2017-038
Customer | Reservation | POR | POD | Requested Amount | Requested Start Date | Requested Stop Date | Deferred Start Date Without Redispatch | Deferred Stop Date Without Redispatch | Potential Base Plan Funding Allowable | Point-to-Point Base Rate | Allocated E & C Cost | Total Revenue Requirements
NPPM | 84863943 | NPPD | NPPD | 36 | 2018-01-01 | 2025-04-01 | 2018-01-01 | 2025-04-01 | 0 | 0 | 0 | 0
[9 empty] | 0 | 0 | 0 | 0
Reservation | Upgrade Name | DUN | EOC | Earliest Start Date | Redispatch Available | Allocated E & C Cost | Total E & C Cost | Total Revenue Requirements
84863943 | None |  |  |  |  | 0 | 0 | 0
[5 empty] | Total | 0 | 0 | 0
Customer | Study Number
OTPW | AG1-2017-039
Customer | Reservation | POR | POD | Requested Amount | Requested Start Date | Requested Stop Date | Deferred Start Date Without Redispatch | Deferred Stop Date Without Redispatch | Potential Base Plan Funding Allowable | Point-to-Point Base Rate | Allocated E & C Cost | Total Revenue Requirements
OTPW | 84906479 | OTP | WAUE | 49 | 2018-01-01 | 401769 | 2018-01-01 | 401769 | 0 | 0 | 0 | 0
[9 empty] | 0 | 0 | 0 | 0
Reservation | Upgrade Name | DUN | EOC | Earliest Start Date | Redispatch Available | Allocated E & C Cost | Total E & C Cost | Total Revenue Requirements
84906479 | None |  |  |  |  | 0 | 0 | 0
[5 empty] | Total | 0 | 0 | 0
Customer | Study Number
OTPW | AG1-2017-040
Customer | Reservation | POR | POD | Requested Amount | Requested Start Date | Requested Stop Date | Deferred Start Date Without Redispatch | Deferred Stop Date Without Redispatch | Potential Base Plan Funding Allowable | Point-to-Point Base Rate | Allocated E & C Cost | Total Revenue Requirements
OTPW | 84906636 | OTP | WAUE | 49 | 2018-01-01 | 2023-01-01 | 2018-01-01 | 2023-01-01 | 0 | 0 | 0 | 0
[9 empty] | 0 | 0 | 0 | 0
Reservation | Upgrade Name | DUN | EOC | Earliest Start Date | Redispatch Available | Allocated E & C Cost | Total E & C Cost | Total Revenue Requirements
84906636 | None |  |  |  |  | 0 | 0 | 0
[5 empty] | Total | 0 | 0 | 0
Customer | Study Number
OTPW | AG1-2017-041
Customer | Reservation | POR | POD | Requested Amount | Requested Start Date | Requested Stop Date | Deferred Start Date Without Redispatch | Deferred Stop Date Without Redispatch | Potential Base Plan Funding Allowable | Point-to-Point Base Rate | Allocated E & C Cost | Total Revenue Requirements
OTPW | 84906754 | OTP | WAUE | 15 | 2018-01-01 | 401769 | 2018-01-01 | 401769 | 0 | 0 | 0 | 0
[9 empty] | 0 | 0 | 0 | 0
Reservation | Upgrade Name | DUN | EOC | Earliest Start Date | Redispatch Available | Allocated E & C Cost | Total E & C Cost | Total Revenue Requirements
84906754 | None |  |  |  |  | 0 | 0 | 0
[5 empty] | Total | 0 | 0 | 0
Customer | Study Number
OTPW | AG1-2017-042
Customer | Reservation | POR | POD | Requested Amount | Requested Start Date | Requested Stop Date | Deferred Start Date Without Redispatch | Deferred Stop Date Without Redispatch | Potential Base Plan Funding Allowable | Point-to-Point Base Rate | Allocated E & C Cost | Total Revenue Requirements
OTPW | 84910586 | OTP | WAUE | 15 | 2018-01-01 | 2023-01-01 | 2018-01-01 | 2023-01-01 | 0 | 0 | 0 | 0
[9 empty] | 0 | 0 | 0 | 0
Reservation | Upgrade Name | DUN | EOC | Earliest Start Date | Redispatch Available | Allocated E & C Cost | Total E & C Cost | Total Revenue Requirements
84910586 | None |  |  |  |  | 0 | 0 | 0
[5 empty] | Total | 0 | 0 | 0
Customer | Study Number
SPSM | AG1-2017-044
Customer | Reservation | POR | POD | Requested Amount | Requested Start Date | Requested Stop Date | Deferred Start Date Without Redispatch | Deferred Stop Date Without Redispatch | Potential Base Plan Funding Allowable | Point-to-Point Base Rate | Allocated E & C Cost | Total Revenue Requirements
SPSM | 84730363 | SPS | SPS | 16 | 2019-06-01 | 2024-07-01 | 2019-06-01 | 2024-07-01 | 16121.51 | 0 | 16121.51 | 20336.79
[9 empty] | 16121.51 | 0 | 16121.51 | 20336.79
Reservation | Upgrade Name | DUN | EOC | Earliest Start Date | Redispatch Available | Allocated E & C Cost | Total E & C Cost | Total Revenue Requirements
84730363 | None |  |  |  |  | 0 | 0 | 0
[5 empty] | Total | 0 | 0 | 0
Potential System Constraints Projects
Reservation | Upgrade Name | DUN | EOC | Earliest Start Date | Redispatch Available
84730363 | DENVER CITY INTERCHANGE N. - XTO_RUSSEL 3115.00 115KV CKT 1 | 2022-10-01 | 2022-10-01
Credits may be required for the following Network Upgrades in accordance with Attachment Z2 of the SPP OATT.
Reservation | Upgrade Name | DUN | EOC | Earliest Start Date | Redispatch Available | Allocated E & C Cost | Total Revenue Requirements
84730363 | Harrington Mid - Nichols 230 kV Ckt 2 | 12/1/2012 | 12/1/2012 |  |  | 4480.47 | 6021.31
| Harrington West - Nichols 230kV Ckt 1 | 12/1/2012 | 12/1/2012 |  |  | 4625.88 | 6216.51
| Plant X - Tolk 230kV rebuild circuit #1 | 12/31/2017 | 12/31/2017 |  |  | 1117.41 | 1288.93
| Plant X - Tolk 230kV rebuild circuit #2 | 12/31/2017 | 12/31/2017 |  |  | 1103.29 | 1272.46
| Power System Stabilizers in SPS | 11/30/2014 | 11/30/2014 |  |  | 66.47 | 83.57
| TUCO Interchange 345/230kV CKT 1 Replacement | 6/1/2018 | 6/1/2018 |  |  | 4727.99 | 5454.01
*Note: CPOs may be calculated based on estimated upgrade cost and are subject to change. |  |  |  |  | Total | 16121.51 | 20336.79
**Note: CPOs for creditable upgrade(s) may be required based on completion of GI review.
Customer | Study Number
SPSM | AG1-2017-045
Customer | Reservation | POR | POD | Requested Amount | Requested Start Date | Requested Stop Date | Deferred Start Date Without Redispatch | Deferred Stop Date Without Redispatch | Potential Base Plan Funding Allowable | Point-to-Point Base Rate | Allocated E & C Cost | Total Revenue Requirements
SPSM | 84734700 | SPS | SPS | 17 | 2019-06-01 | 2024-07-01 | 2019-06-01 | 2024-07-01 | 9749.82 | 0 | 9749.82 | 13096.09
[9 empty] | 9749.82 | 0 | 9749.82 | 13096.09
Reservation | Upgrade Name | DUN | EOC | Earliest Start Date | Redispatch Available | Allocated E & C Cost | Total E & C Cost | Total Revenue Requirements
84734700 | None |  |  |  |  | 0 | 0 | 0
[5 empty] | Total | 0 | 0 | 0
Potential System Constraints Projects
Reservation | Upgrade Name | DUN | EOC | Earliest Start Date | Redispatch Available
84734700 | DENVER CITY INTERCHANGE N. - XTO_RUSSEL 3115.00 115KV CKT 1 | 2022-10-01 | 2022-10-01
Credits may be required for the following Network Upgrades in accordance with Attachment Z2 of the SPP OATT.
Reservation | Upgrade Name | DUN | EOC | Earliest Start Date | Redispatch Available | Allocated E & C Cost | Total Revenue Requirements
84734700 | Harrington Mid - Nichols 230 kV Ckt 2 | 12/1/2012 | 12/1/2012 |  |  | 4760.21 | 6397.07
| Harrington West - Nichols 230kV Ckt 1 | 12/1/2012 | 12/1/2012 |  |  | 4914.85 | 6605.08
| Power System Stabilizers in SPS | 11/30/2014 | 11/30/2014 |  |  | 74.76 | 93.94
*Note: CPOs may be calculated based on estimated upgrade cost and are subject to change. |  |  |  |  | Total | 9749.82 | 13096.09
**Note: CPOs for creditable upgrade(s) may be required based on completion of GI review.
Customer | Study Number
SPSM | AG1-2017-046
Customer | Reservation | POR | POD | Requested Amount | Requested Start Date | Requested Stop Date | Deferred Start Date Without Redispatch | Deferred Stop Date Without Redispatch | Potential Base Plan Funding Allowable | Point-to-Point Base Rate | Allocated E & C Cost | Total Revenue Requirements
SPSM | 84734856 | SPS | SPS | 21 | 2019-06-01 | 2024-07-01 | 2019-06-01 | 2024-07-01 | 12127.61 | 0 | 12127.61 | 16283.95
[9 empty] | 12127.61 | 0 | 12127.61 | 16283.95
Reservation | Upgrade Name | DUN | EOC | Earliest Start Date | Redispatch Available | Allocated E & C Cost | Total E & C Cost | Total Revenue Requirements
84734856 | None |  |  |  |  | 0 | 0 | 0
[5 empty] | Total | 0 | 0 | 0
Potential System Constraints Projects
Reservation | Upgrade Name | DUN | EOC | Earliest Start Date | Redispatch Available
84734856 | DENVER CITY INTERCHANGE N. - XTO_RUSSEL 3115.00 115KV CKT 1 | 2022-10-01 | 2022-10-01
Credits may be required for the following Network Upgrades in accordance with Attachment Z2 of the SPP OATT.
Reservation | Upgrade Name | DUN | EOC | Earliest Start Date | Redispatch Available | Allocated E & C Cost | Total Revenue Requirements
84734856 | Harrington Mid - Nichols 230 kV Ckt 2 | 12/1/2012 | 12/1/2012 |  |  | 5881.48 | 7904.38
| Harrington West - Nichols 230kV Ckt 1 | 12/1/2012 | 12/1/2012 |  |  | 6072.13 | 8160.58
| Power System Stabilizers in SPS | 11/30/2014 | 11/30/2014 |  |  | 174 | 218.99
*Note: CPOs may be calculated based on estimated upgrade cost and are subject to change. |  |  |  |  | Total | 12127.61 | 16283.95
**Note: CPOs for creditable upgrade(s) may be required based on completion of GI review.
Customer | Study Number
SPSM | AG1-2017-047
Customer | Reservation | POR | POD | Requested Amount | Requested Start Date | Requested Stop Date | Deferred Start Date Without Redispatch | Deferred Stop Date Without Redispatch | Potential Base Plan Funding Allowable | Point-to-Point Base Rate | Allocated E & C Cost | Total Revenue Requirements
SPSM | 84734992 | SPS | SPS | 58 | 2019-06-01 | 2024-07-01 | 2019-06-01 | 2024-07-01 | 33492.66 | 0 | 33492.66 | 44971.03
[9 empty] | 33492.66 | 0 | 33492.66 | 44971.03
Reservation | Upgrade Name | DUN | EOC | Earliest Start Date | Redispatch Available | Allocated E & C Cost | Total E & C Cost | Total Revenue Requirements
84734992 | None |  |  |  |  | 0 | 0 | 0
[5 empty] | Total | 0 | 0 | 0
Potential System Constraints Projects
Reservation | Upgrade Name | DUN | EOC | Earliest Start Date | Redispatch Available
84734992 | DENVER CITY INTERCHANGE N. - XTO_RUSSEL 3115.00 115KV CKT 1 | 2022-10-01 | 2022-10-01
Credits may be required for the following Network Upgrades in accordance with Attachment Z2 of the SPP OATT.
Reservation | Upgrade Name | DUN | EOC | Earliest Start Date | Redispatch Available | Allocated E & C Cost | Total Revenue Requirements
84734992 | Harrington Mid - Nichols 230 kV Ckt 2 | 12/1/2012 | 12/1/2012 |  |  | 16243.89 | 21830.68
| Harrington West - Nichols 230kV Ckt 1 | 12/1/2012 | 12/1/2012 |  |  | 16768.29 | 22535.23
| Power System Stabilizers in SPS | 11/30/2014 | 11/30/2014 |  |  | 480.48 | 605.12
*Note: CPOs may be calculated based on estimated upgrade cost and are subject to change. |  |  |  |  | Total | 33492.66 | 44971.03
**Note: CPOs for creditable upgrade(s) may be required based on completion of GI review.
Requests with Study Parameters Exceeded
Customer | Study Number
AEPE | AG1-2017-007
Customer | Reservation | POR | POD | Requested Amount | Requested Start Date | Requested Stop Date | Deferred Start Date Without Redispatch | Deferred Stop Date Without Redispatch | Potential Base Plan Funding Allowable | Point-to-Point Base Rate | Allocated E & C Cost | Total Revenue Requirements
AEPE | 84740859 | NPPD | NPPD | 36 | 2019-01-01 | 2024-01-01 | 2019-01-01 | 2024-01-01 | 0 | 0 | 0 | 0
[9 empty] | 0 | 0 | 0 | 0
Reservation | Upgrade Name | DUN | EOC | Earliest Start Date | Redispatch Available | Allocated E & C Cost | Total E & C Cost | Total Revenue Requirements
84740859 | None |  |  |  |  | 0 | 0 | 0
[5 empty] | Total | 0 | 0 | 0
*Note: CPOs may be calculated based on estimated upgrade cost and are subject to change.
Customer | Study Number
AEPE | AG1-2017-008
Customer | Reservation | POR | POD | Requested Amount | Requested Start Date | Requested Stop Date | Deferred Start Date Without Redispatch | Deferred Stop Date Without Redispatch | Potential Base Plan Funding Allowable | Point-to-Point Base Rate | Allocated E & C Cost | Total Revenue Requirements
AEPE | 84746514 | NPPD | NPPD | 32 | 2019-01-01 | 2022-01-01 | 2019-01-01 | 2022-01-01 | 0 | 0 | 23600.28 | 68540.4
[9 empty] | 0 | 0 | 23600.28 | 68540.4
Reservation | Upgrade Name | DUN | EOC | Earliest Start Date | Redispatch Available | Allocated E & C Cost | Total E & C Cost | Total Revenue Requirements
84746514 | None |  |  |  |  | 0 | 0 | 0
[5 empty] | Total | 0 | 0 | 0
Credits may be required for the following Network Upgrades in accordance with Attachment Z2 of the SPP OATT.
Reservation | Upgrade Name | DUN | EOC | Earliest Start Date | Redispatch Available | Allocated E & C Cost | Total Revenue Requirements
84746514 | CLIFTON - GREENLEAF 115KV CKT 1 | 2011-06-01 | 2013-06-01 |  |  | 11659.25 | 49609.8
| GREENLEAF - KNOB HILL 115KV CKT 1 (MKEC) | 2013-06-01 | 2013-06-01 |  |  | 1202.7 | 5117.4
| Neligh - Petersburg North 115kV Ckt 1 | 2012-11-09 | 2012-11-09 |  |  | 10738.33 | 13813.2
*Note: CPOs may be calculated based on estimated upgrade cost and are subject to change. |  |  |  |  | Total | 23600.28 | 68540.4
Customer | Study Number
AEPE | AG1-2017-009
Customer | Reservation | POR | POD | Requested Amount | Requested Start Date | Requested Stop Date | Deferred Start Date Without Redispatch | Deferred Stop Date Without Redispatch | Potential Base Plan Funding Allowable | Point-to-Point Base Rate | Allocated E & C Cost | Total Revenue Requirements
AEPE | 84746608 | WAUE | NPPD | 3 | 2019-01-01 | 2024-01-01 | 2019-01-01 | 2024-01-01 | 0 | 0 | 2785.63 | 3588
[9 empty] | 0 | 0 | 2785.63 | 3588
Reservation | Upgrade Name | DUN | EOC | Earliest Start Date | Redispatch Available | Allocated E & C Cost | Total E & C Cost | Total Revenue Requirements
84746608 | None |  |  |  |  | 0 | 0 | 0
[5 empty] | Total | 0 | 0 | 0
Potential System Constraints Projects
Reservation | Upgrade Name | DUN | EOC | Earliest Start Date | Redispatch Available
84746608 | STORLA (KV1A) 230/115/13.2KV TRANSFORMER CKT 1 | 2018-10-01 | 2019-10-01
Credits may be required for the following Network Upgrades in accordance with Attachment Z2 of the SPP OATT.
Reservation | Upgrade Name | DUN | EOC | Earliest Start Date | Redispatch Available | Allocated E & C Cost | Total Revenue Requirements
84746608 | Albion - Petersburg 115kV Ckt 1 Hansford Upgrade | 2012-12-31 | 2012-12-31 |  |  | 537.53 | 714
| Kelly - Madison County 230kV Ckt 1 | 2014-11-01 | 2014-11-01 |  |  | 2248.1 | 2874
*Note: CPOs may be calculated based on estimated upgrade cost and are subject to change. |  |  |  |  | Total | 2785.63 | 3588
Customer | Study Number
AEPE | AG1-2017-010
Customer | Reservation | POR | POD | Requested Amount | Requested Start Date | Requested Stop Date | Deferred Start Date Without Redispatch | Deferred Stop Date Without Redispatch | Potential Base Plan Funding Allowable | Point-to-Point Base Rate | Allocated E & C Cost | Total Revenue Requirements
AEPE | 84755770 | LES | NPPD | 18 | 2019-01-01 | 2022-01-01 | 2019-01-01 | 2022-01-01 | 0 | 0 | 10131.22 | 43107.84
[9 empty] | 0 | 0 | 10131.22 | 43107.84
Reservation | Upgrade Name | DUN | EOC | Earliest Start Date | Redispatch Available | Allocated E & C Cost | Total E & C Cost | Total Revenue Requirements
84755770 | None |  |  |  |  | 0 | 0 | 0
[5 empty] | Total | 0 | 0 | 0
Credits may be required for the following Network Upgrades in accordance with Attachment Z2 of the SPP OATT.
Reservation | Upgrade Name | DUN | EOC | Earliest Start Date | Redispatch Available | Allocated E & C Cost | Total Revenue Requirements
84755770 | CLIFTON - GREENLEAF 115KV CKT 1 | 2011-06-01 | 2013-06-01 |  |  | 9183.86 | 39076.92
| GREENLEAF - KNOB HILL 115KV CKT 1 (MKEC) | 2013-06-01 | 2013-06-01 |  |  | 947.36 | 4030.92
*Note: CPOs may be calculated based on estimated upgrade cost and are subject to change. |  |  |  |  | Total | 10131.22 | 43107.84
Customer | Study Number
AEPM | AG1-2017-011
Customer | Reservation | POR | POD | Requested Amount | Requested Start Date | Requested Stop Date | Deferred Start Date Without Redispatch | Deferred Stop Date Without Redispatch | Potential Base Plan Funding Allowable | Point-to-Point Base Rate | Allocated E & C Cost | Total Revenue Requirements
AEPM | 84903862 | CSWS | CSWS | 400 | 2022-06-01 | 2027-06-01 | 2022-06-01 | 2027-06-01 | 0 | 0 | 1777778.74 | 3906524.508
[9 empty] | 0 | 0 | 1777778.74 | 3906524.508
Reservation | Upgrade Name | DUN | EOC | Earliest Start Date | Redispatch Available | Allocated E & C Cost | Total E & C Cost | Total Revenue Requirements
84903862 | ARSENAL HILL - RAINES 138KV CKT 1 | 2022-10-01 | 2022-10-01 |  |  | 1464936 | 10000000 | 2825437.548
| HUGO POWER PLANT - VALLIANT 138KV CKT 1 | 2022-10-01 | 2022-10-01 |  |  | 19607 | 150000 | 29084.76
[5 empty] | Total | 1484543 | 10150000 | 2854522.31
Potential System Constraints Projects
Reservation | Upgrade Name | DUN | EOC | Earliest Start Date | Redispatch Available
84903862 | ONETA - ONETA ENERGY CENTER 345KV CKT 1 | 2022-06-01 | 2022-06-01
| ONETA - ONETA ENERGY CENTER 345KV CKT 2 | 2022-06-01 | 2022-06-01
Credits may be required for the following Network Upgrades in accordance with Attachment Z2 of the SPP OATT.
Reservation | Upgrade Name | DUN | EOC | Earliest Start Date | Redispatch Available | Allocated E & C Cost | Total Revenue Requirements
84903862 | HUGO - VALLIANT 345KV CKT 1 | 2012-07-01 | 2012-07-01 |  |  | 161454.47 | 786546
| Kingfisher Co Tap - Mathewson 345kV CKT 1 | 2018-03-01 | 2018-03-01 |  |  | 100115.72 | 131055.6
| Valliant 345 kV (AEP) | 2012-04-17 | 2012-04-17 |  |  | 31665.55 | 134400.6
*Note: CPOs may be calculated based on estimated upgrade cost and are subject to change. |  |  |  |  | Total | 293235.74 | 1052002.2
Customer | Study Number
AEPM | AG1-2017-012
Customer | Reservation | POR | POD | Requested Amount | Requested Start Date | Requested Stop Date | Deferred Start Date Without Redispatch | Deferred Stop Date Without Redispatch | Potential Base Plan Funding Allowable | Point-to-Point Base Rate | Allocated E & C Cost | Total Revenue Requirements
AEPM | 84904082 | CSWS | CSWS | 610 | 2022-06-01 | 2027-06-01 | 2022-06-01 | 2027-06-01 | 0 | 0 | 7675532.49 | 12519380.19
[9 empty] | 0 | 0 | 7675532.49 | 12519380.19
Reservation | Upgrade Name | DUN | EOC | Earliest Start Date | Redispatch Available | Allocated E & C Cost | Total E & C Cost | Total Revenue Requirements
84904082 | ARSENAL HILL - RAINES 138KV CKT 1 | 2022-10-01 | 2022-10-01 |  |  | 2359506 | 10000000 | 4550804.19
[5 empty] | Total | 2359506 | 10000000 | 4550804.19
Credits may be required for the following Network Upgrades in accordance with Attachment Z2 of the SPP OATT.
Reservation | Upgrade Name | DUN | EOC | Earliest Start Date | Redispatch Available | Allocated E & C Cost | Total Revenue Requirements
84904082 | Beaver County 345kV Substation | 2014-09-29 | 2014-09-29 |  |  | 3972022.72 | 5536221.6
| Beaver County 345kV Substation Addition | 2014-11-14 | 2014-11-14 |  |  | 120480.22 | 164341.2
| Beaver County Substation - Add 345kV terminal for Ochiltree | 2017-09-27 | 2017-09-27 |  |  | 1032429.95 | 1356729.6
| HUGO - VALLIANT 345KV CKT 1 | 2012-07-01 | 2012-07-01 |  |  | 159760.32 | 778293
| Valliant 345 kV (AEP) | 2012-04-17 | 2012-04-17 |  |  | 31333.28 | 132990.6
*Note: CPOs may be calculated based on estimated upgrade cost and are subject to change. |  |  |  |  | Total | 5316026.49 | 7968576
**Note: CPOs for creditable upgrade(s) may be required based on completion of GI review.
Customer | Study Number
AEPM | AG1-2017-013
Customer | Reservation | POR | POD | Requested Amount | Requested Start Date | Requested Stop Date | Deferred Start Date Without Redispatch | Deferred Stop Date Without Redispatch | Potential Base Plan Funding Allowable | Point-to-Point Base Rate | Allocated E & C Cost | Total Revenue Requirements
AEPM | 84904145 | OKGE | CSWS | 612 | 2022-06-01 | 2027-06-01 | 2022-06-01 | 2027-06-01 | 11874.07 | 0 | 6280881.73 | 22002331.506
[9 empty] | 11874.07 | 0 | 6280881.73 | 22002331.506
Reservation | Upgrade Name | DUN | EOC | Earliest Start Date | Redispatch Available | Allocated E & C Cost | Total E & C Cost | Total Revenue Requirements
84904145 | ARSENAL HILL - RAINES 138KV CKT 1 | 2022-10-01 | 2022-10-01 |  |  | 2249999 | 10000000 | 4339596.876
| HUGO POWER PLANT - VALLIANT 138KV CKT 1 | 2022-10-01 | 2022-10-01 |  |  | 36023 | 150000 | 53436.03
[5 empty] | Total | 2286022 | 10150000 | 4393032.91
Potential System Constraints Projects
Reservation | Upgrade Name | DUN | EOC | Earliest Start Date | Redispatch Available
84904145 | HOYT - JEFFREY ENERGY CENTER 345KV CKT 2 | 2018-06-01 | 2021-06-01
Credits may be required for the following Network Upgrades in accordance with Attachment Z2 of the SPP OATT.
Reservation | Upgrade Name | DUN | EOC | Earliest Start Date | Redispatch Available | Allocated E & C Cost | Total Revenue Requirements
84904145 | HUGO - VALLIANT 345KV CKT 1 | 2012-07-01 | 2012-07-01 |  |  | 321881.61 | 1568087.4
| NORTHWEST - WOODWARD 345KV CKT 1 | 2010-01-01 | 2010-01-01 |  |  | 2407783.76 | 14169295.8
| Power System Stabilizers in SPS | 2014-11-30 | 2014-11-30 |  |  | 11874.07 | 16461
| Valliant 345 kV (AEP) | 2012-04-17 | 2012-04-17 |  |  | 63129.6 | 267946.8
| Woodward EHV 138kV Phase Shifting Transformer circuit #1 | 2017-08-02 | 2017-08-02 |  |  | 1110069.46 | 1469007
| Harrington West - Nichols 230kV Ckt 1 | 2012-12-01 | 2012-12-01 |  |  | 80121.23 | 118500.6
*Note: CPOs may be calculated based on estimated upgrade cost and are subject to change. |  |  |  |  | Total | 3994859.73 | 17609298.6
Customer | Study Number
AEPM | AG1-2017-014
Customer | Reservation | POR | POD | Requested Amount | Requested Start Date | Requested Stop Date | Deferred Start Date Without Redispatch | Deferred Stop Date Without Redispatch | Potential Base Plan Funding Allowable | Point-to-Point Base Rate | Allocated E & C Cost | Total Revenue Requirements
AEPM | 84904230 | OKGE | CSWS | 450 | 2022-06-01 | 2027-06-01 | 2022-06-01 | 2027-06-01 | 0 | 0 | 3416183.64 | 11029514.706
[9 empty] | 0 | 0 | 3416183.64 | 11029514.706
Reservation | Upgrade Name | DUN | EOC | Earliest Start Date | Redispatch Available | Allocated E & C Cost | Total E & C Cost | Total Revenue Requirements
84904230 | ARSENAL HILL - RAINES 138KV CKT 1 | 2022-10-01 | 2022-10-01 |  |  | 1787810 | 10000000 | 3448168.038
| HUGO POWER PLANT - VALLIANT 138KV CKT 1 | 2022-10-01 | 2022-10-01 |  |  | 62579 | 150000 | 92828.868
[5 empty] | Total | 1850389 | 10150000 | 3540996.91
Credits may be required for the following Network Upgrades in accordance with Attachment Z2 of the SPP OATT.
Reservation | Upgrade Name | DUN | EOC | Earliest Start Date | Redispatch Available | Allocated E & C Cost | Total Revenue Requirements
84904230 | HUGO - VALLIANT 345KV CKT 1 | 2012-07-01 | 2012-07-01 |  |  | 1044408.6 | 5087969.4
| HUGO 345/138KV TRANSFORMER CKT 1 | 2012-07-01 | 2012-07-01 |  |  | 316549.54 | 1531142.4
| Valliant 345 kV (AEP) | 2012-04-17 | 2012-04-17 |  |  | 204836.5 | 869406
*Note: CPOs may be calculated based on estimated upgrade cost and are subject to change. |  |  |  |  | Total | 1565794.64 | 7488517.8
**Note: CPOs for creditable upgrade(s) may be required based on completion of GI review.
Customer | Study Number
AEPM | AG1-2017-015
Customer | Reservation | POR | POD | Requested Amount | Requested Start Date | Requested Stop Date | Deferred Start Date Without Redispatch | Deferred Stop Date Without Redispatch | Potential Base Plan Funding Allowable | Point-to-Point Base Rate | Allocated E & C Cost | Total Revenue Requirements
AEPM | 84904264 | CSWS | CSWS | 435 | 2022-06-01 | 2027-06-01 | 2022-06-01 | 2027-06-01 | 0 | 0 | 5677660.7 | 9414352.656
[9 empty] | 0 | 0 | 5677660.7 | 9414352.656
Reservation | Upgrade Name | DUN | EOC | Earliest Start Date | Redispatch Available | Allocated E & C Cost | Total E & C Cost | Total Revenue Requirements
84904264 | ARSENAL HILL - RAINES 138KV CKT 1 | 2022-10-01 | 2022-10-01 |  |  | 1588721 | 10000000 | 3064182.996
| HUGO POWER PLANT - VALLIANT 138KV CKT 1 | 2022-10-01 | 2022-10-01 |  |  | 21683 | 150000 | 32164.26
[5 empty] | Total | 1610404 | 10150000 | 3096347.26
Credits may be required for the following Network Upgrades in accordance with Attachment Z2 of the SPP OATT.
Reservation | Upgrade Name | DUN | EOC | Earliest Start Date | Redispatch Available | Allocated E & C Cost | Total Revenue Requirements
84904264 | Beaver County 345kV Substation | 2014-09-29 | 2014-09-29 |  |  | 2832508 | 3947961.6
| Beaver County 345kV Substation Addition | 2014-11-14 | 2014-11-14 |  |  | 85916.23 | 117193.8
| Beaver County Substation - Add 345kV terminal for Ochiltree | 2017-09-27 | 2017-09-27 |  |  | 736241.03 | 967503.6
| HUGO - VALLIANT 345KV CKT 1 | 2012-07-01 | 2012-07-01 |  |  | 180085.89 | 877311.6
| Kingfisher Co Tap - Mathewson 345kV CKT 1 | 2018-03-01 | 2018-03-01 |  |  | 197185.88 | 258124.2
| Valliant 345 kV (AEP) | 2012-04-17 | 2012-04-17 |  |  | 35319.67 | 149910.6
*Note: CPOs may be calculated based on estimated upgrade cost and are subject to change. |  |  |  |  | Total | 4067256.7 | 6318005.4
**Note: CPOs for creditable upgrade(s) may be required based on completion of GI review.
Customer | Study Number
AEPM | AG1-2017-016
Customer | Reservation | POR | POD | Requested Amount | Requested Start Date | Requested Stop Date | Deferred Start Date Without Redispatch | Deferred Stop Date Without Redispatch | Potential Base Plan Funding Allowable | Point-to-Point Base Rate | Allocated E & C Cost | Total Revenue Requirements
AEPM | 84904431 | OKGE | CSWS | 500 | 2022-06-01 | 2027-06-01 | 2022-06-01 | 2027-06-01 | 20000 | 0 | 11640871.31 | 19964007.9
[9 empty] | 20000 | 0 | 11640871.31 | 19964007.9
Reservation | Upgrade Name | DUN | EOC | Earliest Start Date | Redispatch Available | Base Plan Funding for Wind | Directly Assigned for Wind | Allocated E & C Cost | Total E & C Cost | Total Revenue Requirements
84904431 | None |  |  |  |  | 0 | 0 | 0 | 0 | 0
[5 empty] | Total | 0 | 0 | 0 | 0 | 0
Credits may be required for the following Network Upgrades in accordance with Attachment Z2 of the SPP OATT.
Reservation | Upgrade Name | DUN | EOC | Earliest Start Date | Redispatch Available | Base Plan Funding for Wind | Directly Assigned for Wind | Allocated E & C Cost | Total Revenue Requirements
84904431 | Sunnyside Relays for Grady Interconnection | 2016-11-23 | 2016-11-23 |  |  | 20000 | 0 | 20000 | 34101
| Terry Road 345kV Station (NU) | 2016-11-16 | 2016-11-16 |  |  | 0 | 11620871.31 | 11620871.31 | 19929906.9
*Note: CPOs may be calculated based on estimated upgrade cost and are subject to change. |  |  |  |  | Total | 20000 | 11620871.31 | 11640871.31 | 19964007.9
**Note: CPOs for creditable upgrade(s) may be required based on completion of GI review.
Customer | Study Number
AEPM | AG1-2017-017
Customer | Reservation | POR | POD | Requested Amount | Requested Start Date | Requested Stop Date | Deferred Start Date Without Redispatch | Deferred Stop Date Without Redispatch | Potential Base Plan Funding Allowable | Point-to-Point Base Rate | Allocated E & C Cost | Total Revenue Requirements
AEPM | 84904909 | CSWS | CSWS | 147 | 2017-12-01 | 2022-12-01 | 2020-06-01 | 2025-06-01 | 26460000 | 0 | 44521888.04 | 56647566.666
[9 empty] | 26460000 | 0 | 44521888.04 | 56647566.666
Reservation | Upgrade Name | DUN | EOC | Earliest Start Date | Redispatch Available | Base Plan Funding for Wind | Directly Assigned for Wind | Allocated E & C Cost | Total E & C Cost | Total Revenue Requirements
84904909 | 52ND & DELAWARE WEST TAP - RIVERSIDE STATION 138KV CKT 1 | 2019-06-01 | 2022-06-01 |  |  | 7528253.67 | 17471746.33 | 25000000 | 25000000 | 31103902.662
| 52ND & DELAWARE WEST TAP - TULSA POWER STATION 138KV CKT 1 | 2019-06-01 | 2022-06-01 |  |  | 16111111 |  | 16111111 | 16111111 | 20027670.84
| ARSENAL HILL - RAINES 138KV CKT 1 | 2022-10-01 | 2022-10-01 |  |  | 549028 |  | 549028 | 10000000 | 734669.298
| HUGO POWER PLANT - VALLIANT 138KV CKT 1 | 2022-10-01 | 2022-10-01 |  |  | 10107 |  | 10107 | 150000 | 12349.08
| MUSTANG - SW 5TH 138KV CKT 1 | 2018-06-01 | 2020-06-01 |  | Yes | 261500.33 | 128798.67 | 390299 | 500000 | 565761.198
| THOMAS TAP - WEATHERFORD 69KV CKT 1 | 2018-06-01 | 2020-06-01 |  | Yes | 2000000 |  | 2000000 | 2000000 | 3055971.588
[5 empty] | Total | 26460000 | 17600545 | 44060545 | 53761111 | 55500324.67
Potential System Constraints Projects
Reservation | Upgrade Name | DUN | EOC | Earliest Start Date | Redispatch Available
84904909 | HARRINGTON STATION EAST BUS - POTTER COUNTY INTERCHANGE 230KV CKT 1 | 2019-06-01 | 2019-06-01
Credits may be required for the following Network Upgrades in accordance with Attachment Z2 of the SPP OATT.
Reservation | Upgrade Name | DUN | EOC | Earliest Start Date | Redispatch Available | Base Plan Funding for Wind | Directly Assigned for Wind | Allocated E & C Cost | Total Revenue Requirements
84904909 | Gracemont 138kV line terminal addition | 2011-10-15 | 2011-10-15 |  |  | 0 | 25788.41 | 25788.41 | 34240.2
| HUGO - VALLIANT 345KV CKT 1 | 2012-07-01 | 2012-07-01 |  |  | 0 | 201424.51 | 201424.51 | 667384.2
| NORTHWEST - WOODWARD 345KV CKT 1 | 2010-01-01 | 2010-01-01 |  |  | 0 | 29590.08 | 29590.08 | 118615.8
| Valliant 345 kV (AEP) | 2012-04-17 | 2012-04-17 |  |  | 0 | 38676.54 | 38676.54 | 113791.2
| WASHITA - GRACEMONT 138 KV CKT 2 | 2012-10-12 | 2012-10-12 |  |  | 0 | 165863.5 | 165863.5 | 213210.6
*Note: CPOs may be calculated based on estimated upgrade cost and are subject to change. |  |  |  |  | Total | 0 | 461343.04 | 461343.04 | 1147242
Customer | Study Number
KCPS | AG1-2017-023
Customer | Reservation | POR | POD | Requested Amount | Requested Start Date | Requested Stop Date | Deferred Start Date Without Redispatch | Deferred Stop Date Without Redispatch | Potential Base Plan Funding Allowable | Point-to-Point Base Rate | Allocated E & C Cost | Total Revenue Requirements
KCPS | 84873359 | WPEK | KCPL | 50 | 2017-12-01 | 2031-12-01 | 2019-10-01 | 2031-12-01 | 0 | 0 | 2037750.96 | 3756950.84
[9 empty] | 0 | 0 | 2037750.96 | 3756950.84
Reservation | Upgrade Name | DUN | EOC | Earliest Start Date | Redispatch Available | Base Plan Funding for Wind | Directly Assigned for Wind | Allocated E & C Cost | Total E & C Cost | Total Revenue Requirements
84873359 | None |  |  |  |  | 0 | 0 | 0 | 0 | 0
[5 empty] | Total | 0 | 0 | 0 | 0 | 0
Expansion Plan - The requested service is contingent upon completion of the following upgrades. Cost is not assignable to the transmission customer.
Reservation | Upgrade Name | DUN | EOC | Earliest Start Date | Redispatch Available
84873359 | WALKEMEYER TAP 345 KV SUBSTATION (SEPC) | 2017-12-01 | 2018-06-01
Potential System Constraints Projects
Reservation | Upgrade Name | DUN | EOC | Earliest Start Date | Redispatch Available
84873359 | HOYT - JEFFREY ENERGY CENTER 345KV CKT 2 | 2018-06-01 | 2021-06-01
| LEXINGTON 161/69KV TRANSFORMER CKT 1 | 2019-06-01 | 2020-06-01 | 2019-10-01
Credits may be required for the following Network Upgrades in accordance with Attachment Z2 of the SPP OATT.
Reservation | Upgrade Name | DUN | EOC | Earliest Start Date | Redispatch Available | Base Plan Funding for Wind | Directly Assigned for Wind | Allocated E & C Cost | Total Revenue Requirements
84873359 | FLATRDG3 - HARPER 138KV CKT 1 | 12/1/2009 | 2013-06-01 |  |  | 0 | 25563.14 | 25563.14 | 170914.9
| Ft. Dodge - North Ft. Dodge 115 kV Ckt 2 | 5/1/2015 | 5/1/2015 |  |  | 0 | 270252.51 | 270252.51 | 377709.3
| LACYGNE - WEST GARDNER 345KV CKT 1 | 6/1/2006 | 6/1/2006 |  |  | 0 | 20470.13 | 20470.13 | 202738.52
| MEDICINE LODGE - PRATT 115KV CKT 1 | 12/1/2009 | 2013-06-01 |  |  | 0 | 1623.54 | 1623.54 | 9862.3
| MEDICINE LODGE 138/115KV TRANSFORMER CKT 1 | 12/1/2009 | 2013-06-01 |  |  | 0 | 12694.96 | 12694.96 | 88659.96
| North Ft. Dodge - Spearville 115kV Ckt 2 | 5/1/2015 | 5/1/2015 |  |  | 0 | 584869.3 | 584869.3 | 817421.88
| NORTHWEST - WOODWARD 345KV CKT 1 | 1/1/2010 | 1/1/2010 |  |  | 0 | 110370.61 | 110370.61 | 676879.36
| Spearville 345/115 kV Transformer CKT 1 | 5/1/2015 | 5/1/2015 |  |  | 0 | 972914.98 | 972914.98 | 1359759.32
| Woodward EHV 138kV Phase Shifting Transformer circuit #1 | 8/2/2017 | 8/2/2017 |  |  | 0 | 38991.79 | 38991.79 | 53005.3
*Note: CPOs may be calculated based on estimated upgrade cost and are subject to change. |  |  |  |  | Total | 0 | 2037750.96 | 2037750.96 | 3756950.84
Customer | Study Number
PEC | AG1-2017-043
Customer | Reservation | POR | POD | Requested Amount | Requested Start Date | Requested Stop Date | Deferred Start Date Without Redispatch | Deferred Stop Date Without Redispatch | Potential Base Plan Funding Allowable | Point-to-Point Base Rate | Allocated E & C Cost | Total Revenue Requirements
PEC | 84885681 | WFEC | WFEC | 50 | 2018-01-01 | 2023-01-01 | 2018-01-01 | 2023-01-01 | 178.52 | 0 | 8865717.61 | 9699400.734
[9 empty] | 178.52 | 0 | 8865717.61 | 9699400.734
Reservation | Upgrade Name | DUN | EOC | Earliest Start Date | Redispatch Available | Base Plan Funding for Wind | Directly Assigned for Wind | Allocated E & C Cost | Total E & C Cost | Total Revenue Requirements
84885681 | MUSTANG - SW 5TH 138KV CKT 1 | 2018-06-01 | 2020-06-01 |  |  | 0 | 109701 | 109701 | 500000 | 160257.534
| GLASSES - RUSSETT 138KV CKT 1 | 2022-06-01 | 2022-06-01 |  |  | 0 | 8000000 | 8000000 | 8000000 | 8207179.2
[5 empty] | Total | 0 | 8109701 | 8109701 | 8500000 | 8367436.734
Potential System Constraints Projects
Reservation | Upgrade Name | DUN | EOC | Earliest Start Date | Redispatch Available
84885681 | HARRINGTON STATION EAST BUS - POTTER COUNTY INTERCHANGE 230KV CKT 1 | 2019-06-01 | 2019-06-01
Credits may be required for the following Network Upgrades in accordance with Attachment Z2 of the SPP OATT.
Reservation | Upgrade Name | DUN | EOC | Earliest Start Date | Redispatch Available | Base Plan Funding for Wind | Directly Assigned for Wind | Allocated E & C Cost | Total Revenue Requirements
84885681 | BROWN - EXPLORER TAP 138KV CKT 1 | 2008-06-01 | 2008-06-01 |  |  | 178.52 | 0 | 178.52 | 999.6
| Gracemont 138kV line terminal addition | 2011-10-15 | 2011-10-15 |  |  | 0 | 10034.67 | 10034.67 | 13359.6
| HUGO - VALLIANT 345KV CKT 1 | 2012-07-01 | 2012-07-01 |  |  | 0 | 21947.7 | 21947.7 | 73240.8
| HUGO 345/138KV TRANSFORMER CKT 1 | 2012-07-01 | 2012-07-01 |  |  | 0 | 48202.89 | 48202.89 | 159711.6
| Lake Creek - Lone Wolf 69kV Ckt 1 Current Transformers | 2015-08-08 | 2015-08-08 |  |  | 0 | 484510.92 | 484510.92 | 569775
| NORTHWEST - WOODWARD 345KV CKT 1 | 2010-01-01 | 2010-01-01 |  |  | 0 | 96674.09 | 96674.09 | 390295.2
| Valliant 345 kV (AEP) | 2012-04-17 | 2012-04-17 |  |  | 0 | 4215.93 | 4215.93 | 12488.4
| WASHITA - GRACEMONT 138 KV CKT 2 | 2012-10-12 | 2012-10-12 |  |  | 0 | 64544.58 | 64544.58 | 83193.6
| Woodward EHV 138kV Phase Shifting Transformer circuit #1 | 2017-08-02 | 2017-08-02 |  |  | 0 | 25707.31 | 25707.31 | 28900.2
*Note: CPOs may be calculated based on estimated upgrade cost and are subject to change. |  |  |  |  | Total | 178.52 | 755838.09 | 756016.61 | 1331964
Customer | Study Number
WRGS | AG1-2017-048
Customer | Reservation | POR | POD | Requested Amount | Requested Start Date | Requested Stop Date | Deferred Start Date Without Redispatch | Deferred Stop Date Without Redispatch | Potential Base Plan Funding Allowable | Point-to-Point Base Rate | Allocated E & C Cost | Total Revenue Requirements
WRGS | 84877548 | WR | WR | 50 | 2017-12-01 | 2024-01-01 | 2019-10-01 | 2025-11-01 | 3324.52 | 0 | 9483991.9 | 14614136.742
[9 empty] | 3324.52 | 0 | 9483991.9 | 14614136.742
Reservation | Upgrade Name | DUN | EOC | Earliest Start Date | Redispatch Available | Base Plan Funding for Wind | Directly Assigned for Wind | Allocated E & C Cost | Total E & C Cost | Total Revenue Requirements
84877548 | WICHITA (WICH TX-11) 345/138/13.8KV TRANSFORMER CKT 1 | 2018-06-01 | 2020-06-01 | 2019-10-01 | Yes | 0 | 3900515 | 3900515 | 6000000 | 8072495.782
[5 empty] | Total | 0 | 3900515 | 3900515 | 6000000 | 8072495.78
Potential System Constraints Projects
Reservation | Upgrade Name | DUN | EOC | Earliest Start Date | Redispatch Available
84877548 | WICHITA (WICH TX-11) 345/138/13.8KV TRANSFORMER CKT 1 | 2018-06-01 | 2020-06-01 | 2019-10-01 | Yes
| WICHITA (WICH TX-12) 345/138/13.8KV TRANSFORMER CKT 1 | 2018-06-01 | 2020-06-01 | 2019-10-01 | Yes
Credits may be required for the following Network Upgrades in accordance with Attachment Z2 of the SPP OATT.
Reservation | Upgrade Name | DUN | EOC | Earliest Start Date | Redispatch Available | Base Plan Funding for Wind | Directly Assigned for Wind | Allocated E & C Cost | Total Revenue Requirements
84877548 | LACYGNE - WEST GARDNER 345KV CKT 1 | 2006-06-01 | 2006-06-01 |  |  | 0 | 14294.83 | 14294.83 | 95512.47
| Tap Wichita - Thistle 345 kV Ckt 1 & 2 - Pratt Addition (NU) | 2016-12-31 | 2016-12-31 |  |  | 3324.52 | 0 | 3324.52 | 3847.83
| Tap Wichita - Thistle 345 kV Ckt 1 & 2 - Pratt Co Addition (NU) | 2016-10-16 | 2016-10-16 |  |  | 0 | 5565857.55 | 5565857.55 | 6442280.66
*Note: CPOs may be calculated based on estimated upgrade cost and are subject to change. |  |  |  |  | Total | 3324.52 | 5580152.38 | 5583476.9 | 6541640.96
Customer | Study Number
WRGS | AG1-2017-049
Customer | Reservation | POR | POD | Requested Amount | Requested Start Date | Requested Stop Date | Deferred Start Date Without Redispatch | Deferred Stop Date Without Redispatch | Potential Base Plan Funding Allowable | Point-to-Point Base Rate | Allocated E & C Cost | Total Revenue Requirements
WRGS | 84877556 | WR | WR | 26 | 2017-12-01 | 2023-12-01 | 2019-10-01 | 2025-10-01 | 3439.43 | 0 | 3478625.26 | 5906198.736
[9 empty] | 3439.43 | 0 | 3478625.26 | 5906198.736
Reservation | Upgrade Name | DUN | EOC | Earliest Start Date | Redispatch Available | Base Plan Funding for Wind | Directly Assigned for Wind | Allocated E & C Cost | Total E & C Cost | Total Revenue Requirements
84877556 | WICHITA (WICH TX-11) 345/138/13.8KV TRANSFORMER CKT 1 | 2018-06-01 | 2020-06-01 | 2019-10-01 | Yes | 0 | 2028268 | 2028268 | 6000000 | 4188903.696
[5 empty] | Total | 0 | 2028268 | 2028268 | 6000000 | 4188903.7
Potential System Constraints Projects
Reservation | Upgrade Name | DUN | EOC | Earliest Start Date | Redispatch Available
84877556 | WICHITA (WICH TX-11) 345/138/13.8KV TRANSFORMER CKT 1 | 2018-06-01 | 2020-06-01 | 2019-10-01 | Yes
| WICHITA (WICH TX-12) 345/138/13.8KV TRANSFORMER CKT 1 | 2018-06-01 | 2020-06-01 | 2019-10-01 | Yes
Credits may be required for the following Network Upgrades in accordance with Attachment Z2 of the SPP OATT.
Reservation | Upgrade Name | DUN | EOC | Earliest Start Date | Redispatch Available | Base Plan Funding for Wind | Directly Assigned for Wind | Allocated E & C Cost | Total Revenue Requirements
84877556 | LACYGNE - WEST GARDNER 345KV CKT 1 | 2006-06-01 | 2006-06-01 |  |  | 0 | 7433.45 | 7433.45 | 49501.44
| Tap Wichita - Thistle 345 kV Ckt 1 & 2 - Pratt Addition (NU) | 2016-12-31 | 2016-12-31 |  |  | 3439.43 | 0 | 3439.43 | 3975.12
| Tap Wichita - Thistle 345 kV Ckt 1 & 2 - Pratt Co Addition (NU) | 2016-10-16 | 2016-10-16 |  |  | 0 | 1439484.38 | 1439484.38 | 1663818.48
[5 empty] | Total | 3439.43 | 1446917.83 | 1450357.26 | 1717295.04
*Note: CPOs may be calculated based on estimated upgrade cost and are subject to change.
Parameters Exceeded
Parameters Exceeded
Parameters Exceeded
Parameters Exceeded
Parameters Exceeded
Parameters Exceeded
Parameters Exceeded
Parameters Exceeded
Parameters Exceeded
Parameters Exceeded
Parameters Exceeded
Parameters Exceeded
Parameters Exceeded
Parameters Exceeded
Parameters Exceeded

## Table4
Service Upgrades Projects - The requested service is contingent upon completion of the following upgrades. Cost is assignable to the transmission customer(s) contingent upon Base Plan Funding.
Transmission Owner | Upgrade | Solution | Earliest Date Upgrade Required (DUN) | Estimated Date of Upgrade Completion (EOC) | Estimated Engineering & Construction Cost
WAPA | DENISON - J6BOYER8 69.000 69KV CKT 1 | Replace Denison bus jumpers (terminal for NIPCO J6 line). | 2017-12-01 | 2018-10-01 | 80000
Construction Pending Projects - The requested service is contingent upon completion of the following upgrades. Cost is not assignable to the transmission customer.
Transmission Owner | Upgrade | Solution | Earliest Date Upgrade Required (DUN) | Estimated Date of Upgrade Completion (EOC)
SPS | CARLSBAD INTERCHANGE - PECOS INTERCHANGE 115KV CKT 1 | Replace terminal equipment. | 2022-10-01 | 2022-10-01
Potential System Constraints Projects
Transmission Owner | Upgrade | Solution | Earliest Date Upgrade Required (DUN) | Estimated Date of Upgrade Completion (EOC)
BEPC | EASTRUTH-CP7115.00 - MALLARD 115KV CKT 1 | Rebuild 9.5 miles of 115 kV transmission line from East Ruth to Mallard. | 2019-10-01 | 2019-10-01
BEPC | STORLA (KV1A) 230/115/13.2KV TRANSFORMER CKT 1 | Replace 230/115/13.2 kV transformer with 200/250 MVA. | 2018-10-01 | 2019-10-01
NIPCO | EVERLYN - K409HARTLYM869.000 69KV CKT 1 | Reconductor 7.5 miles of 69 kV line from Everlyn to Hartley. | 2022-10-01 | 2022-10-01
SPS | DENVER CITY INTERCHANGE N. - XTO_RUSSEL 3115.00 115KV CKT 1 | Upgrade terminal limitations on circuit T89, Denver City to XTO-Russell. | 2022-10-01 | 2022-10-01
SPS | FLOYD COUNTY INTERCHANGE - TUCO INTERCHANGE 115KV CKT 1 | Upgrade terminal limitations on circuit T68, Tuco-Floyd County. | 2022-06-01 | 2022-06-01
WAPA | EVERLYN - SPENCER 69KV CKT 1 | Change relay setting. Replace breaker and CTs at WAPA Spencer 69 kV. | 2022-10-01 | 2022-10-01
Network Upgrades requiring credits per Attachment Z2 of the SPP OATT.
Transmission Owner | Upgrade | Solution | Earliest Date Upgrade Required (DUN) | Estimated Date of Upgrade Completion (EOC) | Total Gross CPO Allocation
AEPW | Valliant 345 kV (AEP) | Install 345 kV terminal equipment at Valliant substation. | 4/17/2012 | 4/17/2012 | 14504.37
BEPM | Daglum - Dickinson 230kV CKT 1 | Build new 230kV line from Daglum - Dickinson | 3/1/2019 | 3/1/2019 | 866610.36
EDE | SUB 110 - ORONOGO JCT. - SUB 452 - RIVERTON 161KV CKT 1 | Reconductor 11.9 miles of Oronogo Jct. to Riverton 161kV Ckt. 1 from 556 ACSR to 795 ACSR, change CT settings @ Oronogo, and replace wavetrap. | 6/1/2011 | 6/1/2011 | 462.42
ITCM | HUGO - VALLIANT 345KV CKT 1 | Install new line from Valliant 345 kV to Hugo Power Plant with 19 miles of bundled 1590 ACSR conductior. | 7/1/2012 | 7/1/2012 | 85281.22
KCPL | LACYGNE - WEST GARDNER 345KV CKT 1 | KCPL Sponsored Project to Reconductor Line to be In-Service by 6/1/2006 | 6/1/2006 | 6/1/2006 | 39884.89
MIDW | Rice County 230/115 kV transformer Ckt 1 | Install 230/115 kV transformer at Rice County. | 10/1/2012 | 10/1/2012 | 18082.8
MKEC | FLATRDG3 - MEDICINE LODGE 138KV CKT 1 | Rebuild 8.05 mile line | 12/1/2009 | 12/1/2009 | 36628.84
MKEC | Ft. Dodge - North Ft. Dodge 115 kV Ckt 2 | Build appoximately 0.5 mile 115 kV line | 5/1/2015 | 5/1/2015 | 52664.4
MKEC | MEDICINE LODGE - PRATT 115KV CKT 1 | Rebuild 26 mile line | 12/1/2009 | 12/1/2009 | 112225.54
MKEC | MEDICINE LODGE 138/115KV TRANSFORMER CKT 1 | Upgrade transformer | 12/1/2009 | 12/1/2009 | 13465.64
MKEC | North Ft. Dodge - Spearville 115kV Ckt 2 | Build appoximately 20 mile 115 kV line | 5/1/2015 | 5/1/2015 | 26494.8
MKEC | Spearville 345/115 kV Transformer CKT 1 | Spearville Substation - Add 345/115kV autotransformer and 345kV and 115kV terminal positions for autotransformer. | 5/1/2015 | 5/1/2015 | 44074.8
NPPD | Albion - Petersburg 115kV Ckt 1 Hansford Upgrade | Replace Breaker Switch 1106-D & jumpers; Replace Petersburg 115kV Substation main bus; Upgrade and replace transmission structures on 115kV lines TL1168 A & B to facilitate 100 degrees Centigrade line operation | 12/31/2012 | 12/31/2012 | 237.6
NPPD | Antelope - County Line - 115kV Rebuild | Rebuild/Upgrade the Antelope – County Line 115kV to rerate line segments to greater than 125 MVA. | 5/1/2017 | 5/1/2017 | 35769.6
NPPD | Battle Creek - County Line 115kV Rebuild | Rebuild/Upgrade the Battle Creek – County Line 115kV to rerate line segments to greater than 125 MVA. | 5/1/2017 | 5/1/2017 | 34120.8
NPPD | Fort Randall - Madison County 230kV Ckt 1 | Raise structures and line clearances as necessary to re-rate the transmission line to 320 MVA | 12/23/2013 | 12/23/2013 | 204492
NPPD | Kelly - Madison County 230kV Ckt 1 | Raise structures and line clearances as necessary to re-rate the transmission line to 320MVA | 11/1/2014 | 11/1/2014 | 50583.16
NPPD | Neligh - Petersburg North 115kV Ckt 1 | Replace Breaker 1106, jumpers, & 115kV Switch 1106-D2; Replace Petersburg 115kV Substation main bus; Upgrade and replace transmission structures on 115kV lines TL1168 A & B to facilitate 100 degrees Centigrade line operation | 11/9/2012 | 11/9/2012 | 22671.6
NPPD | Rosemont 115kV Substation | 115kV Substation addition to accommodate new 115kV interconnection & 115kV breakers at Guide Rock due to addition of Rosemont 115kV Substation | 11/1/2017 | 11/1/2017 | 1539870
OKGE | Kingfisher Co Tap - Mathewson 345kV CKT 1 | Replace terminal equipment to achieve conductor limit | 3/1/2018 | 3/1/2018 | 55346.76
OKGE | NORTHWEST - WOODWARD 345KV CKT 1 | Build 345 kV line | 1/1/2010 | 1/1/2010 | 1173612.7
SPS | HARRINGTON MID - NICHOLS 230 KV CKT 2 | Reconductor Harrington Mid - Nichols 230kV. Replace switches and breakers to get circuit to 727/727 MVA rating. New limit should be bus rating. | 12/1/2012 | 12/1/2012 | 51181.56
SPS | HARRINGTON WEST - NICHOLS 230KV CKT 1 | Reconductor Harrington West - Nichols 230kV. Replace switches and breakers to get circuit to 727/727 MVA rating. New limit should be bus rating. | 12/1/2012 | 12/1/2012 | 53032.16
SPS | PLANT X - TOLK 230KV REBUILD CIRCUIT #1 | Rebuild Plant X – Tolk 230kV transmission circuit #1 which is approximately 10 miles in length. The existing 795 MCM ACSR conductor will be replaced with 995 MCM ACCS conductor along with upgrading associated disconnect switches, structural steel, foundations, relay, protective, and metering equipment, and all associated and miscellaneous materials. | 12/31/2017 | 12/31/2017 | 1288.93
SPS | PLANT X - TOLK 230KV REBUILD CIRCUIT #2 | Rebuild Plant X – Tolk 230kV transmission circuit #2 which is approximately 10 miles in length. The existing 795 MCM ACSR conductor will be replaced with 995 MCM ACCS conductor along with upgrading associated disconnect switches, structural steel, foundations, relay, protective, and metering equipment, and all associated and miscellaneous materials. | 12/31/2017 | 12/31/2017 | 1272.46
SPS | POWER SYSTEM STABILIZERS IN SPS | Install Power System Stabilizers (PSS) at Tolk (Units: 1,2) and Jones (Units: 1,2,3). | 11/30/2014 | 11/30/2014 | 1001.62
SPS | TUCO INTERCHANGE 345/230KV CKT 1 REPLACEMENT | The existing 345/230kV 560/560MVA autotransformer at Tuco Substation will be replaced with a new transformer unit to match the other transformer at this site. The new transformer can be installed at Tuco Substation by removing the existing transformer from the existing foundation and replacing with the new unit. New 345kV and 230kV electrical connections will be required. All new control cable terminations will be required. The new transformer will have top emergency ratings of 644MVA in the summer/spring/fall seasons and 700MVA in the winter season. | 6/1/2018 | 6/1/2018 | 311300.14
WR | 166TH STREET - JAGGARD JUNCTION 115KV CKT 1 | Rebuild 166th Street - Jaggard Junction 115 kV line. | 9/18/2008 | 9/18/2008 | 3237
WR | 166TH STREET - JARBALO JUNCTION SWITCHING STATION 115KV CKT 1 | Rebuild Jarbalo - 166th Street 115 kV line. | 2/3/2010 | 2/3/2010 | 3864
WR | COFFEYVILLE TAP - DEARING 138KV CKT 1 (WR) #2 | Replace Disconnect Switches, Wavetrap, Breaker, Jumpers with a minimum 2000 amp emergency rating equipment | 6/9/2010 | 6/9/2010 | 1.26
WR | JAGGARD JUNCTION - PENTAGON 115KV CKT 1 | Rebuild Jaggard Junction - Pentagon 115 kV line. | 6/1/2009 | 6/1/2009 | 6499.5
*Note: CPOs may be calculated based on upgrade(s) currently in study and/or estimated upgrade cost(s), which may be subject to change.

## Table5
Transmission Owner | UpgradeName | Solution | Earliest Date Upgrade Required (DUN) | Estimated Date of Upgrade Completion (EOC) | Estimated Engineering & Construction Cost
None

## Table6
No Redispatch Requirements

## Table7
Upgrade Name | Customer | Study Number | Reservation | Allocation Percentage | Allocated E & C Cost
DENISON - J6BOYER8 69.000 69KV CKT 1 | BEPM | AG1-2017-018 | 84885588 | 100% | 80000
|  |  |  | Total: | 80000