## tblAllFacilityLog
STUDYDES | STUDYDES2 | EVENTTYPE | AssessmentSOLUTIONTYPE | AssessmenFDNS-TERMINATION | SOLUTIONTYPE | FDNS-TERMINATION | GROUP | SCENARIO | FGName | DIRECTION | FacilityName | FacilityUpgradeCode | ModelArea1 | ModelArea2 | FZONENAME | TZONENAME | MONTFLAG | MONTFB | MONTFNAME | MONTTB1 | MONTTNAME1 | MONTTB2 | MONTTNAME2 | MONTCKT | Case | RATEA | RATEB | RATEC | Assessment Loading | BaseCaseLoading | TransferCaseLoading | NameOfBusWithMonitoredVoltage | Assessment Voltage | BaseCaseVoltage | TransferCaseVoltage | VINIT | VMIN | VMAX | CATEGORY | CONTTYPE | CONTNAME | CONTXFMRFLAG | CONTFB | CONTFNAME | CONTTB1 | CONTTNAME1 | CONTTB2 | CONTTNAME2 | CONTCKT | TransmissionProviderCommentsNotes | RequiredRateB | TransmissionOwnerComments | OwnerDesignation | UpgradeName | UpgradeComponentWithinFacility | NewSummerA | NewSummerB | NewOtherA | NewOtherB | DistToConstruct | TotalLead | ConstructionLeadOnly | NewOrConstructWhileEnergized | NewR | NewX | NewB | CommentsRegardingUpgradeRequirements | NewCost | EffDate | NetPlantDate | ReusableEx_GrossValue | ReusableEx_NetValue | Reusable_EndofDepr | SalvageValue | NewCostWhileExpediting | EffDateExpedited | StartDeprExpedited | EndDeprExpedited | NetPlantDateExpedited | ReusableEx_GrossExpedited | ReusableEx_NetExpedited | Reusable_EndofDeprExpedited | SalvageValueExpedited | Generation 1 Owner & Unit (Name) | Generation 1 Redispatch Cost ($) | Generation 1 Redispatch Date (M/D/Y) | Generation 2 Owner & Unit (Name) | Generation 2 Redispatch Cost ($) | Generation 2 Redispatch Date (M/D/Y) | Generation 3 Owner & Unit (Name) | Generation 3 Redispatch Cost ($) | Generation 3 Redispatch Date (M/D/Y) | ActualCompletion | ActualNewCost | ActualNetPlantDate | ActualReusableEx_GrossValue | ActualReusableEx_NetValue | ActualReusable_EndofDepr | ActualSalvageValue | Actual_NewCostWhileExpediting | Actual_StartDeprExp | Actual_EndDeprExp | Actual_NetPlantDateExpedited | ActualReusableEx_GrossExpedited | ActualReusableEx_NetExpedited | ActualReusable_EndofDeprExpedited | Actual_SalvageValueExpedited | SPPReliabilityDate | DUN | EOC | EarliestDate
GI | GEN-2006-044N | [9 empty] | ALBION - PETERSBURG 115KV CKT 1 | U | NPPD | NPPD | NPPD_686 | NPPD_686 | 0 | 640318 | PETRSBG7 115.00 | 640054 | ALBION 7 115.00 | 0 |  | 1 | [15 empty] | BASECASE | BASE CASE | [8 empty] | Credit Flowgate |  |  | NPPD | Albion - Petersburg 115kV Ckt 1 Hansford Upgrade | Replace Breaker Switch 1106-D & jumpers; Replace Petersburg 115kV Substation main bus; Upgrade and replace transmission structures on 115kV lines TL1168 A & B to facilitate 100 degrees Centigrade line operation | [53 empty] | 2012-12-31 | 2012-12-31
2007-AG3 | AFS-9 | [9 empty] | BARBER - MEDICINE LODGE 115KV CKT 1 | U | MKEC | MKEC |  |  | 0 | 539673 | MED-LDG3 115.00 | 539760 | BARBER 3 115.00 | 0 |  | 1 | [15 empty] | BASECASE | BASE CASE | [8 empty] | Credit Flowgate |  |  | MKEC | BARBER - MEDICINE LODGE 115KV CKT 1 | Rebuild line | [53 empty] | 2009-12-01 | 2009-12-01
2007-AG3 | AFS-9 | [9 empty] | BARBER - SAWYER 115KV CKT 1 | U | MKEC | MKEC |  |  | 0 | 539760 | BARBER 3 115.00 | 539649 | SAWYER 3 138 | 0 |  | 1 | [15 empty] | BASECASE | BASE CASE | [8 empty] | Credit Flowgate |  |  | MKEC | BARBER - SAWYER 115KV CKT 1 | Rebuild line | [53 empty] | 2009-12-01 | 2009-12-01
2007-AG3 | AFS-9 | [9 empty] | BARBER (BARBER 4) 138/115/2.72KV TRANSFORMER CKT 1 | U | MKEC |  |  |  | 2 | 539674 | BARBER 4 138.00 | 539760 | BARBER 3 115.00 | 539917 | BARBER-T 2.7200 | 1 | [15 empty] | BASECASE | BASE CASE | [8 empty] | Credit Flowgate |  |  | MKEC | MEDICINE LODGE 138/115KV TRANSFORMER CKT 1 | Upgrade transformer | [53 empty] | 2009-12-01 | 2009-12-01
2007-AG3 | AFS7 | [9 empty] | CLIFTON - GREENLEAF 115KV CKT 1 | U | MKEC | MKEC |  |  | 0 | 539656 | CLIFTON3 115.00 | 539665 | GRNLEAF3 115.00 | 0 |  | 1 | [15 empty] | BASECASE | BASE CASE | [8 empty] | Credit Flowgate |  |  | MKEC | CLIFTON - GREENLEAF 115KV CKT 1 | Rebuild 14.4 miles | [53 empty] | 2011-06-01 | 2011-06-01
GI | GEN-2013-032 | [9 empty] | COUNTY LINE - BATTLE CREEK 115KV CKT 1 | U | NPPD | NPPD | NPPD_686 | NPPD_686 | 0 | 640115 | CO.LINE7 | 640072 | BATTLCRK7 | 0 |  | 1 | [15 empty] | BASECASE | BASE CASE | [8 empty] | Credit Flowgate |  |  | NPPD | Battle Creek - County Line 115kV Rebuild | Rebuild/Upgrade the Battle Creek – County Line 115kV to rerate line segments to greater than 125 MVA. | [53 empty] | 2017-05-01 | 2017-05-01
GI | GEN-2015-096 | [9 empty] | DAGLUM - DICKINSON 230kV CKT 1 | U | WAPA | WAPA |  |  | 0 | 659448 | HEARTRVR 4230.00 | 659125 | DICKNSN4 230.00 |  |  | 1 | [15 empty] | BASECASE | BASE CASE | [8 empty] | Credit Flowgate |  |  | BEPM | Daglum - Dickinson 230kV CKT 1 | Build new 230kV line from Daglum - Dickinson | [53 empty] | 2019-03-01 | 2019-03-01
2007-AG3 | AFS7 | [9 empty] | FLATRDG3 138.00 - MEDICINE LODGE 138KV CKT 1 | U | MKEC | MKEC |  |  | 0 | 539638 | FLATRDG3 138.00 | 539674 | MED-LDG4 138.00 | 0 |  | 1 | [15 empty] | BASECASE | BASE CASE | [8 empty] | Credit Flowgate |  |  | MKEC | FLATRDG3 - MEDICINE LODGE 138KV CKT 1 | Rebuild 8.05 mile line | [53 empty] | 2009-12-01 | 2009-12-01
GI | GEN-2008-086N02 | [9 empty] | Fort Randall - Madison County 230kV Ckt 1 | U |  |  |  |  | 0 | 640540 |  | 652509 |  |  |  | 1 | [15 empty] | BASECASE | BASE CASE | [8 empty] | Credit Flowgate |  |  | NPPD | Fort Randall - Madison County 230kV Ckt 1 | Raise structures and line clearances as necessary to re-rate the transmission line to 320 MVA | [53 empty] | 2013-12-23 | 2013-12-23
GI | GEN-2008-079 | [9 empty] | Ft. Dodge - North Ft. Dodge 115 kV Ckt 2 | U | MKEC | MKEC |  |  | 0 | 539671 |  | 539771 |  |  |  | 2 | [15 empty] | BASECASE | BASE CASE | [8 empty] | Credit Flowgate |  |  | MKEC | Ft. Dodge - North Ft. Dodge 115 kV Ckt 2 | Build appoximately 0.5 mile 115 kV line | [53 empty] | 2015-05-01 | 2015-05-01
GI | GEN-2015-076 | [9 empty] | GAVINS POINT - YANKTON JUNCTION 115 kV | U | WAPA | WAPA |  |  | 0 | 652511 | GAVINS 7 | 660006 | YKNTJCT7 | 0 |  | 1 | [15 empty] | BASECASE | BASE CASE | [8 empty] | Credit Flowgate |  |  | WAPA | Gavins Point - Yankton Junction 115 kV | Rebuild approximately four (4) miles of 115 kV and replace associated terminal equipment. | [53 empty] | 2020-10-01 | 2020-10-01
GI | GEN-2008-037 | [9 empty] | GRACMNT4 138.00 - WASHITA 138KV CKT 2 OKGE | U | WFEC | OKGE | AEP-CS | ARDMORE | 0 | 521089 | WASHITA4 138.00 | 515802 | GRACMNT4 138.00 | 0 |  | 2 | [15 empty] | BASECASE | BASE CASE | [8 empty] | Credit Flowgate |  |  | OKGE | Gracemont 138kV line terminal addition | 138kV line terminal at Gracemont substation, including breaker, line relaying, disconnect switches and associated equipment, dead end structures, revenue metering with CT's and PT's. | [53 empty] | 2011-10-15 | 2011-10-15
GI | GEN-2008-037 | [9 empty] | GRACMNT4 138.00 - WASHITA 138KV CKT 2 WFEC | U | WFEC | OKGE | AEP-CS | ARDMORE | 0 | 521089 | WASHITA4 138.00 | 515802 | GRACMNT4 138.00 | 0 |  | 2 | [15 empty] | BASECASE | BASE CASE | [8 empty] | Credit Flowgate |  |  | WFEC | WASHITA - GRACEMONT 138 KV CKT 2 | BUILD WASHITA - GRACEMONT 138KV CKT 2 (APPROXIMATELY 7 MILES). ADD LINE TERMINAL AT WASHITA AND PROCURE RIGHT OF WAY. | [53 empty] | 2012-10-12 | 2012-10-12
2008-AGP1 | AFS6 | [9 empty] | GREENLEAF - KNOB HILL 115KV CKT 1 | U | SUNC | WERE |  | NCENTRAL | 0 | 539665 | GRNLEAF3 115.00 | 533332 | KNOB HL3 115.00 | 0 |  | 1 | [15 empty] | BASECASE | BASE CASE | [8 empty] | Credit Flowgate |  |  | MKEC | GREENLEAF - KNOB HILL 115KV CKT 1 (MKEC) | Rebuild 43.5% Ownership of 20.9 miles | [53 empty] | 2013-06-01 | 2013-06-01
GI | GEN-2011-027 | [9 empty] | Hoskins - Dixon County 230kV Line Upgrade | U |  |  |  |  | 0 | 560347 |  | 640227 |  |  |  | 1 | [15 empty] | BASECASE | BASE CASE | [8 empty] | Credit Flowgate |  |  | NPPD | Hoskins - Dixon County 230kV Line Upgrade | Increase clearances to accommodate 320MVA facility rating to address loading issues | [53 empty] | 2015-10-24 | 2015-10-24
2005-AG2 | 2005-AG2 | [9 empty] | HUGO POWER PLANT - VALLIANT 138KV CKT 1 | U | WFEC | AEPW |  |  | 0 | 521157 | HUGO PP4 138 | 510911 | VALIANT4 138 | 0 |  | 1 | [15 empty] | BASECASE | BASE CASE | [8 empty] | Credit Flowgate |  |  | ITCM | HUGO - VALLIANT 345KV CKT 1 | New 19 miles 345 KV | [53 empty] | 2012-07-01 | 2012-07-01
2005-AG2 | 2005-AG2 | [9 empty] | HUGO POWER PLANT - VALLIANT 138KV CKT 1 | U | WFEC | AEPW |  |  | 0 | 521157 | HUGO PP4 138 | 510911 | VALIANT4 138 | 0 |  | 1 | [15 empty] | BASECASE | BASE CASE | [8 empty] | Credit Flowgate |  |  | CSWS | Valliant 345 kV (AEP) | Vallient 345 KV line terminal | [53 empty] | 2012-04-17 | 2012-04-17
2005-AG2 | 2005-AG2 | [9 empty] | HUGO POWER PLANT 345/138KV TRANSFORMER CKT 1 | U | WFEC | AEPW |  |  | 1 | 521157 | HUGO PP4 138 | 520948 | HUGO PP4 138.00 | 521189 |  | 1 | [15 empty] | BASECASE | BASE CASE | [8 empty] | Credit Flowgate |  |  | ITCM | HUGO 345/138KV TRANSFORMER CKT 1 | New 345/138 kv Auto | [53 empty] | 2012-07-01 | 2012-07-01
GEN | [10 empty] | KELLY - MADISONCO 230.00 230KV CKT 1 | U | NPPD | NPPD | NPPD_686 | NPPD_686 | 0 | 640540 | MADISONCO 230.00 | 640133 | COLMBUS4 230.00 | 0 |  | 1 | [15 empty] | BASECASE | BASE CASE | [8 empty] | Credit Flowgate |  |  | NPPD | Kelly - Madison County 230kV Ckt 1 | Raise structures and line clearances as necessary to re-rate the transmission line to 320MVA | 320 | 320 |  |  |  | 24 | 24 | [46 empty] | 2014-11-01 | 2014-11-01
GI | GEN-2015-063 | [9 empty] | KINGFISHER CO TAP - MATHEWSON 345kV CKT 1 | U | OKGE | OKGE |  |  | 0 | 515875 | REDNGTN7 345.00 | 515497 | MATHWSON7 345.00 |  |  | 1 | [15 empty] | BASECASE | BASE CASE | [8 empty] | Credit Flowgate |  |  | OKGE | Kingfisher Co Tap - Mathewson 345kV CKT 1 | Replace terminal equipment to achieve conductor limit | [53 empty] | 2018-03-01 | 2018-03-01
NA | [10 empty] | LACYGNE - WEST GARDNER 345KV CKT 1 | U | KACP | KACP |  |  | 0 | 542981 | LACYGNE7 | 542965 | W.GRDNR7 | 0 |  | 1 | [15 empty] | BASECASE | BASE CASE | [8 empty] | Credit Flowgate |  |  | KCPL | LACYGNE - WEST GARDNER 345KV CKT 1 | KCPL Sponsored Project to Reconductor Line to be In-Service by 6/1/2006 | [53 empty] | 2006-06-01 | 2006-06-01
GI | GEN-2010-057 | Which # is GI? Is one of the #s identified in TSS as additional need? | [8 empty] | LYONS - WHEATLAND 115KV CKT 1 #2 | U | WERE | WERE |  |  | 0 | 530620 | LYONS 3 115.00 | 533439 | WHEATLD3 115.00 | 0 |  | 1 | [15 empty] | BASECASE | BASE CASE | [8 empty] | Credit Flowgate |  |  | MIDW | Wheatland 115 kV #2 | Install metering equipment at the Wheatland 115 kV substation. | [53 empty] | 2012-12-31 | 2012-12-31
NA | [10 empty] | MATHEWSON - NORTHWEST 345KV CKT 1 | U | OKGE | OKGE | ENID | ENID | 0 | 514880 |  | 515497 |  |  |  | 1 | [15 empty] | BASECASE | BASE CASE | [8 empty] | Credit Flowgate |  |  | OKGE | MATHEWSON - NORTHWEST 345KV CKT 1 | Build 345 kV line | [53 empty] | 2010-01-01 | 2010-01-01
NA | [10 empty] | MATHEWSON - TATONGA 345KV CKT 1 | U | OKGE | OKGE | ENID | ENID | 0 | 515497 |  | 515407 |  |  |  | 1 | [15 empty] | BASECASE | BASE CASE | [8 empty] | Credit Flowgate |  |  | OKGE | MATHEWSON - TATONGA 345KV CKT 1 | Build 345 kV line | [53 empty] | 2010-01-01 | 2010-01-01
GI | GEN-2013-032 | [9 empty] | NELIGH EAST - COUNTY LINE 115KV CKT 1 | U | NPPD | NPPD | NPPD_686 | NPPD_686 | 0 | 640521 | NELIGH.EAST7 | 640115 | CO.LINE7 | 0 |  | 1 | [15 empty] | BASECASE | BASE CASE | [8 empty] | Credit Flowgate |  |  | NPPD | Antelope - County Line - 115kV Rebuild | Rebuild/Upgrade the Antelope ΓÇô County Line 115kV to rerate line segments to greater than 125 MVA. | [53 empty] | 2017-05-01 | 2017-05-01
GI | GEN-2008-079 | [9 empty] | North Ft. Dodge - Spearville 115 kV Ckt 2 | U | MKEC | MKEC |  |  | 0 | 539771 |  | 539759 |  |  |  | 1 | [15 empty] | BASECASE | BASE CASE | [8 empty] | Credit Flowgate |  |  | MKEC | North Ft. Dodge - Spearville 115kV Ckt 2 | Build appoximately 20 mile 115 kV line | [53 empty] | 2015-05-01 | 2015-05-01
GI | GEN-2010-057 | [9 empty] | Rice - Lyons 115 kV Ckt 1 | U | MIDW | WERE |  |  | 0 | 530623 | RICE 3 115.00 | 530620 | LYONS 3 115.00 | 0 |  | 1 | [15 empty] | BASECASE | BASE CASE | [8 empty] | Credit Flowgate |  |  | MIDW | Rice - Lyons 115 kV Ckt 1 | Rebuild and extend 115 kV transmission line from existing Rice Co. substation to new Rice Co. substation, including engineering, surveying, and modification of existing easements as required. | [53 empty] | 2013-04-01 | 2013-04-01
GI | GEN-2010-057 | [9 empty] | Rice County 230/115 kV transformer Ckt 1 | U | MIDW | MIDW |  |  | 1 | 530686 | RICECO 230.00 | 530623 | RICE 3 115.00 | 530687 |  | 1 | [15 empty] | BASECASE | BASE CASE | [8 empty] | Credit Flowgate |  |  | MIDW | Rice County 230/115 kV transformer Ckt 1 | Install 230/115 kV transformer at Rice County. | [53 empty] | 2012-10-01 | 2012-10-01
2007-AG3 | AFS-9 | [9 empty] | RIVER ROAD - SAWYER 115KV CKT 1 | U | MKEC | MKEC |  |  | 0 | 539649 | SAWYER 3 115.00 | 539651 | RVROAD 115.00 | 0 |  | 1 | [15 empty] | BASECASE | BASE CASE | [8 empty] | Credit Flowgate |  |  | MKEC | RIVER ROAD - SAWYER 115KV CKT 1 | Rebuild line | [53 empty] | 2009-12-01 | 2009-12-01
GI | GEN-2008-079 | [9 empty] | Spearville 345/115 kV Transfomer CKT 1 | U | MKEC | MKEC |  |  | 1 | 539759 |  | 531469 |  | 539960 |  | 1 | [15 empty] | BASECASE | BASE CASE | [8 empty] | Credit Flowgate |  |  | MKEC | Spearville 345/115 kV Transformer CKT 1 | Spearville Substation - Add 345/115kV autotransformer and 345kV and 115kV terminal positions for autotransformer. | [53 empty] | 2015-05-01 | 2015-05-01
NA | [10 empty] | TATONGA - WOODWARD 345KV CKT 1 | U | OKGE | OKGE | ENID | ENID | 0 | 515407 |  | 515375 |  |  |  | 1 | [15 empty] | BASECASE | BASE CASE | [8 empty] | Credit Flowgate |  |  | OKGE | TATONGA - WOODWARD 345KV CKT 1 | Build 345 kV line | [53 empty] | 2010-01-01 | 2010-01-01
GI | GEN-2010-051 | [9 empty] | Twin Church - Dixon County 230kV Line Upgrade | U |  |  |  |  | 0 | 560347 |  | 640386 |  |  |  | 1 | [15 empty] | BASECASE | BASE CASE | [8 empty] | Credit Flowgate |  |  | NPPD | Twin Church - Dixon County 230kV Line Upgrade | Increase clearances to accommodate 320MVA facility rating | [53 empty] | 2018-11-01 | 2018-11-01
2018-AG1 | AFS3 |  | FDNS |  | FDNS |  | 5 | 5 | 2018AG1AFS31T805518WP | FROM->TO | WOLF CREEK (WOLF TX-6) 345/69/17.0KV TRANSFORMER CKT 1 | BCOV | WERE | WERE | SEAST | SEAST | 1 | 532797 | WOLFCRK7 345.00 | 533653 | WOLFCRK2 69.000 | 532962 | WOLFCRK1 17.000 | 1 | 18WP | 100 | 110 | 0 | 109.7 | 109.7431 | 110.7205 | [7 empty] | CATEGORYB | SINGLE | LACYGNE - WAVERLY7 345.00 345KV CKT 1 | 0 | 532799 | WAVERLY7 345.00 | 542981 | LACYGNE7 345.00 | 0 |  | 1 |  |  |  | WERE | Wolf Creek 345/69kV Transformer #6 (69kV) | Replace 100 Mva Tx #6 with 150 Mva & associated equipments. | [12 empty] | 10945773 | 2018-08-28 | [39 empty] | 2018-10-01 | 2021-10-01
2018-AG1 | AFS3 |  | FDNS |  | FDNS |  | 5 | 5 | 2018AG1AFS31T5565518WP | FROM->TO | WOLF CREEK (WOLF TX-6) 345/69/17.0KV TRANSFORMER CKT 1 | BCOV | WERE | WERE | SEAST | SEAST | 1 | 532797 | WOLFCRK7 345.00 | 533653 | WOLFCRK2 69.000 | 532962 | WOLFCRK1 17.000 | 1 | 18WP | 100 | 110 | 0 | 109.4 | 109.436 | 110.4092 | [7 empty] | CATEGORYB | NONSINGLE | 84748 | 0 | 0 |  | 0 |  | 0 | [5 empty] | WERE | Wolf Creek 345/69kV Transformer #6 (69kV) | Replace 100 Mva Tx #6 with 150 Mva & associated equipments. | [12 empty] | 10945773 | 2018-08-28 | [39 empty] | 2018-10-01 | 2021-10-01
2018-AG1 | AFS3 |  | FDNS |  | FDNS |  | 5 | 5 | 2018AG1AFS31T2005518WP | FROM->TO | WOLF CREEK (WOLF TX-6) 345/69/17.0KV TRANSFORMER CKT 1 | BCOV | WERE | WERE | SEAST | SEAST | 1 | 532797 | WOLFCRK7 345.00 | 533653 | WOLFCRK2 69.000 | 532962 | WOLFCRK1 17.000 | 1 | 18WP | 100 | 110 | 0 | 101.6 | 101.6255 | 102.5421 | [7 empty] | CATEGORYB | NONSINGLE | 8310 | 0 | 0 |  | 0 |  | 0 | [5 empty] | WERE | Wolf Creek 345/69kV Transformer #6 (69kV) | Replace 100 Mva Tx #6 with 150 Mva & associated equipments. | [12 empty] | 10945773 | 2018-08-28 | [39 empty] | 2018-10-01 | 2021-10-01
2018-AG1 | AFS3 |  | FDNS |  | FDNS |  | 5 | 5 | 2018AG1AFS31T795519WP | FROM->TO | WOLF CREEK (WOLF TX-6) 345/69/17.0KV TRANSFORMER CKT 1 | BCOV | WERE | WERE | SEAST | SEAST | 1 | 532797 | WOLFCRK7 345.00 | 533653 | WOLFCRK2 69.000 | 532962 | WOLFCRK1 17.000 | 1 | 19WP | 100 | 110 | 0 | 107 | 107.0314 | 108.1969 | [7 empty] | CATEGORYB | SINGLE | LACYGNE - WAVERLY7 345.00 345KV CKT 1 | 0 | 532799 | WAVERLY7 345.00 | 542981 | LACYGNE7 345.00 | 0 |  | 1 |  |  |  | WERE | Wolf Creek 345/69kV Transformer #6 (69kV) | Replace 100 Mva Tx #6 with 150 Mva & associated equipments. | [12 empty] | 10945773 | 2018-08-28 | [39 empty] | 2018-10-01 | 2021-10-01
2018-AG1 | AFS3 |  | FDNS |  | FDNS |  | 5 | 5 | 2018AG1AFS31T4585519WP | FROM->TO | WOLF CREEK (WOLF TX-6) 345/69/17.0KV TRANSFORMER CKT 1 | BCOV | WERE | WERE | SEAST | SEAST | 1 | 532797 | WOLFCRK7 345.00 | 533653 | WOLFCRK2 69.000 | 532962 | WOLFCRK1 17.000 | 1 | 19WP | 100 | 110 | 0 | 106.8 | 106.8144 | 108.0157 | [7 empty] | CATEGORYB | NONSINGLE | 84748 | 0 | 0 |  | 0 |  | 0 | [5 empty] | WERE | Wolf Creek 345/69kV Transformer #6 (69kV) | Replace 100 Mva Tx #6 with 150 Mva & associated equipments. | [12 empty] | 10945773 | 2018-08-28 | [39 empty] | 2018-10-01 | 2021-10-01
2018-AG1 | AFS3 |  | FDNS |  | FDNS |  | 5 | 5 | 2018AG1AFS31T1885519WP | FROM->TO | WOLF CREEK (WOLF TX-6) 345/69/17.0KV TRANSFORMER CKT 1 | BCOV | WERE | WERE | SEAST | SEAST | 1 | 532797 | WOLFCRK7 345.00 | 533653 | WOLFCRK2 69.000 | 532962 | WOLFCRK1 17.000 | 1 | 19WP | 100 | 110 | 0 | 98.9 | 98.9444 | 100.0798 | [7 empty] | CATEGORYB | NONSINGLE | 8310 | 0 | 0 |  | 0 |  | 0 | [5 empty] | WERE | Wolf Creek 345/69kV Transformer #6 (69kV) | Replace 100 Mva Tx #6 with 150 Mva & associated equipments. | [12 empty] | 10945773 | 2018-08-28 | [39 empty] | 2018-10-01 | 2021-10-01
2018-AG1 | AFS3 |  | FDNS |  | FDNS |  | 5 | 5 | 2018AG1AFS31T825522WP | FROM->TO | WOLF CREEK (WOLF TX-6) 345/69/17.0KV TRANSFORMER CKT 1 | BCOV | WERE | WERE | SEAST | SEAST | 1 | 532797 | WOLFCRK7 345.00 | 533653 | WOLFCRK2 69.000 | 532962 | WOLFCRK1 17.000 | 1 | 22WP | 100 | 110 | 0 | 103.5 | 103.4702 | 104.6535 | [7 empty] | CATEGORYB | SINGLE | LACYGNE - WAVERLY7 345.00 345KV CKT 1 | 0 | 532799 | WAVERLY7 345.00 | 542981 | LACYGNE7 345.00 | 0 |  | 1 |  |  |  | WERE | Wolf Creek 345/69kV Transformer #6 (69kV) | Replace 100 Mva Tx #6 with 150 Mva & associated equipments. | [12 empty] | 10945773 | 2018-08-28 | [39 empty] | 2018-10-01 | 2021-10-01
2018-AG1 | AFS3 |  | FDNS |  | FDNS |  | 5 | 5 | 2018AG1AFS31T5775522WP | FROM->TO | WOLF CREEK (WOLF TX-6) 345/69/17.0KV TRANSFORMER CKT 1 | BCOV | WERE | WERE | SEAST | SEAST | 1 | 532797 | WOLFCRK7 345.00 | 533653 | WOLFCRK2 69.000 | 532962 | WOLFCRK1 17.000 | 1 | 22WP | 100 | 110 | 0 | 103.3 | 103.2941 | 104.4834 | [7 empty] | CATEGORYB | NONSINGLE | 84748 | 0 | 0 |  | 0 |  | 0 | [5 empty] | WERE | Wolf Creek 345/69kV Transformer #6 (69kV) | Replace 100 Mva Tx #6 with 150 Mva & associated equipments. | [12 empty] | 10945773 | 2018-08-28 | [39 empty] | 2018-10-01 | 2021-10-01
2018-AG1 | AFS3 |  | FDNS |  | FDNS |  | 5 | 5 | 2018AG1AFS31T915527WP | FROM->TO | WOLF CREEK (WOLF TX-6) 345/69/17.0KV TRANSFORMER CKT 1 | BCOV | WERE | WERE | SEAST | SEAST | 1 | 532797 | WOLFCRK7 345.00 | 533653 | WOLFCRK2 69.000 | 532962 | WOLFCRK1 17.000 | 1 | 27WP | 100 | 110 | 0 | 105 | 105.0104 | 104.5317 | [7 empty] | CATEGORYB | SINGLE | LACYGNE - WAVERLY7 345.00 345KV CKT 1 | 0 | 532799 | WAVERLY7 345.00 | 542981 | LACYGNE7 345.00 | 0 |  | 1 |  |  |  | WERE | Wolf Creek 345/69kV Transformer #6 (69kV) | Replace 100 Mva Tx #6 with 150 Mva & associated equipments. | [12 empty] | 10945773 | 2018-08-28 | [39 empty] | 2018-10-01 | 2021-10-01
2018-AG1 | AFS3 |  | FDNS |  | FDNS |  | 5 | 5 | 2018AG1AFS31T6805527WP | FROM->TO | WOLF CREEK (WOLF TX-6) 345/69/17.0KV TRANSFORMER CKT 1 | BCOV | WERE | WERE | SEAST | SEAST | 1 | 532797 | WOLFCRK7 345.00 | 533653 | WOLFCRK2 69.000 | 532962 | WOLFCRK1 17.000 | 1 | 27WP | 100 | 110 | 0 | 104.8 | 104.8448 | 104.3518 | [7 empty] | CATEGORYB | NONSINGLE | 84748 | 0 | 0 |  | 0 |  | 0 | [5 empty] | WERE | Wolf Creek 345/69kV Transformer #6 (69kV) | Replace 100 Mva Tx #6 with 150 Mva & associated equipments. | [12 empty] | 10945773 | 2018-08-28 | [39 empty] | 2018-10-01 | 2021-10-01

## tblAllFacilityLog<100%
STUDYDES | STUDYDES2 | EVENTTYPE | AssessmentSOLUTIONTYPE | AssessmenFDNS-TERMINATION | SOLUTIONTYPE | FDNS-TERMINATION | GROUP | SCENARIO | FGName | DIRECTION | FacilityName | FacilityUpgradeCode | ModelArea1 | ModelArea2 | FZONENAME | TZONENAME | MONTFLAG | MONTFB | MONTFNAME | MONTTB1 | MONTTNAME1 | MONTTB2 | MONTTNAME2 | MONTCKT | Case | RATEA | RATEB | RATEC | Assessment Loading | BaseCaseLoading | TransferCaseLoading | NameOfBusWithMonitoredVoltage | Assessment Voltage | BaseCaseVoltage | TransferCaseVoltage | VINIT | VMIN | VMAX | CATEGORY | CONTTYPE | CONTNAME | CONTXFMRFLAG | CONTFB | CONTFNAME | CONTTB1 | CONTTNAME1 | CONTTB2 | CONTTNAME2 | CONTCKT | TransmissionProviderCommentsNotes | RequiredRateB | TransmissionOwnerComments | OwnerDesignation | UpgradeName | UpgradeComponentWithinFacility | NewSummerA | NewSummerB | NewOtherA | NewOtherB | DistToConstruct | TotalLead | ConstructionLeadOnly | NewOrConstructWhileEnergized | NewR | NewX | NewB | CommentsRegardingUpgradeRequirements | NewCost | EffDate | NetPlantDate | ReusableEx_GrossValue | ReusableEx_NetValue | Reusable_EndofDepr | SalvageValue | NewCostWhileExpediting | EffDateExpedited | StartDeprExpedited | EndDeprExpedited | NetPlantDateExpedited | ReusableEx_GrossExpedited | ReusableEx_NetExpedited | Reusable_EndofDeprExpedited | SalvageValueExpedited | Generation 1 Owner & Unit (Name) | Generation 1 Redispatch Cost ($) | Generation 1 Redispatch Date (M/D/Y) | Generation 2 Owner & Unit (Name) | Generation 2 Redispatch Cost ($) | Generation 2 Redispatch Date (M/D/Y) | Generation 3 Owner & Unit (Name) | Generation 3 Redispatch Cost ($) | Generation 3 Redispatch Date (M/D/Y) | ActualCompletion | ActualNewCost | ActualNetPlantDate | ActualReusableEx_GrossValue | ActualReusableEx_NetValue | ActualReusable_EndofDepr | ActualSalvageValue | Actual_NewCostWhileExpediting | Actual_StartDeprExp | Actual_EndDeprExp | Actual_NetPlantDateExpedited | ActualReusableEx_GrossExpedited | ActualReusableEx_NetExpedited | ActualReusable_EndofDeprExpedited | Actual_SalvageValueExpedited | SPPReliabilityDate | DUN | EOC | EarliestDate
2018-AG1 | AFS3 |  |  |  | FDNS |  | 5 | 5 | 2018AG1AFS31T32445519SP | TO->FROM | 21ST STREET TAP - TULSA SOUTHEAST 138KV CKT 1 | E | AEPW | AEPW | PSO_TULSA | PSO_TULSA | 0 | 509811 | T.S.E.-4 138.00 | 509828 | 21STTAP4 138.00 | 0 |  | 1 | 19SP | 212 | 212 | 0 |  | 94.4311 | 95.1 | [7 empty] | CATEGORYB | SINGLE | BROKEN ARROW NORTH - SOUTH TAP - ONETA 138KV CKT 1 | 0 | 509786 | BA.N-ST4 138.00 | 509806 | ONETA--4 138.00 | 0 |  | 1 | Transfer Loading < 100%
2018-AG1 | AFS3 | GSU |  |  | FDNS |  | 5 | 0 | 2018AG1AFS31T17225019SP | FROM->TO | 4MER 1&4 138.00 138/16.5KV TRANSFORMER CKT 1 | E | AMMO | AMMO | AMRNMO | AMRNMO | 0 | 345132 | 1MER 1 16.500 | 345123 | 4MER 1&4 138.00 | 0 |  | 1 | 19SP | 150 | 150 | 150 |  | 98.788 | 98.788 | [7 empty] | CATEGORYB | NONSINGLE | SPPMGN 32 | 0 | 0 |  | 0 |  | 0 |  |  | Transfer Loading < 100%
2018-AG1 | AFS3 | GSU |  |  | FDNS |  | 5 | 5 | 2018AG1AFS31T40445519SP | FROM->TO | 4MER 1&4 138.00 138/16.5KV TRANSFORMER CKT 1 | E | AMMO | AMMO | AMRNMO | AMRNMO | 0 | 345132 | 1MER 1 16.500 | 345123 | 4MER 1&4 138.00 | 0 |  | 1 | 19SP | 150 | 150 | 150 |  | 95.3596 | 95.3577 | [7 empty] | CATEGORYB | NONSINGLE | SPPMGN 32 | 0 | 0 |  | 0 |  | 0 |  |  | Transfer Loading < 100%
2018-AG1 | AFS3 | GSU |  |  | FDNS |  | 5 | 0 | 2018AG1AFS31T17245022SP | FROM->TO | 4MER 1&4 138.00 138/16.5KV TRANSFORMER CKT 1 | E | AMMO | AMMO | AMRNMO | AMRNMO | 0 | 345132 | 1MER 1 16.500 | 345123 | 4MER 1&4 138.00 | 0 |  | 1 | 22SP | 150 | 150 | 150 |  | 97.6951 | 97.8633 | [7 empty] | CATEGORYB | NONSINGLE | SPPMGN 30 | 0 | 0 |  | 0 |  | 0 |  |  | Transfer Loading < 100%
2018-AG1 | AFS3 |  | FDNS |  | FDNS |  | 5 | 0 | 2018AG1AFS31T1555018WP | FROM->TO | 59TH ST - GILL ENERGY CENTER SOUTH 138KV CKT 1 | E | WERE | WERE | SCENTRAL | SCENTRAL | 0 | 533029 | 59TH ST4 138.00 | 533046 | GILL S 4 138.00 | 0 |  | 1 | 18WP | 224 | 232 | 0 | 98.7 | 98.6709 | 98.8 | [7 empty] | CATEGORYB | NONSINGLE | 7775 | 0 | 0 |  | 0 |  | 0 |  |  | Transfer Loading < 100%
2018-AG1 | AFS3 | SWINGBUS |  |  | FDNS |  | 5 | 5 | 2018AG1AFS31T5085527SP | FROM->TO | 84TH & BLUFF 115/13.8KV TRANSFORMER CKT 1 | E | LES | LES | LES_696 | LES_696 | 0 | 650002 | TBGS 2G 13.800 | 650275 | 84&BLUFF 7 115.00 | 0 |  | 1 | 27SP | 84 | 84 | 84 |  | 29.8312 | 99.5 | [7 empty] | CATEGORYB | NONSINGLE | 5636 | 0 | 0 |  | 0 |  | 0 |  |  | Transfer Loading < 100%
2018-AG1 | AFS3 | SWINGBUS |  |  | FDNS |  | 5 | 5 | 2018AG1AFS31T18355527SP | FROM->TO | 84TH & BLUFF 115/13.8KV TRANSFORMER CKT 1 | E | LES | LES | LES_696 | LES_696 | 0 | 650002 | TBGS 2G 13.800 | 650275 | 84&BLUFF 7 115.00 | 0 |  | 1 | 27SP | 84 | 84 | 84 |  | 29.997 | 98.8 | [7 empty] | CATEGORYB | NONSINGLE | 84087 | 0 | 0 |  | 0 |  | 0 |  |  | Transfer Loading < 100%
2018-AG1 | AFS3 | SWINGBUS | FDNS |  | FDNS |  | 5 | 0 | 2018AG1AFS31T5485019SP | FROM->TO | 8OUACHITA% 500.00 500/13.8KV TRANSFORMER CKT 1 | E | EES-EAI | EES-EAI | EES_ELL-N | EES_ELL-N | 0 | 337434 | 8OUACHITA% 500.00 | 337424 | 1OUACHI_S2 13.800 | 0 |  | 1 | 19SP | 155 | 155 | 0 | 95.3 | 95.3412 | 95.8 | [7 empty] | CATEGORYB | NONSINGLE | 64305 | 0 | 0 |  | 0 |  | 0 |  |  | Transfer Loading < 100%
2018-AG1 | AFS3 | SWINGBUS | FDNS |  | FDNS |  | 5 | 0 | 2018AG1AFS31T5555019SP | FROM->TO | 8OUACHITA% 500.00 500/13.8KV TRANSFORMER CKT 1 | E | EES-EAI | EES-EAI | EES_ELL-N | EES_ELL-N | 0 | 337434 | 8OUACHITA% 500.00 | 337424 | 1OUACHI_S2 13.800 | 0 |  | 1 | 19SP | 155 | 155 | 0 | 95.2 | 95.1811 | 95.7 | [7 empty] | CATEGORYB | NONSINGLE | 67951 | 0 | 0 |  | 0 |  | 0 |  |  | Transfer Loading < 100%
2018-AG1 | AFS3 |  |  |  | FDNS |  | 5 | 5 | 2018AG1AFS31T25495522SP | TO->FROM | AINSWORTH - AINSWORTH 115KV CKT 1 | E | NPPD | NPPD | NPPD_686 | NPPD_686 | 0 | 640050 | AINSWND7 115.00 | 640051 | AINSWRT7 115.00 | 0 |  | 1 | 22SP | 140 | 140 | 154 |  | 86.5144 | 99.7 | [7 empty] | CATEGORYB | NONSINGLE | 85797 | 0 | 0 |  | 0 |  | 0 |  |  | Transfer Loading < 100%
2018-AG1 | AFS3 |  |  |  | FDNS |  | 5 | 5 | 2018AG1AFS31T12645522SP | TO->FROM | AINSWORTH - AINSWORTH 115KV CKT 1 | E | NPPD | NPPD | NPPD_686 | NPPD_686 | 0 | 640050 | AINSWND7 115.00 | 640051 | AINSWRT7 115.00 | 0 |  | 1 | 22SP | 140 | 140 | 154 |  | 86.1694 | 99.6 | [7 empty] | CATEGORYB | NONSINGLE | 40125 | 0 | 0 |  | 0 |  | 0 |  |  | Transfer Loading < 100%
2018-AG1 | AFS3 | SWINGBUS | FDNS |  | FDNS |  | 5 | 5 | 2018AG1AFS31T15755519SP | FROM->TO | ANADARKO 138/13.8KV TRANSFORMER CKT 1 | E | WFEC | WFEC | WFEC-CADDO | WFEC-CADDO | 0 | 520811 | ANADRK4 13.800 | 520814 | ANADARK4 138.00 | 0 |  | 1 | 19SP | 125 | 140 | 140 | 100.2 | 100.2344 | 99.9 | [7 empty] | CATEGORYB | NONSINGLE | 80656 | 0 | 0 |  | 0 |  | 0 |  |  | Transfer Loading < 100%
2018-AG1 | AFS3 | SWINGBUS | FDNS |  | FDNS |  | 5 | 0 | 2018AG1AFS31T9245027SP | FROM->TO | ANADARKO 138/13.8KV TRANSFORMER CKT 1 | E | WFEC | WFEC | WFEC-CADDO | WFEC-CADDO | 0 | 520811 | ANADRK4 13.800 | 520814 | ANADARK4 138.00 | 0 |  | 1 | 27SP | 125 | 140 | 140 | 95.2 | 95.2232 | 97.6 | [7 empty] | CATEGORYB | NONSINGLE | 80661 | 0 | 0 |  | 0 |  | 0 |  |  | Transfer Loading < 100%
2018-AG1 | AFS3 |  |  |  | FDNS |  | 5 | 5 | 2018AG1AFS31T35455527SP | TO->FROM | ARSENAL HILL - RAINES 138KV CKT 1 | E | AEPW | AEPW | SHREVEPORT | SHREVEPORT | 0 | 507749 | RAINES 4 138.00 | 507711 | ARSHILL4 138.00 | 0 |  | 1 | 27SP | 203 | 203 | 0 |  | 95.6556 | 96 | [7 empty] | CATEGORYB | NONSINGLE | SPPMGN 81 | 0 | 0 |  | 0 |  | 0 |  |  | Transfer Loading < 100%
2018-AG1 | AFS3 | GSU |  |  | FDNS |  | 5 | 5 | 2018AG1AFS31T10635518WP | FROM->TO | BAKER 115/60.0KV TRANSFORMER CKT 1 | E | MDU | MDU | MDU_1636 | MDU_1636 | 0 | 661005 | BAKER 7 115.00 | 661300 | BAKER 8 60.000 | 0 |  | 1 | 18WP | 40 | 50 | 0 |  | 95.5919 | 95.59 | [7 empty] | CATEGORYB | NONSINGLE | SPPMGN 148 | 0 | 0 |  | 0 |  | 0 |  |  | Transfer Loading < 100%
2018-AG1 | AFS3 | GSU |  |  | FDNS |  | 5 | 0 | 2018AG1AFS31T9465018WP | FROM->TO | BAKER 115/60.0KV TRANSFORMER CKT 1 | E | MDU | MDU | MDU_1636 | MDU_1636 | 0 | 661005 | BAKER 7 115.00 | 661300 | BAKER 8 60.000 | 0 |  | 1 | 18WP | 40 | 50 | 0 |  | 95.5616 | 95.4807 | [7 empty] | CATEGORYB | NONSINGLE | SPPMGN 142 | 0 | 0 |  | 0 |  | 0 |  |  | Transfer Loading < 100%
2018-AG1 | AFS3 | GSU |  |  | FDNS |  | 5 | 0 | 2018AG1AFS31T11015019WP | FROM->TO | BAKER 115/60.0KV TRANSFORMER CKT 1 | E | MDU | MDU | MDU_1636 | MDU_1636 | 0 | 661005 | BAKER 7 115.00 | 661300 | BAKER 8 60.000 | 0 |  | 1 | 19WP | 40 | 50 | 0 |  | 95.7561 | 95.7299 | [7 empty] | CATEGORYB | NONSINGLE | SPPMGN 146 | 0 | 0 |  | 0 |  | 0 |  |  | Transfer Loading < 100%
2018-AG1 | AFS3 | GSU |  |  | FDNS |  | 5 | 5 | 2018AG1AFS31T9715519WP | FROM->TO | BAKER 115/60.0KV TRANSFORMER CKT 1 | E | MDU | MDU | MDU_1636 | MDU_1636 | 0 | 661005 | BAKER 7 115.00 | 661300 | BAKER 8 60.000 | 0 |  | 1 | 19WP | 40 | 50 | 0 |  | 95.7332 | 95.7018 | [7 empty] | CATEGORYB | NONSINGLE | SPPMGN 153 | 0 | 0 |  | 0 |  | 0 |  |  | Transfer Loading < 100%
2018-AG1 | AFS3 | SWINGBUS | FDNS |  | FDNS |  | 5 | 5 | 2018AG1AFS31T6205518WP | FROM->TO | BEAVER 161/13.8KV TRANSFORMER CKT 1 | E | SWPA | SWPA | EMINTH | EMINTH | 0 | 505482 | BVR #1 1 13.800 | 505480 | BEAVER 5 161.00 | 0 |  | 1 | 18WP | 68 | 68 | 0 | 95.9 | 95.8843 | 95.8 | [7 empty] | CATEGORYB | NONSINGLE | 84944 | 0 | 0 |  | 0 |  | 0 |  |  | Transfer Loading < 100%
2018-AG1 | AFS3 | SWINGBUS | FDNS |  | FDNS |  | 5 | 5 | 2018AG1AFS31T6215518WP | FROM->TO | BEAVER 161/13.8KV TRANSFORMER CKT 1 | E | SWPA | SWPA | EMINTH | EMINTH | 0 | 505482 | BVR #1 1 13.800 | 505480 | BEAVER 5 161.00 | 0 |  | 1 | 18WP | 68 | 68 | 0 | 95.9 | 95.8879 | 95.8 | [7 empty] | CATEGORYB | NONSINGLE | 84945 | 0 | 0 |  | 0 |  | 0 |  |  | Transfer Loading < 100%
2018-AG1 | AFS3 | SWINGBUS | FDNS |  | FDNS |  | 5 | 5 | 2018AG1AFS31T6505518WP | FROM->TO | BEAVER 161/13.8KV TRANSFORMER CKT 1 | E | SWPA | SWPA | EMINTH | EMINTH | 0 | 505482 | BVR #1 1 13.800 | 505480 | BEAVER 5 161.00 | 0 |  | 1 | 18WP | 68 | 68 | 0 | 95.9 | 95.8843 | 95.8 | [7 empty] | CATEGORYB | NONSINGLE | 85005 | 0 | 0 |  | 0 |  | 0 |  |  | Transfer Loading < 100%
2018-AG1 | AFS3 | SWINGBUS | FDNS |  | FDNS |  | 5 | 5 | 2018AG1AFS31T6955518WP | FROM->TO | BEAVER 161/13.8KV TRANSFORMER CKT 1 | E | SWPA | SWPA | EMINTH | EMINTH | 0 | 505482 | BVR #1 1 13.800 | 505480 | BEAVER 5 161.00 | 0 |  | 1 | 18WP | 68 | 68 | 0 | 95.9 | 95.8879 | 95.8 | [7 empty] | CATEGORYB | NONSINGLE | 85081 | 0 | 0 |  | 0 |  | 0 |  |  | Transfer Loading < 100%
2018-AG1 | AFS3 | SWINGBUS | FDNS |  | FDNS |  | 5 | 5 | 2018AG1AFS31T7585518WP | FROM->TO | BEAVER 161/13.8KV TRANSFORMER CKT 1 | E | SWPA | SWPA | EMINTH | EMINTH | 0 | 505482 | BVR #1 1 13.800 | 505480 | BEAVER 5 161.00 | 0 |  | 1 | 18WP | 68 | 68 | 0 | 95.9 | 95.8843 | 95.8 | [7 empty] | CATEGORYB | NONSINGLE | 85190 | 0 | 0 |  | 0 |  | 0 |  |  | Transfer Loading < 100%
2018-AG1 | AFS3 | SWINGBUS | FDNS |  | FDNS |  | 5 | 5 | 2018AG1AFS31T7595518WP | FROM->TO | BEAVER 161/13.8KV TRANSFORMER CKT 1 | E | SWPA | SWPA | EMINTH | EMINTH | 0 | 505482 | BVR #1 1 13.800 | 505480 | BEAVER 5 161.00 | 0 |  | 1 | 18WP | 68 | 68 | 0 | 95.9 | 95.8879 | 95.8 | [7 empty] | CATEGORYB | NONSINGLE | 85191 | 0 | 0 |  | 0 |  | 0 |  |  | Transfer Loading < 100%
2018-AG1 | AFS3 | SWINGBUS | FDNS |  | FDNS |  | 5 | 5 | 2018AG1AFS31T6225518WP | FROM->TO | BEAVER 161/13.8KV TRANSFORMER CKT 1 | E | SWPA | SWPA | EMINTH | EMINTH | 0 | 505482 | BVR #1 1 13.800 | 505480 | BEAVER 5 161.00 | 0 |  | 1 | 18WP | 68 | 68 | 0 | 95.9 | 95.8748 | 95.7 | [7 empty] | CATEGORYB | NONSINGLE | 84947 | 0 | 0 |  | 0 |  | 0 |  |  | Transfer Loading < 100%
2018-AG1 | AFS3 | SWINGBUS | FDNS |  | FDNS |  | 5 | 5 | 2018AG1AFS31T6965518WP | FROM->TO | BEAVER 161/13.8KV TRANSFORMER CKT 1 | E | SWPA | SWPA | EMINTH | EMINTH | 0 | 505482 | BVR #1 1 13.800 | 505480 | BEAVER 5 161.00 | 0 |  | 1 | 18WP | 68 | 68 | 0 | 95.9 | 95.8748 | 95.7 | [7 empty] | CATEGORYB | NONSINGLE | 85083 | 0 | 0 |  | 0 |  | 0 |  |  | Transfer Loading < 100%
2018-AG1 | AFS3 | SWINGBUS | FDNS |  | FDNS |  | 5 | 5 | 2018AG1AFS31T7605518WP | FROM->TO | BEAVER 161/13.8KV TRANSFORMER CKT 1 | E | SWPA | SWPA | EMINTH | EMINTH | 0 | 505482 | BVR #1 1 13.800 | 505480 | BEAVER 5 161.00 | 0 |  | 1 | 18WP | 68 | 68 | 0 | 95.9 | 95.8748 | 95.7 | [7 empty] | CATEGORYB | NONSINGLE | 85193 | 0 | 0 |  | 0 |  | 0 |  |  | Transfer Loading < 100%
2018-AG1 | AFS3 | SWINGBUS | FDNS |  | FDNS |  | 5 | 0 | 2018AG1AFS31T11115019SP | FROM->TO | BEAVER 161/13.8KV TRANSFORMER CKT 1 | E | SWPA | SWPA | EMINTH | EMINTH | 0 | 505482 | BVR #1 1 13.800 | 505480 | BEAVER 5 161.00 | 0 |  | 1 | 19SP | 68 | 68 | 0 | 100.3 | 100.3073 | 99.7 | [7 empty] | CATEGORYB | NONSINGLE | 84947 | 0 | 0 |  | 0 |  | 0 |  |  | Transfer Loading < 100%
2018-AG1 | AFS3 | SWINGBUS | FDNS |  | FDNS |  | 5 | 0 | 2018AG1AFS31T12135019SP | FROM->TO | BEAVER 161/13.8KV TRANSFORMER CKT 1 | E | SWPA | SWPA | EMINTH | EMINTH | 0 | 505482 | BVR #1 1 13.800 | 505480 | BEAVER 5 161.00 | 0 |  | 1 | 19SP | 68 | 68 | 0 | 100.3 | 100.3073 | 99.7 | [7 empty] | CATEGORYB | NONSINGLE | 85083 | 0 | 0 |  | 0 |  | 0 |  |  | Transfer Loading < 100%
2018-AG1 | AFS3 | SWINGBUS | FDNS |  | FDNS |  | 5 | 0 | 2018AG1AFS31T13005019SP | FROM->TO | BEAVER 161/13.8KV TRANSFORMER CKT 1 | E | SWPA | SWPA | EMINTH | EMINTH | 0 | 505482 | BVR #1 1 13.800 | 505480 | BEAVER 5 161.00 | 0 |  | 1 | 19SP | 68 | 68 | 0 | 100.3 | 100.3073 | 99.7 | [7 empty] | CATEGORYB | NONSINGLE | 85193 | 0 | 0 |  | 0 |  | 0 |  |  | Transfer Loading < 100%
2018-AG1 | AFS3 | SWINGBUS | FDNS |  | FDNS |  | 5 | 5 | 2018AG1AFS31T5235519WP | FROM->TO | BEAVER 161/13.8KV TRANSFORMER CKT 1 | E | SWPA | SWPA | EMINTH | EMINTH | 0 | 505482 | BVR #1 1 13.800 | 505480 | BEAVER 5 161.00 | 0 |  | 1 | 19WP | 68 | 68 | 0 | 96.3 | 96.3151 | 96.3 | [7 empty] | CATEGORYB | NONSINGLE | 84944 | 0 | 0 |  | 0 |  | 0 |  |  | Transfer Loading < 100%
2018-AG1 | AFS3 | SWINGBUS | FDNS |  | FDNS |  | 5 | 5 | 2018AG1AFS31T5545519WP | FROM->TO | BEAVER 161/13.8KV TRANSFORMER CKT 1 | E | SWPA | SWPA | EMINTH | EMINTH | 0 | 505482 | BVR #1 1 13.800 | 505480 | BEAVER 5 161.00 | 0 |  | 1 | 19WP | 68 | 68 | 0 | 96.3 | 96.3151 | 96.3 | [7 empty] | CATEGORYB | NONSINGLE | 85005 | 0 | 0 |  | 0 |  | 0 |  |  | Transfer Loading < 100%
2018-AG1 | AFS3 | SWINGBUS | FDNS |  | FDNS |  | 5 | 5 | 2018AG1AFS31T6625519WP | FROM->TO | BEAVER 161/13.8KV TRANSFORMER CKT 1 | E | SWPA | SWPA | EMINTH | EMINTH | 0 | 505482 | BVR #1 1 13.800 | 505480 | BEAVER 5 161.00 | 0 |  | 1 | 19WP | 68 | 68 | 0 | 96.3 | 96.3151 | 96.3 | [7 empty] | CATEGORYB | NONSINGLE | 85190 | 0 | 0 |  | 0 |  | 0 |  |  | Transfer Loading < 100%
2018-AG1 | AFS3 | SWINGBUS | FDNS |  | FDNS |  | 5 | 5 | 2018AG1AFS31T5245519WP | FROM->TO | BEAVER 161/13.8KV TRANSFORMER CKT 1 | E | SWPA | SWPA | EMINTH | EMINTH | 0 | 505482 | BVR #1 1 13.800 | 505480 | BEAVER 5 161.00 | 0 |  | 1 | 19WP | 68 | 68 | 0 | 96.3 | 96.3134 | 96.2 | [7 empty] | CATEGORYB | NONSINGLE | 84945 | 0 | 0 |  | 0 |  | 0 |  |  | Transfer Loading < 100%
2018-AG1 | AFS3 | SWINGBUS | FDNS |  | FDNS |  | 5 | 5 | 2018AG1AFS31T5995519WP | FROM->TO | BEAVER 161/13.8KV TRANSFORMER CKT 1 | E | SWPA | SWPA | EMINTH | EMINTH | 0 | 505482 | BVR #1 1 13.800 | 505480 | BEAVER 5 161.00 | 0 |  | 1 | 19WP | 68 | 68 | 0 | 96.3 | 96.3134 | 96.2 | [7 empty] | CATEGORYB | NONSINGLE | 85081 | 0 | 0 |  | 0 |  | 0 |  |  | Transfer Loading < 100%
2018-AG1 | AFS3 | SWINGBUS | FDNS |  | FDNS |  | 5 | 5 | 2018AG1AFS31T6635519WP | FROM->TO | BEAVER 161/13.8KV TRANSFORMER CKT 1 | E | SWPA | SWPA | EMINTH | EMINTH | 0 | 505482 | BVR #1 1 13.800 | 505480 | BEAVER 5 161.00 | 0 |  | 1 | 19WP | 68 | 68 | 0 | 96.3 | 96.3134 | 96.2 | [7 empty] | CATEGORYB | NONSINGLE | 85191 | 0 | 0 |  | 0 |  | 0 |  |  | Transfer Loading < 100%
2018-AG1 | AFS3 | SWINGBUS | FDNS |  | FDNS |  | 5 | 5 | 2018AG1AFS31T5255519WP | FROM->TO | BEAVER 161/13.8KV TRANSFORMER CKT 1 | E | SWPA | SWPA | EMINTH | EMINTH | 0 | 505482 | BVR #1 1 13.800 | 505480 | BEAVER 5 161.00 | 0 |  | 1 | 19WP | 68 | 68 | 0 | 96.2 | 96.2073 | 96.1 | [7 empty] | CATEGORYB | NONSINGLE | 84947 | 0 | 0 |  | 0 |  | 0 |  |  | Transfer Loading < 100%
2018-AG1 | AFS3 | SWINGBUS | FDNS |  | FDNS |  | 5 | 5 | 2018AG1AFS31T6005519WP | FROM->TO | BEAVER 161/13.8KV TRANSFORMER CKT 1 | E | SWPA | SWPA | EMINTH | EMINTH | 0 | 505482 | BVR #1 1 13.800 | 505480 | BEAVER 5 161.00 | 0 |  | 1 | 19WP | 68 | 68 | 0 | 96.2 | 96.2073 | 96.1 | [7 empty] | CATEGORYB | NONSINGLE | 85083 | 0 | 0 |  | 0 |  | 0 |  |  | Transfer Loading < 100%
2018-AG1 | AFS3 | SWINGBUS | FDNS |  | FDNS |  | 5 | 5 | 2018AG1AFS31T6645519WP | FROM->TO | BEAVER 161/13.8KV TRANSFORMER CKT 1 | E | SWPA | SWPA | EMINTH | EMINTH | 0 | 505482 | BVR #1 1 13.800 | 505480 | BEAVER 5 161.00 | 0 |  | 1 | 19WP | 68 | 68 | 0 | 96.2 | 96.2073 | 96.1 | [7 empty] | CATEGORYB | NONSINGLE | 85193 | 0 | 0 |  | 0 |  | 0 |  |  | Transfer Loading < 100%
2018-AG1 | AFS3 | SWINGBUS | FDNS |  | FDNS |  | 5 | 5 | 2018AG1AFS31T28175522SP | FROM->TO | BEAVER 161/13.8KV TRANSFORMER CKT 1 | E | SWPA | SWPA | EMINTH | EMINTH | 0 | 505482 | BVR #1 1 13.800 | 505480 | BEAVER 5 161.00 | 0 |  | 1 | 22SP | 68 | 68 | 0 | 95.9 | 76.6509 | 95.7 | [7 empty] | CATEGORYB | GENOUT | 44308-TABLE ROCK | 0 | 0 |  | 0 |  | 0 |  |  | Transfer Loading < 100%
2018-AG1 | AFS3 | SWINGBUS | FDNS |  | FDNS |  | 5 | 5 | 2018AG1AFS31T6665522WP | FROM->TO | BEAVER 161/13.8KV TRANSFORMER CKT 1 | E | SWPA | SWPA | EMINTH | EMINTH | 0 | 505482 | BVR #1 1 13.800 | 505480 | BEAVER 5 161.00 | 0 |  | 1 | 22WP | 68 | 68 | 0 | 97.2 | 97.2202 | 97.1 | [7 empty] | CATEGORYB | NONSINGLE | 84944 | 0 | 0 |  | 0 |  | 0 |  |  | Transfer Loading < 100%
2018-AG1 | AFS3 | SWINGBUS | FDNS |  | FDNS |  | 5 | 5 | 2018AG1AFS31T6675522WP | FROM->TO | BEAVER 161/13.8KV TRANSFORMER CKT 1 | E | SWPA | SWPA | EMINTH | EMINTH | 0 | 505482 | BVR #1 1 13.800 | 505480 | BEAVER 5 161.00 | 0 |  | 1 | 22WP | 68 | 68 | 0 | 97.2 | 97.2195 | 97.1 | [7 empty] | CATEGORYB | NONSINGLE | 84945 | 0 | 0 |  | 0 |  | 0 |  |  | Transfer Loading < 100%
2018-AG1 | AFS3 | SWINGBUS | FDNS |  | FDNS |  | 5 | 5 | 2018AG1AFS31T6685522WP | FROM->TO | BEAVER 161/13.8KV TRANSFORMER CKT 1 | E | SWPA | SWPA | EMINTH | EMINTH | 0 | 505482 | BVR #1 1 13.800 | 505480 | BEAVER 5 161.00 | 0 |  | 1 | 22WP | 68 | 68 | 0 | 97.1 | 97.1446 | 97.1 | [7 empty] | CATEGORYB | NONSINGLE | 84947 | 0 | 0 |  | 0 |  | 0 |  |  | Transfer Loading < 100%
2018-AG1 | AFS3 | SWINGBUS | FDNS |  | FDNS |  | 5 | 5 | 2018AG1AFS31T6995522WP | FROM->TO | BEAVER 161/13.8KV TRANSFORMER CKT 1 | E | SWPA | SWPA | EMINTH | EMINTH | 0 | 505482 | BVR #1 1 13.800 | 505480 | BEAVER 5 161.00 | 0 |  | 1 | 22WP | 68 | 68 | 0 | 97.2 | 97.2202 | 97.1 | [7 empty] | CATEGORYB | NONSINGLE | 85005 | 0 | 0 |  | 0 |  | 0 |  |  | Transfer Loading < 100%
2018-AG1 | AFS3 | SWINGBUS | FDNS |  | FDNS |  | 5 | 5 | 2018AG1AFS31T7645522WP | FROM->TO | BEAVER 161/13.8KV TRANSFORMER CKT 1 | E | SWPA | SWPA | EMINTH | EMINTH | 0 | 505482 | BVR #1 1 13.800 | 505480 | BEAVER 5 161.00 | 0 |  | 1 | 22WP | 68 | 68 | 0 | 97.2 | 97.2195 | 97.1 | [7 empty] | CATEGORYB | NONSINGLE | 85081 | 0 | 0 |  | 0 |  | 0 |  |  | Transfer Loading < 100%
2018-AG1 | AFS3 | SWINGBUS | FDNS |  | FDNS |  | 5 | 5 | 2018AG1AFS31T7655522WP | FROM->TO | BEAVER 161/13.8KV TRANSFORMER CKT 1 | E | SWPA | SWPA | EMINTH | EMINTH | 0 | 505482 | BVR #1 1 13.800 | 505480 | BEAVER 5 161.00 | 0 |  | 1 | 22WP | 68 | 68 | 0 | 97.1 | 97.1446 | 97.1 | [7 empty] | CATEGORYB | NONSINGLE | 85083 | 0 | 0 |  | 0 |  | 0 |  |  | Transfer Loading < 100%
2018-AG1 | AFS3 | SWINGBUS | FDNS |  | FDNS |  | 5 | 5 | 2018AG1AFS31T8515522WP | FROM->TO | BEAVER 161/13.8KV TRANSFORMER CKT 1 | E | SWPA | SWPA | EMINTH | EMINTH | 0 | 505482 | BVR #1 1 13.800 | 505480 | BEAVER 5 161.00 | 0 |  | 1 | 22WP | 68 | 68 | 0 | 97.2 | 97.2202 | 97.1 | [7 empty] | CATEGORYB | NONSINGLE | 85190 | 0 | 0 |  | 0 |  | 0 |  |  | Transfer Loading < 100%
2018-AG1 | AFS3 | SWINGBUS | FDNS |  | FDNS |  | 5 | 5 | 2018AG1AFS31T8525522WP | FROM->TO | BEAVER 161/13.8KV TRANSFORMER CKT 1 | E | SWPA | SWPA | EMINTH | EMINTH | 0 | 505482 | BVR #1 1 13.800 | 505480 | BEAVER 5 161.00 | 0 |  | 1 | 22WP | 68 | 68 | 0 | 97.2 | 97.2195 | 97.1 | [7 empty] | CATEGORYB | NONSINGLE | 85191 | 0 | 0 |  | 0 |  | 0 |  |  | Transfer Loading < 100%
2018-AG1 | AFS3 | SWINGBUS | FDNS |  | FDNS |  | 5 | 5 | 2018AG1AFS31T8535522WP | FROM->TO | BEAVER 161/13.8KV TRANSFORMER CKT 1 | E | SWPA | SWPA | EMINTH | EMINTH | 0 | 505482 | BVR #1 1 13.800 | 505480 | BEAVER 5 161.00 | 0 |  | 1 | 22WP | 68 | 68 | 0 | 97.1 | 97.1446 | 97.1 | [7 empty] | CATEGORYB | NONSINGLE | 85193 | 0 | 0 |  | 0 |  | 0 |  |  | Transfer Loading < 100%
2018-AG1 | AFS3 | SWINGBUS | FDNS |  | FDNS |  | 5 | 0 | 2018AG1AFS31T17565027SP | FROM->TO | BEAVER 161/13.8KV TRANSFORMER CKT 1 | E | SWPA | SWPA | EMINTH | EMINTH | 0 | 505482 | BVR #1 1 13.800 | 505480 | BEAVER 5 161.00 | 0 |  | 1 | 27SP | 68 | 68 | 0 | 100.2 | 100.2282 | 99.9 | [7 empty] | CATEGORYB | NONSINGLE | 84944 | 0 | 0 |  | 0 |  | 0 |  |  | Transfer Loading < 100%
2018-AG1 | AFS3 | SWINGBUS | FDNS |  | FDNS |  | 5 | 0 | 2018AG1AFS31T18105027SP | FROM->TO | BEAVER 161/13.8KV TRANSFORMER CKT 1 | E | SWPA | SWPA | EMINTH | EMINTH | 0 | 505482 | BVR #1 1 13.800 | 505480 | BEAVER 5 161.00 | 0 |  | 1 | 27SP | 68 | 68 | 0 | 100.2 | 100.2282 | 99.9 | [7 empty] | CATEGORYB | NONSINGLE | 85005 | 0 | 0 |  | 0 |  | 0 |  |  | Transfer Loading < 100%
2018-AG1 | AFS3 | SWINGBUS | FDNS |  | FDNS |  | 5 | 0 | 2018AG1AFS31T19905027SP | FROM->TO | BEAVER 161/13.8KV TRANSFORMER CKT 1 | E | SWPA | SWPA | EMINTH | EMINTH | 0 | 505482 | BVR #1 1 13.800 | 505480 | BEAVER 5 161.00 | 0 |  | 1 | 27SP | 68 | 68 | 0 | 100.2 | 100.2282 | 99.9 | [7 empty] | CATEGORYB | NONSINGLE | 85190 | 0 | 0 |  | 0 |  | 0 |  |  | Transfer Loading < 100%
2018-AG1 | AFS3 | SWINGBUS | FDNS |  | FDNS |  | 5 | 0 | 2018AG1AFS31T17575027SP | FROM->TO | BEAVER 161/13.8KV TRANSFORMER CKT 1 | E | SWPA | SWPA | EMINTH | EMINTH | 0 | 505482 | BVR #1 1 13.800 | 505480 | BEAVER 5 161.00 | 0 |  | 1 | 27SP | 68 | 68 | 0 | 100.1 | 100.1212 | 99.8 | [7 empty] | CATEGORYB | NONSINGLE | 84945 | 0 | 0 |  | 0 |  | 0 |  |  | Transfer Loading < 100%
2018-AG1 | AFS3 | SWINGBUS | FDNS |  | FDNS |  | 5 | 0 | 2018AG1AFS31T18815027SP | FROM->TO | BEAVER 161/13.8KV TRANSFORMER CKT 1 | E | SWPA | SWPA | EMINTH | EMINTH | 0 | 505482 | BVR #1 1 13.800 | 505480 | BEAVER 5 161.00 | 0 |  | 1 | 27SP | 68 | 68 | 0 | 100.1 | 100.1212 | 99.8 | [7 empty] | CATEGORYB | NONSINGLE | 85081 | 0 | 0 |  | 0 |  | 0 |  |  | Transfer Loading < 100%
2018-AG1 | AFS3 | SWINGBUS | FDNS |  | FDNS |  | 5 | 0 | 2018AG1AFS31T19915027SP | FROM->TO | BEAVER 161/13.8KV TRANSFORMER CKT 1 | E | SWPA | SWPA | EMINTH | EMINTH | 0 | 505482 | BVR #1 1 13.800 | 505480 | BEAVER 5 161.00 | 0 |  | 1 | 27SP | 68 | 68 | 0 | 100.1 | 100.1212 | 99.8 | [7 empty] | CATEGORYB | NONSINGLE | 85191 | 0 | 0 |  | 0 |  | 0 |  |  | Transfer Loading < 100%
2018-AG1 | AFS3 | SWINGBUS | FDNS |  | FDNS |  | 5 | 0 | 2018AG1AFS31T17585027SP | FROM->TO | BEAVER 161/13.8KV TRANSFORMER CKT 1 | E | SWPA | SWPA | EMINTH | EMINTH | 0 | 505482 | BVR #1 1 13.800 | 505480 | BEAVER 5 161.00 | 0 |  | 1 | 27SP | 68 | 68 | 0 | 99.7 | 99.7461 | 99.4 | [7 empty] | CATEGORYB | NONSINGLE | 84947 | 0 | 0 |  | 0 |  | 0 |  |  | Transfer Loading < 100%
2018-AG1 | AFS3 | SWINGBUS | FDNS |  | FDNS |  | 5 | 0 | 2018AG1AFS31T18825027SP | FROM->TO | BEAVER 161/13.8KV TRANSFORMER CKT 1 | E | SWPA | SWPA | EMINTH | EMINTH | 0 | 505482 | BVR #1 1 13.800 | 505480 | BEAVER 5 161.00 | 0 |  | 1 | 27SP | 68 | 68 | 0 | 99.7 | 99.7461 | 99.4 | [7 empty] | CATEGORYB | NONSINGLE | 85083 | 0 | 0 |  | 0 |  | 0 |  |  | Transfer Loading < 100%
2018-AG1 | AFS3 | SWINGBUS | FDNS |  | FDNS |  | 5 | 0 | 2018AG1AFS31T19925027SP | FROM->TO | BEAVER 161/13.8KV TRANSFORMER CKT 1 | E | SWPA | SWPA | EMINTH | EMINTH | 0 | 505482 | BVR #1 1 13.800 | 505480 | BEAVER 5 161.00 | 0 |  | 1 | 27SP | 68 | 68 | 0 | 99.7 | 99.7461 | 99.4 | [7 empty] | CATEGORYB | NONSINGLE | 85193 | 0 | 0 |  | 0 |  | 0 |  |  | Transfer Loading < 100%
2018-AG1 | AFS3 | SWINGBUS | FDNS |  | FDNS |  | 5 | 5 | 2018AG1AFS31T27785527SP | FROM->TO | BEAVER 161/13.8KV TRANSFORMER CKT 1 | E | SWPA | SWPA | EMINTH | EMINTH | 0 | 505482 | BVR #1 1 13.800 | 505480 | BEAVER 5 161.00 | 0 |  | 1 | 27SP | 68 | 68 | 0 | 95.9 | 76.5594 | 95.8 | [7 empty] | CATEGORYB | GENOUT | 44308-TABLE ROCK | 0 | 0 |  | 0 |  | 0 |  |  | Transfer Loading < 100%
2018-AG1 | AFS3 | SWINGBUS | FDNS |  | FDNS |  | 5 | 5 | 2018AG1AFS31T7535527WP | FROM->TO | BEAVER 161/13.8KV TRANSFORMER CKT 1 | E | SWPA | SWPA | EMINTH | EMINTH | 0 | 505482 | BVR #1 1 13.800 | 505480 | BEAVER 5 161.00 | 0 |  | 1 | 27WP | 68 | 68 | 0 | 99.6 | 99.6433 | 99.4 | [7 empty] | CATEGORYB | NONSINGLE | 84947 | 0 | 0 |  | 0 |  | 0 |  |  | Transfer Loading < 100%
2018-AG1 | AFS3 | SWINGBUS | FDNS |  | FDNS |  | 5 | 5 | 2018AG1AFS31T8345527WP | FROM->TO | BEAVER 161/13.8KV TRANSFORMER CKT 1 | E | SWPA | SWPA | EMINTH | EMINTH | 0 | 505482 | BVR #1 1 13.800 | 505480 | BEAVER 5 161.00 | 0 |  | 1 | 27WP | 68 | 68 | 0 | 99.6 | 99.6433 | 99.4 | [7 empty] | CATEGORYB | NONSINGLE | 85083 | 0 | 0 |  | 0 |  | 0 |  |  | Transfer Loading < 100%
2018-AG1 | AFS3 | SWINGBUS | FDNS |  | FDNS |  | 5 | 5 | 2018AG1AFS31T9065527WP | FROM->TO | BEAVER 161/13.8KV TRANSFORMER CKT 1 | E | SWPA | SWPA | EMINTH | EMINTH | 0 | 505482 | BVR #1 1 13.800 | 505480 | BEAVER 5 161.00 | 0 |  | 1 | 27WP | 68 | 68 | 0 | 99.6 | 99.6433 | 99.4 | [7 empty] | CATEGORYB | NONSINGLE | 85193 | 0 | 0 |  | 0 |  | 0 |  |  | Transfer Loading < 100%
2018-AG1 | AFS3 | SWINGBUS | FDNS |  | FDNS |  | 5 | 5 | 2018AG1AFS31T7515527WP | FROM->TO | BEAVER 161/13.8KV TRANSFORMER CKT 1 | E | SWPA | SWPA | EMINTH | EMINTH | 0 | 505482 | BVR #1 1 13.800 | 505480 | BEAVER 5 161.00 | 0 |  | 1 | 27WP | 68 | 68 | 0 | 99.8 | 99.7831 | 99.3 | [7 empty] | CATEGORYB | NONSINGLE | 84944 | 0 | 0 |  | 0 |  | 0 |  |  | Transfer Loading < 100%
2018-AG1 | AFS3 | SWINGBUS | FDNS |  | FDNS |  | 5 | 5 | 2018AG1AFS31T7525527WP | FROM->TO | BEAVER 161/13.8KV TRANSFORMER CKT 1 | E | SWPA | SWPA | EMINTH | EMINTH | 0 | 505482 | BVR #1 1 13.800 | 505480 | BEAVER 5 161.00 | 0 |  | 1 | 27WP | 68 | 68 | 0 | 99.8 | 99.779 | 99.3 | [7 empty] | CATEGORYB | NONSINGLE | 84945 | 0 | 0 |  | 0 |  | 0 |  |  | Transfer Loading < 100%
2018-AG1 | AFS3 | SWINGBUS | FDNS |  | FDNS |  | 5 | 5 | 2018AG1AFS31T7795527WP | FROM->TO | BEAVER 161/13.8KV TRANSFORMER CKT 1 | E | SWPA | SWPA | EMINTH | EMINTH | 0 | 505482 | BVR #1 1 13.800 | 505480 | BEAVER 5 161.00 | 0 |  | 1 | 27WP | 68 | 68 | 0 | 99.8 | 99.7831 | 99.3 | [7 empty] | CATEGORYB | NONSINGLE | 85005 | 0 | 0 |  | 0 |  | 0 |  |  | Transfer Loading < 100%
2018-AG1 | AFS3 | SWINGBUS | FDNS |  | FDNS |  | 5 | 5 | 2018AG1AFS31T8335527WP | FROM->TO | BEAVER 161/13.8KV TRANSFORMER CKT 1 | E | SWPA | SWPA | EMINTH | EMINTH | 0 | 505482 | BVR #1 1 13.800 | 505480 | BEAVER 5 161.00 | 0 |  | 1 | 27WP | 68 | 68 | 0 | 99.8 | 99.779 | 99.3 | [7 empty] | CATEGORYB | NONSINGLE | 85081 | 0 | 0 |  | 0 |  | 0 |  |  | Transfer Loading < 100%
2018-AG1 | AFS3 | SWINGBUS | FDNS |  | FDNS |  | 5 | 5 | 2018AG1AFS31T9045527WP | FROM->TO | BEAVER 161/13.8KV TRANSFORMER CKT 1 | E | SWPA | SWPA | EMINTH | EMINTH | 0 | 505482 | BVR #1 1 13.800 | 505480 | BEAVER 5 161.00 | 0 |  | 1 | 27WP | 68 | 68 | 0 | 99.8 | 99.7831 | 99.3 | [7 empty] | CATEGORYB | NONSINGLE | 85190 | 0 | 0 |  | 0 |  | 0 |  |  | Transfer Loading < 100%
2018-AG1 | AFS3 | SWINGBUS | FDNS |  | FDNS |  | 5 | 5 | 2018AG1AFS31T9055527WP | FROM->TO | BEAVER 161/13.8KV TRANSFORMER CKT 1 | E | SWPA | SWPA | EMINTH | EMINTH | 0 | 505482 | BVR #1 1 13.800 | 505480 | BEAVER 5 161.00 | 0 |  | 1 | 27WP | 68 | 68 | 0 | 99.8 | 99.779 | 99.3 | [7 empty] | CATEGORYB | NONSINGLE | 85191 | 0 | 0 |  | 0 |  | 0 |  |  | Transfer Loading < 100%
2018-AG1 | AFS3 |  | FDNS |  | FDNS |  | 5 | 0 | 2018AG1AFS31T3675019SP | FROM->TO | BENTON (BENT TX-1) 345/138/13.8KV TRANSFORMER CKT 1 | E | WERE | WERE | SCENTRAL | SCENTRAL | 2 | 532791 | BENTON 7 345.00 | 532986 | BENTON 4 138.00 | 532821 | BENTN1 1 13.800 | 1 | 19SP | 400 | 440 | 0 | 96.8 | 96.7958 | 96.9 | [7 empty] | CATEGORYB | NONSINGLE | 7782 | 0 | 0 |  | 0 |  | 0 |  |  | Transfer Loading < 100%
2018-AG1 | AFS3 |  | FDNS |  | FDNS |  | 5 | 0 | 2018AG1AFS31T3895022SP | FROM->TO | BENTON (BENT TX-1) 345/138/13.8KV TRANSFORMER CKT 1 | E | WERE | WERE | SCENTRAL | SCENTRAL | 2 | 532791 | BENTON 7 345.00 | 532986 | BENTON 4 138.00 | 532821 | BENTN1 1 13.800 | 1 | 22SP | 400 | 440 | 0 | 97.3 | 97.2789 | 97.3 | [7 empty] | CATEGORYB | NONSINGLE | 7782 | 0 | 0 |  | 0 |  | 0 |  |  | Transfer Loading < 100%
2018-AG1 | AFS3 |  | FDNS |  | FDNS |  | 5 | 0 | 2018AG1AFS31T5395027SP | FROM->TO | BENTON (BENT TX-1) 345/138/13.8KV TRANSFORMER CKT 1 | E | WERE | WERE | SCENTRAL | SCENTRAL | 2 | 532791 | BENTON 7 345.00 | 532986 | BENTON 4 138.00 | 532821 | BENTN1 1 13.800 | 1 | 27SP | 400 | 440 | 0 | 99.8 | 99.8118 | 99.6 | [7 empty] | CATEGORYB | NONSINGLE | 7782 | 0 | 0 |  | 0 |  | 0 |  |  | Transfer Loading < 100%
2018-AG1 | AFS3 | GSU |  |  | FDNS |  | 5 | 5 | 2018AG1AFS31T40485519SP | FROM->TO | BUFORD TAP 161/13.8KV TRANSFORMER CKT 1 | E | SWPA | SWPA | EMINTH | EMINTH | 0 | 505468 | BSH5&6 1 13.800 | 505461 | BULL SH W5 161.00 | 0 |  | 1 | 19SP | 109 | 109 | 0 |  | 98.4285 | 98.4339 | [7 empty] | CATEGORYB | NONSINGLE | SPPMGN 53 | 0 | 0 |  | 0 |  | 0 |  |  | Transfer Loading < 100%
2018-AG1 | AFS3 | GSU |  |  | FDNS |  | 5 | 5 | 2018AG1AFS31T40515519SP | FROM->TO | BUFORD TAP 161/13.8KV TRANSFORMER CKT 1 | E | SWPA | SWPA | EMINTH | EMINTH | 0 | 505468 | BSH5&6 1 13.800 | 505461 | BULL SH W5 161.00 | 0 |  | 1 | 19SP | 109 | 109 | 0 |  | 98.4267 | 98.4338 | [7 empty] | CATEGORYB | NONSINGLE | SPPMGN 55 | 0 | 0 |  | 0 |  | 0 |  |  | Transfer Loading < 100%
2018-AG1 | AFS3 | GSU |  |  | FDNS |  | 5 | 5 | 2018AG1AFS31T40495519SP | FROM->TO | BUFORD TAP 161/13.8KV TRANSFORMER CKT 1 | E | SWPA | SWPA | EMINTH | EMINTH | 0 | 505470 | BSH7&8 1 13.800 | 505461 | BULL SH W5 161.00 | 0 |  | 1 | 19SP | 109 | 109 | 0 |  | 98.428 | 98.4335 | [7 empty] | CATEGORYB | NONSINGLE | SPPMGN 53 | 0 | 0 |  | 0 |  | 0 |  |  | Transfer Loading < 100%
2018-AG1 | AFS3 | GSU |  |  | FDNS |  | 5 | 5 | 2018AG1AFS31T40525519SP | FROM->TO | BUFORD TAP 161/13.8KV TRANSFORMER CKT 1 | E | SWPA | SWPA | EMINTH | EMINTH | 0 | 505468 | BSH5&6 1 13.800 | 505461 | BULL SH W5 161.00 | 0 |  | 1 | 19SP | 109 | 109 | 0 |  | 98.4265 | 98.4323 | [7 empty] | CATEGORYB | NONSINGLE | SPPMGN 56 | 0 | 0 |  | 0 |  | 0 |  |  | Transfer Loading < 100%
2018-AG1 | AFS3 | GSU |  |  | FDNS |  | 5 | 5 | 2018AG1AFS31T40535519SP | FROM->TO | BUFORD TAP 161/13.8KV TRANSFORMER CKT 1 | E | SWPA | SWPA | EMINTH | EMINTH | 0 | 505470 | BSH7&8 1 13.800 | 505461 | BULL SH W5 161.00 | 0 |  | 1 | 19SP | 109 | 109 | 0 |  | 98.4265 | 98.4323 | [7 empty] | CATEGORYB | NONSINGLE | SPPMGN 56 | 0 | 0 |  | 0 |  | 0 |  |  | Transfer Loading < 100%
2018-AG1 | AFS3 | GSU |  |  | FDNS |  | 5 | 5 | 2018AG1AFS31T41235519SP | FROM->TO | BUFORD TAP 161/13.8KV TRANSFORMER CKT 1 | E | SWPA | SWPA | EMINTH | EMINTH | 0 | 505468 | BSH5&6 1 13.800 | 505461 | BULL SH W5 161.00 | 0 |  | 1 | 19SP | 109 | 109 | 0 |  | 98.4253 | 98.4307 | [7 empty] | CATEGORYB | NONSINGLE | SPPMGN 129 | 0 | 0 |  | 0 |  | 0 |  |  | Transfer Loading < 100%
2018-AG1 | AFS3 | GSU |  |  | FDNS |  | 5 | 5 | 2018AG1AFS31T41245519SP | FROM->TO | BUFORD TAP 161/13.8KV TRANSFORMER CKT 1 | E | SWPA | SWPA | EMINTH | EMINTH | 0 | 505470 | BSH7&8 1 13.800 | 505461 | BULL SH W5 161.00 | 0 |  | 1 | 19SP | 109 | 109 | 0 |  | 98.4253 | 98.4307 | [7 empty] | CATEGORYB | NONSINGLE | SPPMGN 129 | 0 | 0 |  | 0 |  | 0 |  |  | Transfer Loading < 100%
2018-AG1 | AFS3 | GSU |  |  | FDNS |  | 5 | 5 | 2018AG1AFS31T40505519SP | FROM->TO | BUFORD TAP 161/13.8KV TRANSFORMER CKT 1 | E | SWPA | SWPA | EMINTH | EMINTH | 0 | 505470 | BSH7&8 1 13.800 | 505461 | BULL SH W5 161.00 | 0 |  | 1 | 19SP | 109 | 109 | 0 |  | 98.4234 | 98.4296 | [7 empty] | CATEGORYB | NONSINGLE | SPPMGN 54 | 0 | 0 |  | 0 |  | 0 |  |  | Transfer Loading < 100%
2018-AG1 | AFS3 | GSU |  |  | FDNS |  | 5 | 5 | 2018AG1AFS31T35395522SP | FROM->TO | BUFORD TAP 161/13.8KV TRANSFORMER CKT 1 | E | SWPA | SWPA | EMINTH | EMINTH | 0 | 505468 | BSH5&6 1 13.800 | 505461 | BULL SH W5 161.00 | 0 |  | 1 | 22SP | 109 | 109 | 0 |  | 98.4246 | 98.4299 | [7 empty] | CATEGORYB | NONSINGLE | SPPMGN 54 | 0 | 0 |  | 0 |  | 0 |  |  | Transfer Loading < 100%
2018-AG1 | AFS3 | GSU |  |  | FDNS |  | 5 | 5 | 2018AG1AFS31T35405522SP | FROM->TO | BUFORD TAP 161/13.8KV TRANSFORMER CKT 1 | E | SWPA | SWPA | EMINTH | EMINTH | 0 | 505470 | BSH7&8 1 13.800 | 505461 | BULL SH W5 161.00 | 0 |  | 1 | 22SP | 109 | 109 | 0 |  | 98.4246 | 98.4298 | [7 empty] | CATEGORYB | NONSINGLE | SPPMGN 54 | 0 | 0 |  | 0 |  | 0 |  |  | Transfer Loading < 100%
2018-AG1 | AFS3 | GSU |  |  | FDNS |  | 5 | 5 | 2018AG1AFS31T12155522WP | FROM->TO | BUFORD TAP 161/13.8KV TRANSFORMER CKT 1 | E | SWPA | SWPA | EMINTH | EMINTH | 0 | 505468 | BSH5&6 1 13.800 | 505461 | BULL SH W5 161.00 | 0 |  | 1 | 22WP | 109 | 109 | 0 |  | 98.3624 | 98.2699 | [7 empty] | CATEGORYB | NONSINGLE | SPPMGN 42 | 0 | 0 |  | 0 |  | 0 |  |  | Transfer Loading < 100%
2018-AG1 | AFS3 | GSU |  |  | FDNS |  | 5 | 5 | 2018AG1AFS31T12165522WP | FROM->TO | BUFORD TAP 161/13.8KV TRANSFORMER CKT 1 | E | SWPA | SWPA | EMINTH | EMINTH | 0 | 505470 | BSH7&8 1 13.800 | 505461 | BULL SH W5 161.00 | 0 |  | 1 | 22WP | 109 | 109 | 0 |  | 98.3593 | 98.2675 | [7 empty] | CATEGORYB | NONSINGLE | SPPMGN 42 | 0 | 0 |  | 0 |  | 0 |  |  | Transfer Loading < 100%
2018-AG1 | AFS3 |  |  |  | FDNS |  | 5 | 5 | 2018AG1AFS31T10625518WP | TO->FROM | BUSHLAND INTERCHANGE - POTTER COUNTY INTERCHANGE 230KV CKT 1 | E | SPS | SPS | SPS-AMA | SPS-AMA | 0 | 523959 | POTTER_CO 6230.00 | 524267 | BUSHLAND 6230.00 | 0 |  | 1 | 18WP | 318.7 | 318.7 | 0 |  | 98.5499 | 98.6 | [7 empty] | CATEGORYB | NONSINGLE | SPPMGN 84 | 0 | 0 |  | 0 |  | 0 |  |  | Transfer Loading < 100%
2018-AG1 | AFS3 |  |  |  | FDNS |  | 5 | 0 | 2018AG1AFS31T13205019SP | TO->FROM | CALLAWAY - MAXWELL 115KV CKT 1 | E | NPPD | NPPD | NPPD_686 | NPPD_686 | 0 | 640267 | MAXWELS7 115.00 | 640098 | CALAWAY7 115.00 | 0 |  | 1 | 19SP | 140 | 140 | 154 |  | 94.004 | 96.5 | [7 empty] | CATEGORYB | NONSINGLE | 85258 | 0 | 0 |  | 0 |  | 0 |  |  | Transfer Loading < 100%
2018-AG1 | AFS3 |  | FDNS |  | FDNS |  | 5 | 0 | 2018AG1AFS31T13405022SP | TO->FROM | CALLAWAY - MAXWELL 115KV CKT 1 | E | NPPD | NPPD | NPPD_686 | NPPD_686 | 0 | 640267 | MAXWELS7 115.00 | 640098 | CALAWAY7 115.00 | 0 |  | 1 | 22SP | 140 | 140 | 154 | 100.2 | 100.1597 | 98.1 | [7 empty] | CATEGORYB | NONSINGLE | 85258 | 0 | 0 |  | 0 |  | 0 |  |  | Transfer Loading < 100%
2018-AG1 | AFS3 |  | FDNS |  | FDNS |  | 5 | 0 | 2018AG1AFS31T13395022SP | TO->FROM | CALLAWAY - MAXWELL 115KV CKT 1 | E | NPPD | NPPD | NPPD_686 | NPPD_686 | 0 | 640267 | MAXWELS7 115.00 | 640098 | CALAWAY7 115.00 | 0 |  | 1 | 22SP | 140 | 140 | 154 | 98.8 | 98.8226 | 96.7 | [7 empty] | CATEGORYB | NONSINGLE | 85255 | 0 | 0 |  | 0 |  | 0 |  |  | Transfer Loading < 100%
2018-AG1 | AFS3 |  | FDNS |  | FDNS |  | 5 | 0 | 2018AG1AFS31T20125027SP | TO->FROM | CALLAWAY - MAXWELL 115KV CKT 1 | E | NPPD | NPPD | NPPD_686 | NPPD_686 | 0 | 640267 | MAXWELS7 115.00 | 640098 | CALAWAY7 115.00 | 0 |  | 1 | 27SP | 140 | 140 | 154 | 97.9 | 97.9454 | 95.5 | [7 empty] | CATEGORYB | NONSINGLE | 85258 | 0 | 0 |  | 0 |  | 0 |  |  | Transfer Loading < 100%
2018-AG1 | AFS3 |  |  |  | FDNS |  | 5 | 5 | 2018AG1AFS31T24935522SP | TO->FROM | CENTRAL CITY - GRAND ISLAND 115KV CKT 1 | E | NPPD | NPPD | NPPD_686 | NPPD_686 | 0 | 640201 | GR ISLD7 115.00 | 640107 | CENCITY7 115.00 | 0 |  | 1 | 22SP | 137 | 137 | 151 |  | 91.7855 | 98.9 | [7 empty] | CATEGORYB | NONSINGLE | 85308 | 0 | 0 |  | 0 |  | 0 |  |  | Transfer Loading < 100%
2018-AG1 | AFS3 | GSU |  |  | FDNS |  | 5 | 0 | 2018AG1AFS31T17245019SP | FROM->TO | DARDANELLE 161/13.8KV TRANSFORMER CKT 1 | E | SWPA | SWPA | EMINTH | EMINTH | 0 | 505512 | DAR3&4 1 13.800 | 505508 | DARDANE5 161.00 | 0 |  | 1 | 19SP | 76 | 76 | 0 |  | 95.5675 | 95.573 | [7 empty] | CATEGORYB | NONSINGLE | SPPMGN 58 | 0 | 0 |  | 0 |  | 0 |  |  | Transfer Loading < 100%
2018-AG1 | AFS3 | GSU |  |  | FDNS |  | 5 | 0 | 2018AG1AFS31T17255019SP | FROM->TO | DARDANELLE 161/13.8KV TRANSFORMER CKT 1 | E | SWPA | SWPA | EMINTH | EMINTH | 0 | 505510 | DAR1&2 1 13.800 | 505508 | DARDANE5 161.00 | 0 |  | 1 | 19SP | 76 | 76 | 0 |  | 95.5675 | 95.573 | [7 empty] | CATEGORYB | NONSINGLE | SPPMGN 59 | 0 | 0 |  | 0 |  | 0 |  |  | Transfer Loading < 100%
2018-AG1 | AFS3 | GSU |  |  | FDNS |  | 5 | 0 | 2018AG1AFS31T17275022SP | FROM->TO | DARDANELLE 161/13.8KV TRANSFORMER CKT 1 | E | SWPA | SWPA | EMINTH | EMINTH | 0 | 505512 | DAR3&4 1 13.800 | 505508 | DARDANE5 161.00 | 0 |  | 1 | 22SP | 76 | 76 | 0 |  | 94.1981 | 95.5735 | [7 empty] | CATEGORYB | NONSINGLE | SPPMGN 57 | 0 | 0 |  | 0 |  | 0 |  |  | Transfer Loading < 100%
2018-AG1 | AFS3 | GSU |  |  | FDNS |  | 5 | 0 | 2018AG1AFS31T17285022SP | FROM->TO | DARDANELLE 161/13.8KV TRANSFORMER CKT 1 | E | SWPA | SWPA | EMINTH | EMINTH | 0 | 505510 | DAR1&2 1 13.800 | 505508 | DARDANE5 161.00 | 0 |  | 1 | 22SP | 76 | 76 | 0 |  | 94.1836 | 95.5735 | [7 empty] | CATEGORYB | NONSINGLE | SPPMGN 58 | 0 | 0 |  | 0 |  | 0 |  |  | Transfer Loading < 100%
2018-AG1 | AFS3 | GSU |  |  | FDNS |  | 5 | 5 | 2018AG1AFS31T35435527SP | FROM->TO | DARDANELLE 161/13.8KV TRANSFORMER CKT 1 | E | SWPA | SWPA | EMINTH | EMINTH | 0 | 505512 | DAR3&4 1 13.800 | 505508 | DARDANE5 161.00 | 0 |  | 1 | 27SP | 76 | 76 | 0 |  | 95.5684 | 95.5731 | [7 empty] | CATEGORYB | NONSINGLE | SPPMGN 70 | 0 | 0 |  | 0 |  | 0 |  |  | Transfer Loading < 100%
2018-AG1 | AFS3 | GSU |  |  | FDNS |  | 5 | 5 | 2018AG1AFS31T35445527SP | FROM->TO | DARDANELLE 161/13.8KV TRANSFORMER CKT 1 | E | SWPA | SWPA | EMINTH | EMINTH | 0 | 505510 | DAR1&2 1 13.800 | 505508 | DARDANE5 161.00 | 0 |  | 1 | 27SP | 76 | 76 | 0 |  | 95.5684 | 95.5731 | [7 empty] | CATEGORYB | NONSINGLE | SPPMGN 71 | 0 | 0 |  | 0 |  | 0 |  |  | Transfer Loading < 100%
2018-AG1 | AFS3 | GSU |  |  | FDNS |  | 5 | 0 | 2018AG1AFS31T27445027SP | FROM->TO | DARDANELLE 161/13.8KV TRANSFORMER CKT 1 | E | SWPA | SWPA | EMINTH | EMINTH | 0 | 505510 | DAR1&2 1 13.800 | 505508 | DARDANE5 161.00 | 0 |  | 1 | 27SP | 76 | 76 | 0 |  | 95.5651 | 95.5697 | [7 empty] | CATEGORYB | NONSINGLE | SPPMGN 145 | 0 | 0 |  | 0 |  | 0 |  |  | Transfer Loading < 100%
2018-AG1 | AFS3 | GSU |  |  | FDNS |  | 5 | 0 | 2018AG1AFS31T27455027SP | FROM->TO | DARDANELLE 161/13.8KV TRANSFORMER CKT 1 | E | SWPA | SWPA | EMINTH | EMINTH | 0 | 505512 | DAR3&4 1 13.800 | 505508 | DARDANE5 161.00 | 0 |  | 1 | 27SP | 76 | 76 | 0 |  | 95.5651 | 95.5697 | [7 empty] | CATEGORYB | NONSINGLE | SPPMGN 145 | 0 | 0 |  | 0 |  | 0 |  |  | Transfer Loading < 100%
2018-AG1 | AFS3 | GSU |  |  | FDNS |  | 5 | 0 | 2018AG1AFS31T27355027SP | FROM->TO | DARDANELLE 161/13.8KV TRANSFORMER CKT 1 | E | SWPA | SWPA | EMINTH | EMINTH | 0 | 505510 | DAR1&2 1 13.800 | 505508 | DARDANE5 161.00 | 0 |  | 1 | 27SP | 76 | 76 | 0 |  | 95.5649 | 95.5696 | [7 empty] | CATEGORYB | NONSINGLE | SPPMGN 71 | 0 | 0 |  | 0 |  | 0 |  |  | Transfer Loading < 100%
2018-AG1 | AFS3 | GSU |  |  | FDNS |  | 5 | 0 | 2018AG1AFS31T27345027SP | FROM->TO | DARDANELLE 161/13.8KV TRANSFORMER CKT 1 | E | SWPA | SWPA | EMINTH | EMINTH | 0 | 505512 | DAR3&4 1 13.800 | 505508 | DARDANE5 161.00 | 0 |  | 1 | 27SP | 76 | 76 | 0 |  | 95.5649 | 95.5695 | [7 empty] | CATEGORYB | NONSINGLE | SPPMGN 70 | 0 | 0 |  | 0 |  | 0 |  |  | Transfer Loading < 100%
2018-AG1 | AFS3 |  |  |  | FDNS |  | 5 | 0 | 2018AG1AFS31T20345027SP | FROM->TO | ENERGY CENTER - SUB 281 115KV CKT 1 | E | HAST | HAST | HAST_687 | HAST_687 | 0 | 641087 | EGYCNTR7 115.00 | 641090 | S. 281 7 115.00 | 0 |  | 1 | 27SP | 201 | 201 | 221 |  | 92.2936 | 96.5 | [7 empty] | CATEGORYB | NONSINGLE | 85442 | 0 | 0 |  | 0 |  | 0 |  |  | Transfer Loading < 100%
2018-AG1 | AFS3 |  |  |  | FDNS |  | 5 | 0 | 2018AG1AFS31T8985022WP | TO->FROM | FAIRVIEW - RICHLAND 115KV CKT 1 | E | WAPA | WAPA | WAPA-EMT/WND | WAPA-EMT/WND | 0 | 652451 | RICHLND7 115.00 | 652651 | FAIRVIEW 7 115.00 | 0 |  | 1 | 22WP | 120 | 120 | 0 |  | 79.4973 | 95 | [7 empty] | CATEGORYB | NONSINGLE | 87074 | 0 | 0 |  | 0 |  | 0 |  |  | Transfer Loading < 100%
2018-AG1 | AFS3 |  |  |  | FDNS |  | 5 | 0 | 2018AG1AFS31T20185027SP | FROM->TO | FT RANDAL - SPENCER 115KV CKT 1 | E | WAPA | NPPD | WAPA-ESD/WMN | NPPD_686 | 0 | 652510 | FTRANDL7 115.00 | 640349 | SPENCER7 115.00 | 0 |  | 1 | 27SP | 120 | 121 | 0 |  | 94.0732 | 98.4 | [7 empty] | CATEGORYB | NONSINGLE | 85312 | 0 | 0 |  | 0 |  | 0 |  |  | Transfer Loading < 100%
2018-AG1 | AFS3 |  |  |  | FDNS |  | 5 | 0 | 2018AG1AFS31T20305027SP | FROM->TO | FT RANDAL - SPENCER 115KV CKT 1 | E | WAPA | NPPD | WAPA-ESD/WMN | NPPD_686 | 0 | 652510 | FTRANDL7 115.00 | 640349 | SPENCER7 115.00 | 0 |  | 1 | 27SP | 120 | 121 | 0 |  | 93.7505 | 98.2 | [7 empty] | CATEGORYB | NONSINGLE | 85391 | 0 | 0 |  | 0 |  | 0 |  |  | Transfer Loading < 100%
2018-AG1 | AFS3 |  |  |  | FDNS |  | 5 | 0 | 2018AG1AFS31T4805027SP | FROM->TO | FT RANDAL - SPENCER 115KV CKT 1 | E | WAPA | NPPD | WAPA-ESD/WMN | NPPD_686 | 0 | 652510 | FTRANDL7 115.00 | 640349 | SPENCER7 115.00 | 0 |  | 1 | 27SP | 120 | 121 | 0 |  | 93.5489 | 98 | [7 empty] | CATEGORYB | NONSINGLE | 6770 | 0 | 0 |  | 0 |  | 0 |  |  | Transfer Loading < 100%
2018-AG1 | AFS3 |  |  |  | FDNS |  | 5 | 5 | 2018AG1AFS31T25825522SP | FROM->TO | GAVINS POINT - SPIRIT MOUND 115KV CKT 1 | E | WAPA | WAPA | WAPA-ESD/WMN | BEPC_1628 | 0 | 652511 | GAVINS 7 115.00 | 659121 | SPIRITM7 115.00 | 0 |  | 1 | 22SP | 120 | 120 | 0 |  | 88.6169 | 95.5 | [7 empty] | CATEGORYB | NONSINGLE | 86314 | 0 | 0 |  | 0 |  | 0 |  |  | Transfer Loading < 100%
2018-AG1 | AFS3 |  |  |  | FDNS |  | 5 | 5 | 2018AG1AFS31T9475522WP | FROM->TO | GAVINS POINT - SPIRIT MOUND 115KV CKT 1 | E | WAPA | WAPA | WAPA-ESD/WMN | BEPC_1628 | 0 | 652511 | GAVINS 7 115.00 | 659121 | SPIRITM7 115.00 | 0 |  | 1 | 22WP | 120 | 120 | 0 |  | 90.7528 | 95.2 | [7 empty] | CATEGORYB | NONSINGLE | 86314 | 0 | 0 |  | 0 |  | 0 |  |  | Transfer Loading < 100%
2018-AG1 | AFS3 |  |  |  | FDNS |  | 5 | 0 | 2018AG1AFS31T5645022SP | TO->FROM | GAVINS POINT - YANKON JCT 115KV CKT 1 | E | WAPA | WAPA | NWPS | WAPA-ESD/WMN | 0 | 660006 | YKNTJCT7 115.00 | 652511 | GAVINS 7 115.00 | 0 |  | 1 | 22SP | 120 | 121 | 0 |  | 63.4831 | 96.8 | [7 empty] | CATEGORYB | NONSINGLE | 40014 | 0 | 0 |  | 0 |  | 0 |  |  | Transfer Loading < 100%
2018-AG1 | AFS3 |  |  |  | FDNS |  | 5 | 0 | 2018AG1AFS31T21035027SP | TO->FROM | GAVINS POINT - YANKON JCT 115KV CKT 1 | E | WAPA | WAPA | NWPS | WAPA-ESD/WMN | 0 | 660006 | YKNTJCT7 115.00 | 652511 | GAVINS 7 115.00 | 0 |  | 1 | 27SP | 120 | 121 | 0 |  | 71.7686 | 95.4 | [7 empty] | CATEGORYB | NONSINGLE | 86314 | 0 | 0 |  | 0 |  | 0 |  |  | Transfer Loading < 100%
2018-AG1 | AFS3 |  | FDNS |  | FDNS |  | 5 | 0 | 2018AG1AFS31T20095027SP | FROM->TO | GERALD GENTLEMAN STATION - NORTH PLATTE 230KV CKT 2 | E | NPPD | NPPD | NPPD_686 | NPPD_686 | 0 | 640184 | GENTLMN4 230.00 | 640286 | N.PLATT4 230.00 | 0 |  | 2 | 27SP | 401 | 401 | 441 | 96.6 | 96.6269 | 95.3 | [7 empty] | CATEGORYB | NONSINGLE | 85246 | 0 | 0 |  | 0 |  | 0 |  |  | Transfer Loading < 100%
2018-AG1 | AFS3 |  | FDNS |  | FDNS |  | 5 | 0 | 2018AG1AFS31T7555019WP | FROM->TO | GERALD GENTLEMAN STATION (GGS T1) 345/230/13.8KV TRANSFORMER CKT 1 | E | NPPD | NPPD | NPPD_686 | NPPD_686 | 2 | 640184 | GENTLMN4 230.00 | 640183 | GENTLMN3 345.00 | 640185 | G.GENT19 13.800 | 1 | 19WP | 336 | 336 | 420 | 103.4 | 103.3967 | 95.3 | [7 empty] | CATEGORYB | NONSINGLE | 85242 | 0 | 0 |  | 0 |  | 0 |  |  | Transfer Loading < 100%
2018-AG1 | AFS3 |  |  |  | FDNS |  | 5 | 0 | 2018AG1AFS31T10745027WP | FROM->TO | GERALD GENTLEMAN STATION (GGS T1) 345/230/13.8KV TRANSFORMER CKT 1 | E | NPPD | NPPD | NPPD_686 | NPPD_686 | 2 | 640184 | GENTLMN4 230.00 | 640183 | GENTLMN3 345.00 | 640185 | G.GENT19 13.800 | 1 | 27WP | 336 | 336 | 420 |  | -999 | 96.3 | [7 empty] | CATEGORYB | NONSINGLE | 85242 | 0 | 0 |  | 0 |  | 0 |  |  | Transfer Loading < 100%
2018-AG1 | AFS3 |  |  |  | FDNSLock |  | 5 | 5 | 2018AG1AFS32T835522SP | FROM->TO | GERINGT7 115.00 - MORRILL7 115.00 115KV CKT 1 | E | NPPD | NPPD | BEPC_1630 | WAPA_1603 | 0 | 659821 | GERINGT7 115.00 | 653312 | MORRILL7 115.00 | 0 |  | 1 | 22SP | 109 | 109 | 0 |  | 53.7788 | 99.8 | [7 empty] | CATEGORYB | NONSINGLE | 85249 | 0 | 0 |  | 0 |  | 0 |  |  | Transfer Loading < 100%
2018-AG1 | AFS3 |  | FDNS |  | FDNS |  | 5 | 0 | 2018AG1AFS31T21335027SP | FROM->TO | GERINGT7 115.00 - MORRILL7 115.00 115KV CKT 1 | E | NPPD | NPPD | BEPC_1630 | WAPA_1603 | 0 | 659821 | GERINGT7 115.00 | 653312 | MORRILL7 115.00 | 0 |  | 1 | 27SP | 109 | 109 | 0 | 104.3 | 104.2967 | 97.8 | [7 empty] | CATEGORYB | NONSINGLE | 86699 | 0 | 0 |  | 0 |  | 0 |  |  | Transfer Loading < 100%
2018-AG1 | AFS3 |  |  |  | FDNS |  | 5 | 5 | 2018AG1AFS31T6205522SP | TO->FROM | GERINGT7 115.00 - SCOTTSBLUFF 115KV CKT 1 | E | NPPD | NPPD | NPPD_686 | BEPC_1630 | 0 | 640338 | SCOTBLF7 115.00 | 659821 | GERINGT7 115.00 | 0 |  | 1 | 22SP | 120 | 120 | 0 |  | 54.4657 | 95.7 | [7 empty] | CATEGORYB | SINGLE | STEGALL-LNX3230.00 - WAYSIDE 230KV CKT 1 | 0 | 640404 | WAYSIDE4 230.00 | 652873 | STEGALL-LNX3230.00 | 0 |  | 1 | Transfer Loading < 100%
2018-AG1 | AFS3 |  |  |  | FDNS |  | 5 | 5 | 2018AG1AFS31T27965519SP | TO->FROM | GR ISLD3 345.00 - SWEETWATER 345KV CKT 1 | E | NPPD | NPPD | NPPD_686 | WAPA_1606 | 0 | 640374 | SWEET W3 345.00 | 653571 | GR ISLD3 345.00 | 0 |  | 1 | 19SP | 717 | 717 | 789 |  | 72.0337 | 99.7 | [7 empty] | CATEGORYB | NONSINGLE | 85270 | 0 | 0 |  | 0 |  | 0 |  |  | Transfer Loading < 100%
2018-AG1 | AFS3 |  | FDNS |  | FDNS |  | 5 | 5 | 2018AG1AFS31T12755522SP | FROM->TO | GR ISLD3 345.00 (GI KU3A) 345/230/13.8KV TRANSFORMER CKT 3 | E | NPPD | NPPD | WAPA_1606 | NPPD_686 | 2 | 653571 | GR ISLD3 345.00 | 640200 | GR ISLD4 230.00 | 643071 | GR ISLD T6 913.800 | 3 | 22SP | 336 | 336 | 406 | 95 | 95.0343 | 98.3 | [7 empty] | CATEGORYB | NONSINGLE | 40128 | 0 | 0 |  | 0 |  | 0 |  |  | Transfer Loading < 100%
2018-AG1 | AFS3 |  | FDNS |  | FDNS |  | 5 | 0 | 2018AG1AFS31T4475022SP | TO->FROM | GRANTNB7 115.00 - OGALALA7 115.00 115KV CKT 1 | E | NPPD | NPPD | BEPC_1630 | BEPC_1630 | 0 | 659801 | OGALALA7 115.00 | 659800 | GRANTNB7 115.00 | 0 |  | 1 | 22SP | 119 | 119 | 119 | 98 | 98.0391 | 99.1 | [7 empty] | CATEGORYB | NONSINGLE | 8888 | 0 | 0 |  | 0 |  | 0 |  |  | Transfer Loading < 100%
2018-AG1 | AFS3 |  |  |  | FDNS |  | 5 | 0 | 2018AG1AFS31T4435022SP | TO->FROM | GRANTNB7 115.00 - OGALALA7 115.00 115KV CKT 1 | E | NPPD | NPPD | BEPC_1630 | BEPC_1630 | 0 | 659801 | OGALALA7 115.00 | 659800 | GRANTNB7 115.00 | 0 |  | 1 | 22SP | 119 | 119 | 119 |  | 94.8531 | 95.8 | [7 empty] | CATEGORYB | NONSINGLE | 8859 | 0 | 0 |  | 0 |  | 0 |  |  | Transfer Loading < 100%
2018-AG1 | AFS3 |  | FDNS |  | FDNS |  | 5 | 0 | 2018AG1AFS31T6075027SP | TO->FROM | GRANTNB7 115.00 - OGALALA7 115.00 115KV CKT 1 | E | NPPD | NPPD | BEPC_1630 | BEPC_1630 | 0 | 659801 | OGALALA7 115.00 | 659800 | GRANTNB7 115.00 | 0 |  | 1 | 27SP | 119 | 119 | 119 | 98.3 | 98.2945 | 97.7 | [7 empty] | CATEGORYB | NONSINGLE | 8859 | 0 | 0 |  | 0 |  | 0 |  |  | Transfer Loading < 100%
2018-AG1 | AFS3 | SWINGBUS | FDNS |  | FDNS |  | 5 | 0 | 2018AG1AFS31T7155027WP | FROM->TO | GREC TAP5 345.00 345/20.0KV TRANSFORMER CKT 1 | E | GRDA | GRDA | GRDA | GRDA | 0 | 512614 | GRECCTG_1 20.000 | 512865 | GREC TAP5 345.00 | 0 |  | 1 | 27WP | 450 | 450 | 0 | 95.2 | 95.1943 | 95.2 | [7 empty] | CATEGORYB | NONSINGLE | 81831 | 0 | 0 |  | 0 |  | 0 |  |  | Transfer Loading < 100%
2018-AG1 | AFS3 | SWINGBUS | FDNS |  | FDNS |  | 5 | 0 | 2018AG1AFS31T7165027WP | FROM->TO | GREC TAP5 345.00 345/20.0KV TRANSFORMER CKT 1 | E | GRDA | GRDA | GRDA | GRDA | 0 | 512614 | GRECCTG_1 20.000 | 512865 | GREC TAP5 345.00 | 0 |  | 1 | 27WP | 450 | 450 | 0 | 95.2 | 95.1955 | 95.2 | [7 empty] | CATEGORYB | NONSINGLE | 81832 | 0 | 0 |  | 0 |  | 0 |  |  | Transfer Loading < 100%
2018-AG1 | AFS3 | SWINGBUS | FDNS |  | FDNS |  | 5 | 0 | 2018AG1AFS31T7205027WP | FROM->TO | GREC TAP5 345.00 345/20.0KV TRANSFORMER CKT 1 | E | GRDA | GRDA | GRDA | GRDA | 0 | 512614 | GRECCTG_1 20.000 | 512865 | GREC TAP5 345.00 | 0 |  | 1 | 27WP | 450 | 450 | 0 | 95.2 | 95.1955 | 95.2 | [7 empty] | CATEGORYB | NONSINGLE | 81853 | 0 | 0 |  | 0 |  | 0 |  |  | Transfer Loading < 100%
2018-AG1 | AFS3 | SWINGBUS | FDNS |  | FDNS |  | 5 | 0 | 2018AG1AFS31T7215027WP | FROM->TO | GREC TAP5 345.00 345/20.0KV TRANSFORMER CKT 1 | E | GRDA | GRDA | GRDA | GRDA | 0 | 512614 | GRECCTG_1 20.000 | 512865 | GREC TAP5 345.00 | 0 |  | 1 | 27WP | 450 | 450 | 0 | 95.2 | 95.1943 | 95.2 | [7 empty] | CATEGORYB | NONSINGLE | 81854 | 0 | 0 |  | 0 |  | 0 |  |  | Transfer Loading < 100%
2018-AG1 | AFS3 | SWINGBUS | FDNS |  | FDNS |  | 5 | 0 | 2018AG1AFS31T7295027WP | FROM->TO | GREC TAP5 345.00 345/20.0KV TRANSFORMER CKT 1 | E | GRDA | GRDA | GRDA | GRDA | 0 | 512614 | GRECCTG_1 20.000 | 512865 | GREC TAP5 345.00 | 0 |  | 1 | 27WP | 450 | 450 | 0 | 95.2 | 95.1943 | 95.2 | [7 empty] | CATEGORYB | NONSINGLE | 82040 | 0 | 0 |  | 0 |  | 0 |  |  | Transfer Loading < 100%
2018-AG1 | AFS3 | SWINGBUS | FDNS |  | FDNS |  | 5 | 0 | 2018AG1AFS31T7315027WP | FROM->TO | GREC TAP5 345.00 345/20.0KV TRANSFORMER CKT 1 | E | GRDA | GRDA | GRDA | GRDA | 0 | 512614 | GRECCTG_1 20.000 | 512865 | GREC TAP5 345.00 | 0 |  | 1 | 27WP | 450 | 450 | 0 | 95.2 | 95.1955 | 95.2 | [7 empty] | CATEGORYB | NONSINGLE | 82097 | 0 | 0 |  | 0 |  | 0 |  |  | Transfer Loading < 100%
2018-AG1 | AFS3 | SWINGBUS | FDNS |  | FDNS |  | 5 | 0 | 2018AG1AFS31T7325027WP | FROM->TO | GREC TAP5 345.00 345/20.0KV TRANSFORMER CKT 1 | E | GRDA | GRDA | GRDA | GRDA | 0 | 512614 | GRECCTG_1 20.000 | 512865 | GREC TAP5 345.00 | 0 |  | 1 | 27WP | 450 | 450 | 0 | 95.2 | 95.1943 | 95.2 | [7 empty] | CATEGORYB | NONSINGLE | 82098 | 0 | 0 |  | 0 |  | 0 |  |  | Transfer Loading < 100%
2018-AG1 | AFS3 | SWINGBUS | FDNS |  | FDNS |  | 5 | 0 | 2018AG1AFS31T9295019SP | FROM->TO | HAWTHORN 161/22.0KV TRANSFORMER CKT 1 | E | KCPL | KCPL | KACP | METRO | 0 | 542951 | HAW G5 1 22.000 | 542973 | HAWTHRN5 161.00 | 0 |  | 1 | 19SP | 650 | 650 | 0 | 98.9 | 98.845 | 99 | [7 empty] | CATEGORYB | NONSINGLE | 84651 | 0 | 0 |  | 0 |  | 0 |  |  | Transfer Loading < 100%
2018-AG1 | AFS3 | SWINGBUS | FDNS |  | FDNS |  | 5 | 0 | 2018AG1AFS31T10175019SP | FROM->TO | HAWTHORN 161/22.0KV TRANSFORMER CKT 1 | E | KCPL | KCPL | KACP | METRO | 0 | 542951 | HAW G5 1 22.000 | 542973 | HAWTHRN5 161.00 | 0 |  | 1 | 19SP | 650 | 650 | 0 | 97.5 | 97.4648 | 97.6 | [7 empty] | CATEGORYB | NONSINGLE | 84799 | 0 | 0 |  | 0 |  | 0 |  |  | Transfer Loading < 100%
2018-AG1 | AFS3 | SWINGBUS | FDNS |  | FDNS |  | 5 | 5 | 2018AG1AFS31T22125519SP | FROM->TO | HAWTHORN 161/22.0KV TRANSFORMER CKT 1 | E | KCPL | KCPL | KACP | METRO | 0 | 542951 | HAW G5 1 22.000 | 542973 | HAWTHRN5 161.00 | 0 |  | 1 | 19SP | 650 | 650 | 0 | 96.2 | 96.2329 | 96.5 | [7 empty] | CATEGORYB | NONSINGLE | 84667 | 0 | 0 |  | 0 |  | 0 |  |  | Transfer Loading < 100%
2018-AG1 | AFS3 | SWINGBUS | FDNS |  | FDNS |  | 5 | 5 | 2018AG1AFS31T22415519SP | FROM->TO | HAWTHORN 161/22.0KV TRANSFORMER CKT 1 | E | KCPL | KCPL | KACP | METRO | 0 | 542951 | HAW G5 1 22.000 | 542973 | HAWTHRN5 161.00 | 0 |  | 1 | 19SP | 650 | 650 | 0 | 96.2 | 96.2005 | 96.5 | [7 empty] | CATEGORYB | NONSINGLE | 84681 | 0 | 0 |  | 0 |  | 0 |  |  | Transfer Loading < 100%
2018-AG1 | AFS3 | SWINGBUS | FDNS |  | FDNS |  | 5 | 5 | 2018AG1AFS31T21845519SP | FROM->TO | HAWTHORN 161/22.0KV TRANSFORMER CKT 1 | E | KCPL | KCPL | KACP | METRO | 0 | 542951 | HAW G5 1 22.000 | 542973 | HAWTHRN5 161.00 | 0 |  | 1 | 19SP | 650 | 650 | 0 | 95.4 | 95.4382 | 95.7 | [7 empty] | CATEGORYB | NONSINGLE | 84660 | 0 | 0 |  | 0 |  | 0 |  |  | Transfer Loading < 100%
2018-AG1 | AFS3 | SWINGBUS | FDNS |  | FDNS |  | 5 | 5 | 2018AG1AFS31T22545519SP | FROM->TO | HAWTHORN 161/22.0KV TRANSFORMER CKT 1 | E | KCPL | KCPL | KACP | METRO | 0 | 542951 | HAW G5 1 22.000 | 542973 | HAWTHRN5 161.00 | 0 |  | 1 | 19SP | 650 | 650 | 0 | 95 | 95.001 | 95.5 | [7 empty] | CATEGORYB | NONSINGLE | 84682 | 0 | 0 |  | 0 |  | 0 |  |  | Transfer Loading < 100%
2018-AG1 | AFS3 | SWINGBUS |  |  | FDNS |  | 5 | 5 | 2018AG1AFS31T23475519SP | FROM->TO | HAWTHORN 161/22.0KV TRANSFORMER CKT 1 | E | KCPL | KCPL | KACP | METRO | 0 | 542951 | HAW G5 1 22.000 | 542973 | HAWTHRN5 161.00 | 0 |  | 1 | 19SP | 650 | 650 | 0 |  | 94.5891 | 95.1 | [7 empty] | CATEGORYB | NONSINGLE | 84741 | 0 | 0 |  | 0 |  | 0 |  |  | Transfer Loading < 100%
2018-AG1 | AFS3 | SWINGBUS |  |  | FDNS |  | 5 | 5 | 2018AG1AFS31T34475519SP | FROM->TO | HAWTHORN 161/22.0KV TRANSFORMER CKT 1 | E | KCPL | KCPL | KACP | METRO | 0 | 542951 | HAW G5 1 22.000 | 542973 | HAWTHRN5 161.00 | 0 |  | 1 | 19SP | 650 | 650 | 0 |  | 94.6278 | 95.1 | [7 empty] | CATEGORYB | SINGLE | LACYGNE - STILWELL 345KV CKT 1 | 0 | 542968 | STILWEL7 345.00 | 542981 | LACYGNE7 345.00 | 0 |  | 1 | Transfer Loading < 100%
2018-AG1 | AFS3 | SWINGBUS |  |  | FDNS |  | 5 | 0 | 2018AG1AFS31T10245022SP | FROM->TO | HAWTHORN 161/22.0KV TRANSFORMER CKT 1 | E | KCPL | KCPL | KACP | METRO | 0 | 542951 | HAW G5 1 22.000 | 542973 | HAWTHRN5 161.00 | 0 |  | 1 | 22SP | 650 | 650 | 0 |  | 87.0629 | 98.5 | [7 empty] | CATEGORYB | NONSINGLE | 84651 | 0 | 0 |  | 0 |  | 0 |  |  | Transfer Loading < 100%
2018-AG1 | AFS3 | SWINGBUS |  |  | FDNS |  | 5 | 0 | 2018AG1AFS31T10545022SP | FROM->TO | HAWTHORN 161/22.0KV TRANSFORMER CKT 1 | E | KCPL | KCPL | KACP | METRO | 0 | 542951 | HAW G5 1 22.000 | 542973 | HAWTHRN5 161.00 | 0 |  | 1 | 22SP | 650 | 650 | 0 |  | 85.8582 | 97.3 | [7 empty] | CATEGORYB | NONSINGLE | 84799 | 0 | 0 |  | 0 |  | 0 |  |  | Transfer Loading < 100%
2018-AG1 | AFS3 | SWINGBUS | FDNS |  | FDNS |  | 5 | 5 | 2018AG1AFS31T19585522SP | FROM->TO | HAWTHORN 161/22.0KV TRANSFORMER CKT 1 | E | KCPL | KCPL | KACP | METRO | 0 | 542951 | HAW G5 1 22.000 | 542973 | HAWTHRN5 161.00 | 0 |  | 1 | 22SP | 650 | 650 | 0 | 96.2 | 96.2345 | 96.4 | [7 empty] | CATEGORYB | NONSINGLE | 84681 | 0 | 0 |  | 0 |  | 0 |  |  | Transfer Loading < 100%
2018-AG1 | AFS3 | SWINGBUS | FDNS |  | FDNS |  | 5 | 5 | 2018AG1AFS31T19345522SP | FROM->TO | HAWTHORN 161/22.0KV TRANSFORMER CKT 1 | E | KCPL | KCPL | KACP | METRO | 0 | 542951 | HAW G5 1 22.000 | 542973 | HAWTHRN5 161.00 | 0 |  | 1 | 22SP | 650 | 650 | 0 | 96.3 | 96.3482 | 96 | [7 empty] | CATEGORYB | NONSINGLE | 84667 | 0 | 0 |  | 0 |  | 0 |  |  | Transfer Loading < 100%
2018-AG1 | AFS3 | SWINGBUS | FDNS |  | FDNSLock |  | 5 | 5 | 2018AG1AFS32T355522SP | FROM->TO | HAWTHORN 161/22.0KV TRANSFORMER CKT 1 | E | KCPL | KCPL | KACP | METRO | 0 | 542951 | HAW G5 1 22.000 | 542973 | HAWTHRN5 161.00 | 0 |  | 1 | 22SP | 650 | 650 | 0 | 95.8 | 95.9358 | 96 | [7 empty] | CATEGORYB | NONSINGLE | 84682 | 0 | 0 |  | 0 |  | 0 |  |  | Transfer Loading < 100%
2018-AG1 | AFS3 | SWINGBUS | FDNS |  | FDNS |  | 5 | 5 | 2018AG1AFS31T19135522SP | FROM->TO | HAWTHORN 161/22.0KV TRANSFORMER CKT 1 | E | KCPL | KCPL | KACP | METRO | 0 | 542951 | HAW G5 1 22.000 | 542973 | HAWTHRN5 161.00 | 0 |  | 1 | 22SP | 650 | 650 | 0 | 95.5 | 95.5283 | 95.5 | [7 empty] | CATEGORYB | NONSINGLE | 84660 | 0 | 0 |  | 0 |  | 0 |  |  | Transfer Loading < 100%
2018-AG1 | AFS3 | SWINGBUS |  |  | FDNS |  | 5 | 0 | 2018AG1AFS31T15875027SP | FROM->TO | HAWTHORN 161/22.0KV TRANSFORMER CKT 1 | E | KCPL | KCPL | KACP | METRO | 0 | 542951 | HAW G5 1 22.000 | 542973 | HAWTHRN5 161.00 | 0 |  | 1 | 27SP | 650 | 650 | 0 |  | 93.7373 | 98.7 | [7 empty] | CATEGORYB | NONSINGLE | 84651 | 0 | 0 |  | 0 |  | 0 |  |  | Transfer Loading < 100%
2018-AG1 | AFS3 | SWINGBUS |  |  | FDNS |  | 5 | 0 | 2018AG1AFS31T16425027SP | FROM->TO | HAWTHORN 161/22.0KV TRANSFORMER CKT 1 | E | KCPL | KCPL | KACP | METRO | 0 | 542951 | HAW G5 1 22.000 | 542973 | HAWTHRN5 161.00 | 0 |  | 1 | 27SP | 650 | 650 | 0 |  | 92.7658 | 97.8 | [7 empty] | CATEGORYB | NONSINGLE | 84799 | 0 | 0 |  | 0 |  | 0 |  |  | Transfer Loading < 100%
2018-AG1 | AFS3 | SWINGBUS | FDNS |  | FDNS |  | 5 | 5 | 2018AG1AFS31T20435527SP | FROM->TO | HAWTHORN 161/22.0KV TRANSFORMER CKT 1 | E | KCPL | KCPL | KACP | METRO | 0 | 542951 | HAW G5 1 22.000 | 542973 | HAWTHRN5 161.00 | 0 |  | 1 | 27SP | 650 | 650 | 0 | 97.5 | 97.4711 | 97.7 | [7 empty] | CATEGORYB | NONSINGLE | 84727 | 0 | 0 |  | 0 |  | 0 |  |  | Transfer Loading < 100%
2018-AG1 | AFS3 | SWINGBUS | FDNS |  | FDNS |  | 5 | 5 | 2018AG1AFS31T20545527SP | FROM->TO | HAWTHORN 161/22.0KV TRANSFORMER CKT 1 | E | KCPL | KCPL | KACP | METRO | 0 | 542951 | HAW G5 1 22.000 | 542973 | HAWTHRN5 161.00 | 0 |  | 1 | 27SP | 650 | 650 | 0 | 97.5 | 97.4788 | 97.7 | [7 empty] | CATEGORYB | NONSINGLE | 84735 | 0 | 0 |  | 0 |  | 0 |  |  | Transfer Loading < 100%
2018-AG1 | AFS3 | SWINGBUS | FDNS |  | FDNS |  | 5 | 5 | 2018AG1AFS31T20455527SP | FROM->TO | HAWTHORN 161/22.0KV TRANSFORMER CKT 1 | E | KCPL | KCPL | KACP | METRO | 0 | 542951 | HAW G5 1 22.000 | 542973 | HAWTHRN5 161.00 | 0 |  | 1 | 27SP | 650 | 650 | 0 | 97.4 | 97.3888 | 97.6 | [7 empty] | CATEGORYB | NONSINGLE | 84728 | 0 | 0 |  | 0 |  | 0 |  |  | Transfer Loading < 100%
2018-AG1 | AFS3 | SWINGBUS | FDNS |  | FDNS |  | 5 | 5 | 2018AG1AFS31T20535527SP | FROM->TO | HAWTHORN 161/22.0KV TRANSFORMER CKT 1 | E | KCPL | KCPL | KACP | METRO | 0 | 542951 | HAW G5 1 22.000 | 542973 | HAWTHRN5 161.00 | 0 |  | 1 | 27SP | 650 | 650 | 0 | 97.4 | 97.389 | 97.6 | [7 empty] | CATEGORYB | NONSINGLE | 84734 | 0 | 0 |  | 0 |  | 0 |  |  | Transfer Loading < 100%
2018-AG1 | AFS3 | SWINGBUS | FDNS |  | FDNS |  | 5 | 5 | 2018AG1AFS31T19935527SP | FROM->TO | HAWTHORN 161/22.0KV TRANSFORMER CKT 1 | E | KCPL | KCPL | KACP | METRO | 0 | 542951 | HAW G5 1 22.000 | 542973 | HAWTHRN5 161.00 | 0 |  | 1 | 27SP | 650 | 650 | 0 | 96.4 | 96.3847 | 96.2 | [7 empty] | CATEGORYB | NONSINGLE | 84682 | 0 | 0 |  | 0 |  | 0 |  |  | Transfer Loading < 100%
2018-AG1 | AFS3 | SWINGBUS | FDNS |  | FDNS |  | 5 | 5 | 2018AG1AFS31T19575527SP | FROM->TO | HAWTHORN 161/22.0KV TRANSFORMER CKT 1 | E | KCPL | KCPL | KACP | METRO | 0 | 542951 | HAW G5 1 22.000 | 542973 | HAWTHRN5 161.00 | 0 |  | 1 | 27SP | 650 | 650 | 0 | 96.1 | 96.0709 | 95.8 | [7 empty] | CATEGORYB | NONSINGLE | 84667 | 0 | 0 |  | 0 |  | 0 |  |  | Transfer Loading < 100%
2018-AG1 | AFS3 | SWINGBUS | FDNS |  | FDNS |  | 5 | 5 | 2018AG1AFS31T19835527SP | FROM->TO | HAWTHORN 161/22.0KV TRANSFORMER CKT 1 | E | KCPL | KCPL | KACP | METRO | 0 | 542951 | HAW G5 1 22.000 | 542973 | HAWTHRN5 161.00 | 0 |  | 1 | 27SP | 650 | 650 | 0 | 96 | 96.001 | 95.6 | [7 empty] | CATEGORYB | NONSINGLE | 84681 | 0 | 0 |  | 0 |  | 0 |  |  | Transfer Loading < 100%
2018-AG1 | AFS3 | SWINGBUS | FDNS |  | FDNS |  | 5 | 5 | 2018AG1AFS31T21155527SP | FROM->TO | HAWTHORN 161/22.0KV TRANSFORMER CKT 1 | E | KCPL | KCPL | KACP | METRO | 0 | 542951 | HAW G5 1 22.000 | 542973 | HAWTHRN5 161.00 | 0 |  | 1 | 27SP | 650 | 650 | 0 | 95.3 | 95.2659 | 95.1 | [7 empty] | CATEGORYB | NONSINGLE | 84788 | 0 | 0 |  | 0 |  | 0 |  |  | Transfer Loading < 100%
2018-AG1 | AFS3 |  | FDNS |  | FDNS |  | 5 | 5 | 2018AG1AFS31T12605527SP | FROM->TO | HESKETT (HESKETT TR1) 230/115/13.8KV TRANSFORMER CKT 1 | E | MDU | MDU | MDU_1636 | MDU_1636 | 1 | 661043 | HESKETT7 115.00 | 661042 | HESKETT4 230.00 | 661906 | HESKETT9 13.800 | 1 | 27SP | 100 | 125 | 0 | 98.1 | 98.0755 | 98.2 | [7 empty] | CATEGORYB | NONSINGLE | 69299 | 0 | 0 |  | 0 |  | 0 |  |  | Transfer Loading < 100%
2018-AG1 | AFS3 | SWINGBUS | FDNS |  | FDNSLock |  | 5 | 0 | 2018AG1AFS32T35018WP | FROM->TO | HESKETT 115/13.8KV TRANSFORMER CKT 1 | E | MDU | MDU | MDU_1636 | MDU_1636 | 0 | 661045 | HESKET2G 13.800 | 661043 | HESKETT7 115.00 | 0 |  | 1 | 18WP | 94 | 96 | 0 | 97.3 | 97.0652 | 98.3 | [7 empty] | CATEGORYB | NONSINGLE | 65168 | 0 | 0 |  | 0 |  | 0 |  |  | Transfer Loading < 100%
2018-AG1 | AFS3 | SWINGBUS | FDNS |  | FDNS |  | 5 | 0 | 2018AG1AFS31T3215018WP | FROM->TO | HESKETT 115/13.8KV TRANSFORMER CKT 1 | E | MDU | MDU | MDU_1636 | MDU_1636 | 0 | 661045 | HESKET2G 13.800 | 661043 | HESKETT7 115.00 | 0 |  | 1 | 18WP | 94 | 96 | 0 | 96.5 | 96.4522 | 97.7 | [7 empty] | CATEGORYB | NONSINGLE | 65166 | 0 | 0 |  | 0 |  | 0 |  |  | Transfer Loading < 100%
2018-AG1 | AFS3 | SWINGBUS | FDNS |  | FDNS-CHECK-TC-Iteration Limit Exceeded. |  | 5 | 5 | 2018AG1AFS31T3665518WP | FROM->TO | HESKETT 115/13.8KV TRANSFORMER CKT 1 | E | MDU | MDU | MDU_1636 | MDU_1636 | 0 | 661045 | HESKET2G 13.800 | 661043 | HESKETT7 115.00 | 0 |  | 1 | 18WP | 94 | 96 | 0 | 97.5 | -999 | 97.5 | [7 empty] | CATEGORYB | NONSINGLE | 65168 | 0 | 0 |  | 0 |  | 0 |  |  | Transfer Loading < 100%
2018-AG1 | AFS3 | SWINGBUS | FDNS |  | FDNS |  | 5 | 5 | 2018AG1AFS31T3635518WP | FROM->TO | HESKETT 115/13.8KV TRANSFORMER CKT 1 | E | MDU | MDU | MDU_1636 | MDU_1636 | 0 | 661045 | HESKET2G 13.800 | 661043 | HESKETT7 115.00 | 0 |  | 1 | 18WP | 94 | 96 | 0 | 97.1 | 97.1425 | 97.1 | [7 empty] | CATEGORYB | NONSINGLE | 65166 | 0 | 0 |  | 0 |  | 0 |  |  | Transfer Loading < 100%
2018-AG1 | AFS3 | SWINGBUS | FDNS |  | FDNS |  | 5 | 5 | 2018AG1AFS31T14885519SP | FROM->TO | HESKETT 115/13.8KV TRANSFORMER CKT 1 | E | MDU | MDU | MDU_1636 | MDU_1636 | 0 | 661045 | HESKET2G 13.800 | 661043 | HESKETT7 115.00 | 0 |  | 1 | 19SP | 94 | 96 | 0 | 102.3 | -999 | 98.8 | [7 empty] | CATEGORYB | NONSINGLE | 65168 | 0 | 0 |  | 0 |  | 0 |  |  | Transfer Loading < 100%
2018-AG1 | AFS3 | SWINGBUS | FDNS |  | FDNS |  | 5 | 5 | 2018AG1AFS31T14875519SP | FROM->TO | HESKETT 115/13.8KV TRANSFORMER CKT 1 | E | MDU | MDU | MDU_1636 | MDU_1636 | 0 | 661045 | HESKET2G 13.800 | 661043 | HESKETT7 115.00 | 0 |  | 1 | 19SP | 94 | 96 | 0 | 102 | 102.0089 | 98.7 | [7 empty] | CATEGORYB | NONSINGLE | 65166 | 0 | 0 |  | 0 |  | 0 |  |  | Transfer Loading < 100%
2018-AG1 | AFS3 | SWINGBUS | FDNS |  | FDNS-CHECK-TC-Iteration Limit Exceeded. |  | 5 | 0 | 2018AG1AFS31T3615019WP | FROM->TO | HESKETT 115/13.8KV TRANSFORMER CKT 1 | E | MDU | MDU | MDU_1636 | MDU_1636 | 0 | 661045 | HESKET2G 13.800 | 661043 | HESKETT7 115.00 | 0 |  | 1 | 19WP | 94 | 96 | 0 | 97.4 | -999 | 97.7 | [7 empty] | CATEGORYB | NONSINGLE | 65168 | 0 | 0 |  | 0 |  | 0 |  |  | Transfer Loading < 100%
2018-AG1 | AFS3 | SWINGBUS | FDNS |  | FDNS |  | 5 | 0 | 2018AG1AFS31T3605019WP | FROM->TO | HESKETT 115/13.8KV TRANSFORMER CKT 1 | E | MDU | MDU | MDU_1636 | MDU_1636 | 0 | 661045 | HESKET2G 13.800 | 661043 | HESKETT7 115.00 | 0 |  | 1 | 19WP | 94 | 96 | 0 | 96.5 | 96.5414 | 96.8 | [7 empty] | CATEGORYB | NONSINGLE | 65166 | 0 | 0 |  | 0 |  | 0 |  |  | Transfer Loading < 100%
2018-AG1 | AFS3 | SWINGBUS | FDNS |  | FDNS-CHECK-TC-Iteration Limit Exceeded. |  | 5 | 5 | 2018AG1AFS31T3135519WP | FROM->TO | HESKETT 115/13.8KV TRANSFORMER CKT 1 | E | MDU | MDU | MDU_1636 | MDU_1636 | 0 | 661045 | HESKET2G 13.800 | 661043 | HESKETT7 115.00 | 0 |  | 1 | 19WP | 94 | 96 | 0 | 97.6 | -999 | 95.8 | [7 empty] | CATEGORYB | NONSINGLE | 65168 | 0 | 0 |  | 0 |  | 0 |  |  | Transfer Loading < 100%
2018-AG1 | AFS3 | SWINGBUS | FDNS |  | FDNS |  | 5 | 5 | 2018AG1AFS31T3105519WP | FROM->TO | HESKETT 115/13.8KV TRANSFORMER CKT 1 | E | MDU | MDU | MDU_1636 | MDU_1636 | 0 | 661045 | HESKET2G 13.800 | 661043 | HESKETT7 115.00 | 0 |  | 1 | 19WP | 94 | 96 | 0 | 97.3 | 97.2788 | 95.4 | [7 empty] | CATEGORYB | NONSINGLE | 65166 | 0 | 0 |  | 0 |  | 0 |  |  | Transfer Loading < 100%
2018-AG1 | AFS3 | SWINGBUS | FDNSLock |  | FDNSLock |  | 5 | 5 | 2018AG1AFS32T135522SP | FROM->TO | HESKETT 115/13.8KV TRANSFORMER CKT 1 | E | MDU | MDU | MDU_1636 | MDU_1636 | 0 | 661045 | HESKET2G 13.800 | 661043 | HESKETT7 115.00 | 0 |  | 1 | 22SP | 94 | 96 | 0 | 104.9 | 104.9159 | 99.2 | [7 empty] | CATEGORYB | NONSINGLE | 65168 | 0 | 0 |  | 0 |  | 0 |  |  | Transfer Loading < 100%
2018-AG1 | AFS3 | SWINGBUS | FDNS |  | FDNS |  | 5 | 5 | 2018AG1AFS31T13275522SP | FROM->TO | HESKETT 115/13.8KV TRANSFORMER CKT 1 | E | MDU | MDU | MDU_1636 | MDU_1636 | 0 | 661045 | HESKET2G 13.800 | 661043 | HESKETT7 115.00 | 0 |  | 1 | 22SP | 94 | 96 | 0 | 104.7 | 104.6764 | 99 | [7 empty] | CATEGORYB | NONSINGLE | 65166 | 0 | 0 |  | 0 |  | 0 |  |  | Transfer Loading < 100%
2018-AG1 | AFS3 |  |  |  | FDNS |  | 5 | 5 | 2018AG1AFS31T41365519SP | TO->FROM | HOYT - JEFFREY ENERGY CENTER 345KV CKT 1 | E | WERE | WERE | NEAST | NEAST | 0 | 532766 | JEC N 7 345.00 | 532765 | HOYT 7 345.00 | 0 |  | 1 | 19SP | 1036 | 1076 | 0 |  | 97.7718 | 99.4 | [7 empty] | CATEGORYB | NONSINGLE | SPPMGN 146 | 0 | 0 |  | 0 |  | 0 |  |  | Transfer Loading < 100%
2018-AG1 | AFS3 |  |  |  | FDNS |  | 5 | 5 | 2018AG1AFS31T41375519SP | TO->FROM | HOYT - JEFFREY ENERGY CENTER 345KV CKT 1 | E | WERE | WERE | NEAST | NEAST | 0 | 532766 | JEC N 7 345.00 | 532765 | HOYT 7 345.00 | 0 |  | 1 | 19SP | 1036 | 1076 | 0 |  | 97.7718 | 99.4 | [7 empty] | CATEGORYB | NONSINGLE | SPPMGN 147 | 0 | 0 |  | 0 |  | 0 |  |  | Transfer Loading < 100%
2018-AG1 | AFS3 |  |  |  | FDNS |  | 5 | 5 | 2018AG1AFS31T41335519SP | TO->FROM | HOYT - JEFFREY ENERGY CENTER 345KV CKT 1 | E | WERE | WERE | NEAST | NEAST | 0 | 532766 | JEC N 7 345.00 | 532765 | HOYT 7 345.00 | 0 |  | 1 | 19SP | 1036 | 1076 | 0 |  | 97.4314 | 99 | [7 empty] | CATEGORYB | NONSINGLE | SPPMGN 143 | 0 | 0 |  | 0 |  | 0 |  |  | Transfer Loading < 100%
2018-AG1 | AFS3 |  |  |  | FDNS |  | 5 | 5 | 2018AG1AFS31T41345519SP | TO->FROM | HOYT - JEFFREY ENERGY CENTER 345KV CKT 1 | E | WERE | WERE | NEAST | NEAST | 0 | 532766 | JEC N 7 345.00 | 532765 | HOYT 7 345.00 | 0 |  | 1 | 19SP | 1036 | 1076 | 0 |  | 97.4314 | 99 | [7 empty] | CATEGORYB | NONSINGLE | SPPMGN 144 | 0 | 0 |  | 0 |  | 0 |  |  | Transfer Loading < 100%
2018-AG1 | AFS3 |  |  |  | FDNS |  | 5 | 5 | 2018AG1AFS31T41355519SP | TO->FROM | HOYT - JEFFREY ENERGY CENTER 345KV CKT 1 | E | WERE | WERE | NEAST | NEAST | 0 | 532766 | JEC N 7 345.00 | 532765 | HOYT 7 345.00 | 0 |  | 1 | 19SP | 1036 | 1076 | 0 |  | 97.4314 | 99 | [7 empty] | CATEGORYB | NONSINGLE | SPPMGN 145 | 0 | 0 |  | 0 |  | 0 |  |  | Transfer Loading < 100%
2018-AG1 | AFS3 |  |  |  | FDNS |  | 5 | 5 | 2018AG1AFS31T41395519SP | TO->FROM | HOYT - JEFFREY ENERGY CENTER 345KV CKT 1 | E | WERE | WERE | NEAST | NEAST | 0 | 532766 | JEC N 7 345.00 | 532765 | HOYT 7 345.00 | 0 |  | 1 | 19SP | 1036 | 1076 | 0 |  | 97.1658 | 98.8 | [7 empty] | CATEGORYB | NONSINGLE | SPPMGN 170 | 0 | 0 |  | 0 |  | 0 |  |  | Transfer Loading < 100%
2018-AG1 | AFS3 |  |  |  | FDNS |  | 5 | 5 | 2018AG1AFS31T41415519SP | TO->FROM | HOYT - JEFFREY ENERGY CENTER 345KV CKT 1 | E | WERE | WERE | NEAST | NEAST | 0 | 532766 | JEC N 7 345.00 | 532765 | HOYT 7 345.00 | 0 |  | 1 | 19SP | 1036 | 1076 | 0 |  | 97.1138 | 98.8 | [7 empty] | CATEGORYB | NONSINGLE | SPPMGN 174 | 0 | 0 |  | 0 |  | 0 |  |  | Transfer Loading < 100%
2018-AG1 | AFS3 |  |  |  | FDNS |  | 5 | 5 | 2018AG1AFS31T41465519SP | TO->FROM | HOYT - JEFFREY ENERGY CENTER 345KV CKT 1 | E | WERE | WERE | NEAST | NEAST | 0 | 532766 | JEC N 7 345.00 | 532765 | HOYT 7 345.00 | 0 |  | 1 | 19SP | 1036 | 1076 | 0 |  | 96.5575 | 98.7 | [7 empty] | CATEGORYB | NONSINGLE | SPPMGN 185 | 0 | 0 |  | 0 |  | 0 |  |  | Transfer Loading < 100%
2018-AG1 | AFS3 |  |  |  | FDNS |  | 5 | 5 | 2018AG1AFS31T41475519SP | TO->FROM | HOYT - JEFFREY ENERGY CENTER 345KV CKT 1 | E | WERE | WERE | NEAST | NEAST | 0 | 532766 | JEC N 7 345.00 | 532765 | HOYT 7 345.00 | 0 |  | 1 | 19SP | 1036 | 1076 | 0 |  | 96.5575 | 98.7 | [7 empty] | CATEGORYB | NONSINGLE | SPPMGN 189 | 0 | 0 |  | 0 |  | 0 |  |  | Transfer Loading < 100%
2018-AG1 | AFS3 |  |  |  | FDNS |  | 5 | 5 | 2018AG1AFS31T40455519SP | TO->FROM | HOYT - JEFFREY ENERGY CENTER 345KV CKT 1 | E | WERE | WERE | NEAST | NEAST | 0 | 532766 | JEC N 7 345.00 | 532765 | HOYT 7 345.00 | 0 |  | 1 | 19SP | 1036 | 1076 | 0 |  | 97.0902 | 98.7 | [7 empty] | CATEGORYB | NONSINGLE | SPPMGN 44 | 0 | 0 |  | 0 |  | 0 |  |  | Transfer Loading < 100%
2018-AG1 | AFS3 |  |  |  | FDNS |  | 5 | 5 | 2018AG1AFS31T40465519SP | TO->FROM | HOYT - JEFFREY ENERGY CENTER 345KV CKT 1 | E | WERE | WERE | NEAST | NEAST | 0 | 532766 | JEC N 7 345.00 | 532765 | HOYT 7 345.00 | 0 |  | 1 | 19SP | 1036 | 1076 | 0 |  | 97.1234 | 98.7 | [7 empty] | CATEGORYB | NONSINGLE | SPPMGN 45 | 0 | 0 |  | 0 |  | 0 |  |  | Transfer Loading < 100%
2018-AG1 | AFS3 |  |  |  | FDNS |  | 5 | 5 | 2018AG1AFS31T41425519SP | TO->FROM | HOYT - JEFFREY ENERGY CENTER 345KV CKT 1 | E | WERE | WERE | NEAST | NEAST | 0 | 532766 | JEC N 7 345.00 | 532765 | HOYT 7 345.00 | 0 |  | 1 | 19SP | 1036 | 1076 | 0 |  | 96.9455 | 98.6 | [7 empty] | CATEGORYB | NONSINGLE | SPPMGN 177 | 0 | 0 |  | 0 |  | 0 |  |  | Transfer Loading < 100%
2018-AG1 | AFS3 |  |  |  | FDNS |  | 5 | 5 | 2018AG1AFS31T41405519SP | TO->FROM | HOYT - JEFFREY ENERGY CENTER 345KV CKT 1 | E | WERE | WERE | NEAST | NEAST | 0 | 532766 | JEC N 7 345.00 | 532765 | HOYT 7 345.00 | 0 |  | 1 | 19SP | 1036 | 1076 | 0 |  | 96.9037 | 98.5 | [7 empty] | CATEGORYB | NONSINGLE | SPPMGN 172 | 0 | 0 |  | 0 |  | 0 |  |  | Transfer Loading < 100%
2018-AG1 | AFS3 |  |  |  | FDNS |  | 5 | 5 | 2018AG1AFS31T41435519SP | TO->FROM | HOYT - JEFFREY ENERGY CENTER 345KV CKT 1 | E | WERE | WERE | NEAST | NEAST | 0 | 532766 | JEC N 7 345.00 | 532765 | HOYT 7 345.00 | 0 |  | 1 | 19SP | 1036 | 1076 | 0 |  | 96.8842 | 98.5 | [7 empty] | CATEGORYB | NONSINGLE | SPPMGN 182 | 0 | 0 |  | 0 |  | 0 |  |  | Transfer Loading < 100%
2018-AG1 | AFS3 |  |  |  | FDNS |  | 5 | 5 | 2018AG1AFS31T41445519SP | TO->FROM | HOYT - JEFFREY ENERGY CENTER 345KV CKT 1 | E | WERE | WERE | NEAST | NEAST | 0 | 532766 | JEC N 7 345.00 | 532765 | HOYT 7 345.00 | 0 |  | 1 | 19SP | 1036 | 1076 | 0 |  | 96.8842 | 98.5 | [7 empty] | CATEGORYB | NONSINGLE | SPPMGN 183 | 0 | 0 |  | 0 |  | 0 |  |  | Transfer Loading < 100%
2018-AG1 | AFS3 |  |  |  | FDNS |  | 5 | 5 | 2018AG1AFS31T41455519SP | TO->FROM | HOYT - JEFFREY ENERGY CENTER 345KV CKT 1 | E | WERE | WERE | NEAST | NEAST | 0 | 532766 | JEC N 7 345.00 | 532765 | HOYT 7 345.00 | 0 |  | 1 | 19SP | 1036 | 1076 | 0 |  | 96.8842 | 98.5 | [7 empty] | CATEGORYB | NONSINGLE | SPPMGN 184 | 0 | 0 |  | 0 |  | 0 |  |  | Transfer Loading < 100%
2018-AG1 | AFS3 |  |  |  | FDNS |  | 5 | 5 | 2018AG1AFS31T41485519SP | TO->FROM | HOYT - JEFFREY ENERGY CENTER 345KV CKT 1 | E | WERE | WERE | NEAST | NEAST | 0 | 532766 | JEC N 7 345.00 | 532765 | HOYT 7 345.00 | 0 |  | 1 | 19SP | 1036 | 1076 | 0 |  | 97.0806 | 98.5 | [7 empty] | CATEGORYB | NONSINGLE | SPPMGN 190 | 0 | 0 |  | 0 |  | 0 |  |  | Transfer Loading < 100%
2018-AG1 | AFS3 |  |  |  | FDNS |  | 5 | 5 | 2018AG1AFS31T40435519SP | TO->FROM | HOYT - JEFFREY ENERGY CENTER 345KV CKT 1 | E | WERE | WERE | NEAST | NEAST | 0 | 532766 | JEC N 7 345.00 | 532765 | HOYT 7 345.00 | 0 |  | 1 | 19SP | 1036 | 1076 | 0 |  | 96.9136 | 98.5 | [7 empty] | CATEGORYB | NONSINGLE | SPPMGN 32 | 0 | 0 |  | 0 |  | 0 |  |  | Transfer Loading < 100%
2018-AG1 | AFS3 |  |  |  | FDNS |  | 5 | 5 | 2018AG1AFS31T41055519SP | TO->FROM | HOYT - JEFFREY ENERGY CENTER 345KV CKT 1 | E | WERE | WERE | NEAST | NEAST | 0 | 532766 | JEC N 7 345.00 | 532765 | HOYT 7 345.00 | 0 |  | 1 | 19SP | 1036 | 1076 | 0 |  | 96.2462 | 97.9 | [7 empty] | CATEGORYB | NONSINGLE | SPPMGN 104 | 0 | 0 |  | 0 |  | 0 |  |  | Transfer Loading < 100%
2018-AG1 | AFS3 |  |  |  | FDNS |  | 5 | 5 | 2018AG1AFS31T41185519SP | TO->FROM | HOYT - JEFFREY ENERGY CENTER 345KV CKT 1 | E | WERE | WERE | NEAST | NEAST | 0 | 532766 | JEC N 7 345.00 | 532765 | HOYT 7 345.00 | 0 |  | 1 | 19SP | 1036 | 1076 | 0 |  | 96.2463 | 97.9 | [7 empty] | CATEGORYB | NONSINGLE | SPPMGN 121 | 0 | 0 |  | 0 |  | 0 |  |  | Transfer Loading < 100%
2018-AG1 | AFS3 |  |  |  | FDNS |  | 5 | 5 | 2018AG1AFS31T41035519SP | TO->FROM | HOYT - JEFFREY ENERGY CENTER 345KV CKT 1 | E | WERE | WERE | NEAST | NEAST | 0 | 532766 | JEC N 7 345.00 | 532765 | HOYT 7 345.00 | 0 |  | 1 | 19SP | 1036 | 1076 | 0 |  | 96.2289 | 97.8 | [7 empty] | CATEGORYB | NONSINGLE | SPPMGN 102 | 0 | 0 |  | 0 |  | 0 |  |  | Transfer Loading < 100%
2018-AG1 | AFS3 |  |  |  | FDNS |  | 5 | 5 | 2018AG1AFS31T41045519SP | TO->FROM | HOYT - JEFFREY ENERGY CENTER 345KV CKT 1 | E | WERE | WERE | NEAST | NEAST | 0 | 532766 | JEC N 7 345.00 | 532765 | HOYT 7 345.00 | 0 |  | 1 | 19SP | 1036 | 1076 | 0 |  | 96.2289 | 97.8 | [7 empty] | CATEGORYB | NONSINGLE | SPPMGN 103 | 0 | 0 |  | 0 |  | 0 |  |  | Transfer Loading < 100%
2018-AG1 | AFS3 |  |  |  | FDNS |  | 5 | 5 | 2018AG1AFS31T41105519SP | TO->FROM | HOYT - JEFFREY ENERGY CENTER 345KV CKT 1 | E | WERE | WERE | NEAST | NEAST | 0 | 532766 | JEC N 7 345.00 | 532765 | HOYT 7 345.00 | 0 |  | 1 | 19SP | 1036 | 1076 | 0 |  | 96.1943 | 97.8 | [7 empty] | CATEGORYB | NONSINGLE | SPPMGN 107 | 0 | 0 |  | 0 |  | 0 |  |  | Transfer Loading < 100%
2018-AG1 | AFS3 |  |  |  | FDNS |  | 5 | 5 | 2018AG1AFS31T41125519SP | TO->FROM | HOYT - JEFFREY ENERGY CENTER 345KV CKT 1 | E | WERE | WERE | NEAST | NEAST | 0 | 532766 | JEC N 7 345.00 | 532765 | HOYT 7 345.00 | 0 |  | 1 | 19SP | 1036 | 1076 | 0 |  | 96.1943 | 97.8 | [7 empty] | CATEGORYB | NONSINGLE | SPPMGN 114 | 0 | 0 |  | 0 |  | 0 |  |  | Transfer Loading < 100%
2018-AG1 | AFS3 |  |  |  | FDNS |  | 5 | 5 | 2018AG1AFS31T41135519SP | TO->FROM | HOYT - JEFFREY ENERGY CENTER 345KV CKT 1 | E | WERE | WERE | NEAST | NEAST | 0 | 532766 | JEC N 7 345.00 | 532765 | HOYT 7 345.00 | 0 |  | 1 | 19SP | 1036 | 1076 | 0 |  | 96.227 | 97.8 | [7 empty] | CATEGORYB | NONSINGLE | SPPMGN 115 | 0 | 0 |  | 0 |  | 0 |  |  | Transfer Loading < 100%
2018-AG1 | AFS3 |  |  |  | FDNS |  | 5 | 5 | 2018AG1AFS31T41145519SP | TO->FROM | HOYT - JEFFREY ENERGY CENTER 345KV CKT 1 | E | WERE | WERE | NEAST | NEAST | 0 | 532766 | JEC N 7 345.00 | 532765 | HOYT 7 345.00 | 0 |  | 1 | 19SP | 1036 | 1076 | 0 |  | 96.227 | 97.8 | [7 empty] | CATEGORYB | NONSINGLE | SPPMGN 116 | 0 | 0 |  | 0 |  | 0 |  |  | Transfer Loading < 100%
2018-AG1 | AFS3 |  |  |  | FDNS |  | 5 | 5 | 2018AG1AFS31T40295519SP | TO->FROM | HOYT - JEFFREY ENERGY CENTER 345KV CKT 1 | E | WERE | WERE | NEAST | NEAST | 0 | 532766 | JEC N 7 345.00 | 532765 | HOYT 7 345.00 | 0 |  | 1 | 19SP | 1036 | 1076 | 0 |  | 96.1679 | 97.8 | [7 empty] | CATEGORYB | NONSINGLE | SPPMGN 12 | 0 | 0 |  | 0 |  | 0 |  |  | Transfer Loading < 100%
2018-AG1 | AFS3 |  |  |  | FDNS |  | 5 | 5 | 2018AG1AFS31T40305519SP | TO->FROM | HOYT - JEFFREY ENERGY CENTER 345KV CKT 1 | E | WERE | WERE | NEAST | NEAST | 0 | 532766 | JEC N 7 345.00 | 532765 | HOYT 7 345.00 | 0 |  | 1 | 19SP | 1036 | 1076 | 0 |  | 96.1679 | 97.8 | [7 empty] | CATEGORYB | NONSINGLE | SPPMGN 13 | 0 | 0 |  | 0 |  | 0 |  |  | Transfer Loading < 100%
2018-AG1 | AFS3 |  |  |  | FDNS |  | 5 | 5 | 2018AG1AFS31T40335519SP | TO->FROM | HOYT - JEFFREY ENERGY CENTER 345KV CKT 1 | E | WERE | WERE | NEAST | NEAST | 0 | 532766 | JEC N 7 345.00 | 532765 | HOYT 7 345.00 | 0 |  | 1 | 19SP | 1036 | 1076 | 0 |  | 96.1679 | 97.8 | [7 empty] | CATEGORYB | NONSINGLE | SPPMGN 15 | 0 | 0 |  | 0 |  | 0 |  |  | Transfer Loading < 100%
2018-AG1 | AFS3 |  |  |  | FDNS |  | 5 | 5 | 2018AG1AFS31T40345519SP | TO->FROM | HOYT - JEFFREY ENERGY CENTER 345KV CKT 1 | E | WERE | WERE | NEAST | NEAST | 0 | 532766 | JEC N 7 345.00 | 532765 | HOYT 7 345.00 | 0 |  | 1 | 19SP | 1036 | 1076 | 0 |  | 96.1679 | 97.8 | [7 empty] | CATEGORYB | NONSINGLE | SPPMGN 16 | 0 | 0 |  | 0 |  | 0 |  |  | Transfer Loading < 100%
2018-AG1 | AFS3 |  |  |  | FDNS |  | 5 | 5 | 2018AG1AFS31T40405519SP | TO->FROM | HOYT - JEFFREY ENERGY CENTER 345KV CKT 1 | E | WERE | WERE | NEAST | NEAST | 0 | 532766 | JEC N 7 345.00 | 532765 | HOYT 7 345.00 | 0 |  | 1 | 19SP | 1036 | 1076 | 0 |  | 96.0303 | 97.6 | [7 empty] | CATEGORYB | NONSINGLE | SPPMGN 31 | 0 | 0 |  | 0 |  | 0 |  |  | Transfer Loading < 100%
2018-AG1 | AFS3 |  |  |  | FDNS |  | 5 | 5 | 2018AG1AFS31T40285519SP | TO->FROM | HOYT - JEFFREY ENERGY CENTER 345KV CKT 1 | E | WERE | WERE | NEAST | NEAST | 0 | 532766 | JEC N 7 345.00 | 532765 | HOYT 7 345.00 | 0 |  | 1 | 19SP | 1036 | 1076 | 0 |  | 96.0161 | 97.6 | [7 empty] | CATEGORYB | NONSINGLE | SPPMGN 7 | 0 | 0 |  | 0 |  | 0 |  |  | Transfer Loading < 100%
2018-AG1 | AFS3 |  |  |  | FDNS |  | 5 | 5 | 2018AG1AFS31T40375519SP | TO->FROM | HOYT - JEFFREY ENERGY CENTER 345KV CKT 1 | E | WERE | WERE | NEAST | NEAST | 0 | 532766 | JEC N 7 345.00 | 532765 | HOYT 7 345.00 | 0 |  | 1 | 19SP | 1036 | 1076 | 0 |  | 95.9306 | 97.5 | [7 empty] | CATEGORYB | NONSINGLE | SPPMGN 21 | 0 | 0 |  | 0 |  | 0 |  |  | Transfer Loading < 100%
2018-AG1 | AFS3 |  |  |  | FDNS |  | 5 | 5 | 2018AG1AFS31T40275519SP | TO->FROM | HOYT - JEFFREY ENERGY CENTER 345KV CKT 1 | E | WERE | WERE | NEAST | NEAST | 0 | 532766 | JEC N 7 345.00 | 532765 | HOYT 7 345.00 | 0 |  | 1 | 19SP | 1036 | 1076 | 0 |  | 95.8589 | 97.5 | [7 empty] | CATEGORYB | NONSINGLE | SPPMGN 6 | 0 | 0 |  | 0 |  | 0 |  |  | Transfer Loading < 100%
2018-AG1 | AFS3 |  |  |  | FDNS |  | 5 | 5 | 2018AG1AFS31T40705519SP | TO->FROM | HOYT - JEFFREY ENERGY CENTER 345KV CKT 1 | E | WERE | WERE | NEAST | NEAST | 0 | 532766 | JEC N 7 345.00 | 532765 | HOYT 7 345.00 | 0 |  | 1 | 19SP | 1036 | 1076 | 0 |  | 95.9458 | 97.5 | [7 empty] | CATEGORYB | NONSINGLE | SPPMGN 78 | 0 | 0 |  | 0 |  | 0 |  |  | Transfer Loading < 100%
2018-AG1 | AFS3 |  |  |  | FDNS |  | 5 | 5 | 2018AG1AFS31T40715519SP | TO->FROM | HOYT - JEFFREY ENERGY CENTER 345KV CKT 1 | E | WERE | WERE | NEAST | NEAST | 0 | 532766 | JEC N 7 345.00 | 532765 | HOYT 7 345.00 | 0 |  | 1 | 19SP | 1036 | 1076 | 0 |  | 95.9458 | 97.5 | [7 empty] | CATEGORYB | NONSINGLE | SPPMGN 79 | 0 | 0 |  | 0 |  | 0 |  |  | Transfer Loading < 100%
2018-AG1 | AFS3 |  |  |  | FDNS |  | 5 | 5 | 2018AG1AFS31T40905519SP | TO->FROM | HOYT - JEFFREY ENERGY CENTER 345KV CKT 1 | E | WERE | WERE | NEAST | NEAST | 0 | 532766 | JEC N 7 345.00 | 532765 | HOYT 7 345.00 | 0 |  | 1 | 19SP | 1036 | 1076 | 0 |  | 95.8971 | 97.5 | [7 empty] | CATEGORYB | NONSINGLE | SPPMGN 91 | 0 | 0 |  | 0 |  | 0 |  |  | Transfer Loading < 100%
2018-AG1 | AFS3 |  |  |  | FDNS |  | 5 | 5 | 2018AG1AFS31T40995519SP | TO->FROM | HOYT - JEFFREY ENERGY CENTER 345KV CKT 1 | E | WERE | WERE | NEAST | NEAST | 0 | 532766 | JEC N 7 345.00 | 532765 | HOYT 7 345.00 | 0 |  | 1 | 19SP | 1036 | 1076 | 0 |  | 95.9235 | 97.5 | [7 empty] | CATEGORYB | NONSINGLE | SPPMGN 98 | 0 | 0 |  | 0 |  | 0 |  |  | Transfer Loading < 100%
2018-AG1 | AFS3 |  |  |  | FDNS |  | 5 | 5 | 2018AG1AFS31T41015519SP | TO->FROM | HOYT - JEFFREY ENERGY CENTER 345KV CKT 1 | E | WERE | WERE | NEAST | NEAST | 0 | 532766 | JEC N 7 345.00 | 532765 | HOYT 7 345.00 | 0 |  | 1 | 19SP | 1036 | 1076 | 0 |  | 95.7958 | 97.4 | [7 empty] | CATEGORYB | NONSINGLE | SPPMGN 100 | 0 | 0 |  | 0 |  | 0 |  |  | Transfer Loading < 100%
2018-AG1 | AFS3 |  |  |  | FDNS |  | 5 | 5 | 2018AG1AFS31T40315519SP | TO->FROM | HOYT - JEFFREY ENERGY CENTER 345KV CKT 1 | E | WERE | WERE | NEAST | NEAST | 0 | 532766 | JEC N 7 345.00 | 532765 | HOYT 7 345.00 | 0 |  | 1 | 19SP | 1036 | 1076 | 0 |  | 95.7731 | 97.4 | [7 empty] | CATEGORYB | NONSINGLE | SPPMGN 14 | 0 | 0 |  | 0 |  | 0 |  |  | Transfer Loading < 100%
2018-AG1 | AFS3 |  |  |  | FDNS |  | 5 | 5 | 2018AG1AFS31T40355519SP | TO->FROM | HOYT - JEFFREY ENERGY CENTER 345KV CKT 1 | E | WERE | WERE | NEAST | NEAST | 0 | 532766 | JEC N 7 345.00 | 532765 | HOYT 7 345.00 | 0 |  | 1 | 19SP | 1036 | 1076 | 0 |  | 95.7731 | 97.4 | [7 empty] | CATEGORYB | NONSINGLE | SPPMGN 17 | 0 | 0 |  | 0 |  | 0 |  |  | Transfer Loading < 100%
2018-AG1 | AFS3 |  |  |  | FDNS |  | 5 | 5 | 2018AG1AFS31T40385519SP | TO->FROM | HOYT - JEFFREY ENERGY CENTER 345KV CKT 1 | E | WERE | WERE | NEAST | NEAST | 0 | 532766 | JEC N 7 345.00 | 532765 | HOYT 7 345.00 | 0 |  | 1 | 19SP | 1036 | 1076 | 0 |  | 95.8509 | 97.4 | [7 empty] | CATEGORYB | NONSINGLE | SPPMGN 30 | 0 | 0 |  | 0 |  | 0 |  |  | Transfer Loading < 100%
2018-AG1 | AFS3 |  |  |  | FDNS |  | 5 | 5 | 2018AG1AFS31T40665519SP | TO->FROM | HOYT - JEFFREY ENERGY CENTER 345KV CKT 1 | E | WERE | WERE | NEAST | NEAST | 0 | 532766 | JEC N 7 345.00 | 532765 | HOYT 7 345.00 | 0 |  | 1 | 19SP | 1036 | 1076 | 0 |  | 95.7697 | 97.4 | [7 empty] | CATEGORYB | NONSINGLE | SPPMGN 75 | 0 | 0 |  | 0 |  | 0 |  |  | Transfer Loading < 100%
2018-AG1 | AFS3 |  |  |  | FDNS |  | 5 | 5 | 2018AG1AFS31T41005519SP | TO->FROM | HOYT - JEFFREY ENERGY CENTER 345KV CKT 1 | E | WERE | WERE | NEAST | NEAST | 0 | 532766 | JEC N 7 345.00 | 532765 | HOYT 7 345.00 | 0 |  | 1 | 19SP | 1036 | 1076 | 0 |  | 95.7958 | 97.4 | [7 empty] | CATEGORYB | NONSINGLE | SPPMGN 99 | 0 | 0 |  | 0 |  | 0 |  |  | Transfer Loading < 100%
2018-AG1 | AFS3 |  |  |  | FDNS |  | 5 | 5 | 2018AG1AFS31T41115519SP | TO->FROM | HOYT - JEFFREY ENERGY CENTER 345KV CKT 1 | E | WERE | WERE | NEAST | NEAST | 0 | 532766 | JEC N 7 345.00 | 532765 | HOYT 7 345.00 | 0 |  | 1 | 19SP | 1036 | 1076 | 0 |  | 95.7087 | 97.3 | [7 empty] | CATEGORYB | NONSINGLE | SPPMGN 108 | 0 | 0 |  | 0 |  | 0 |  |  | Transfer Loading < 100%
2018-AG1 | AFS3 |  |  |  | FDNS |  | 5 | 5 | 2018AG1AFS31T41325519SP | TO->FROM | HOYT - JEFFREY ENERGY CENTER 345KV CKT 1 | E | WERE | WERE | NEAST | NEAST | 0 | 532766 | JEC N 7 345.00 | 532765 | HOYT 7 345.00 | 0 |  | 1 | 19SP | 1036 | 1076 | 0 |  | 95.7132 | 97.3 | [7 empty] | CATEGORYB | NONSINGLE | SPPMGN 136 | 0 | 0 |  | 0 |  | 0 |  |  | Transfer Loading < 100%
2018-AG1 | AFS3 |  |  |  | FDNS |  | 5 | 5 | 2018AG1AFS31T40935519SP | TO->FROM | HOYT - JEFFREY ENERGY CENTER 345KV CKT 1 | E | WERE | WERE | NEAST | NEAST | 0 | 532766 | JEC N 7 345.00 | 532765 | HOYT 7 345.00 | 0 |  | 1 | 19SP | 1036 | 1076 | 0 |  | 95.689 | 97.3 | [7 empty] | CATEGORYB | NONSINGLE | SPPMGN 93 | 0 | 0 |  | 0 |  | 0 |  |  | Transfer Loading < 100%
2018-AG1 | AFS3 |  |  |  | FDNS |  | 5 | 5 | 2018AG1AFS31T40965519SP | TO->FROM | HOYT - JEFFREY ENERGY CENTER 345KV CKT 1 | E | WERE | WERE | NEAST | NEAST | 0 | 532766 | JEC N 7 345.00 | 532765 | HOYT 7 345.00 | 0 |  | 1 | 19SP | 1036 | 1076 | 0 |  | 95.6525 | 97.3 | [7 empty] | CATEGORYB | NONSINGLE | SPPMGN 96 | 0 | 0 |  | 0 |  | 0 |  |  | Transfer Loading < 100%
2018-AG1 | AFS3 |  |  |  | FDNS |  | 5 | 5 | 2018AG1AFS31T41025519SP | TO->FROM | HOYT - JEFFREY ENERGY CENTER 345KV CKT 1 | E | WERE | WERE | NEAST | NEAST | 0 | 532766 | JEC N 7 345.00 | 532765 | HOYT 7 345.00 | 0 |  | 1 | 19SP | 1036 | 1076 | 0 |  | 95.5823 | 97.2 | [7 empty] | CATEGORYB | NONSINGLE | SPPMGN 101 | 0 | 0 |  | 0 |  | 0 |  |  | Transfer Loading < 100%
2018-AG1 | AFS3 |  |  |  | FDNS |  | 5 | 5 | 2018AG1AFS31T40645519SP | TO->FROM | HOYT - JEFFREY ENERGY CENTER 345KV CKT 1 | E | WERE | WERE | NEAST | NEAST | 0 | 532766 | JEC N 7 345.00 | 532765 | HOYT 7 345.00 | 0 |  | 1 | 19SP | 1036 | 1076 | 0 |  | 95.5755 | 97.2 | [7 empty] | CATEGORYB | NONSINGLE | SPPMGN 74 | 0 | 0 |  | 0 |  | 0 |  |  | Transfer Loading < 100%
2018-AG1 | AFS3 |  |  |  | FDNS |  | 5 | 5 | 2018AG1AFS31T41275519SP | TO->FROM | HOYT - JEFFREY ENERGY CENTER 345KV CKT 1 | E | WERE | WERE | NEAST | NEAST | 0 | 532766 | JEC N 7 345.00 | 532765 | HOYT 7 345.00 | 0 |  | 1 | 19SP | 1036 | 1076 | 0 |  | 95.5021 | 97.1 | [7 empty] | CATEGORYB | NONSINGLE | SPPMGN 130 | 0 | 0 |  | 0 |  | 0 |  |  | Transfer Loading < 100%
2018-AG1 | AFS3 |  |  |  | FDNS |  | 5 | 5 | 2018AG1AFS31T40605519SP | TO->FROM | HOYT - JEFFREY ENERGY CENTER 345KV CKT 1 | E | WERE | WERE | NEAST | NEAST | 0 | 532766 | JEC N 7 345.00 | 532765 | HOYT 7 345.00 | 0 |  | 1 | 19SP | 1036 | 1076 | 0 |  | 95.5392 | 97.1 | [7 empty] | CATEGORYB | NONSINGLE | SPPMGN 72 | 0 | 0 |  | 0 |  | 0 |  |  | Transfer Loading < 100%
2018-AG1 | AFS3 |  |  |  | FDNS |  | 5 | 5 | 2018AG1AFS31T40625519SP | TO->FROM | HOYT - JEFFREY ENERGY CENTER 345KV CKT 1 | E | WERE | WERE | NEAST | NEAST | 0 | 532766 | JEC N 7 345.00 | 532765 | HOYT 7 345.00 | 0 |  | 1 | 19SP | 1036 | 1076 | 0 |  | 95.5392 | 97.1 | [7 empty] | CATEGORYB | NONSINGLE | SPPMGN 73 | 0 | 0 |  | 0 |  | 0 |  |  | Transfer Loading < 100%
2018-AG1 | AFS3 |  |  |  | FDNS |  | 5 | 5 | 2018AG1AFS31T40675519SP | TO->FROM | HOYT - JEFFREY ENERGY CENTER 345KV CKT 1 | E | WERE | WERE | NEAST | NEAST | 0 | 532766 | JEC N 7 345.00 | 532765 | HOYT 7 345.00 | 0 |  | 1 | 19SP | 1036 | 1076 | 0 |  | 95.5377 | 97.1 | [7 empty] | CATEGORYB | NONSINGLE | SPPMGN 76 | 0 | 0 |  | 0 |  | 0 |  |  | Transfer Loading < 100%
2018-AG1 | AFS3 |  |  |  | FDNS |  | 5 | 5 | 2018AG1AFS31T40875519SP | TO->FROM | HOYT - JEFFREY ENERGY CENTER 345KV CKT 1 | E | WERE | WERE | NEAST | NEAST | 0 | 532766 | JEC N 7 345.00 | 532765 | HOYT 7 345.00 | 0 |  | 1 | 19SP | 1036 | 1076 | 0 |  | 95.4992 | 97.1 | [7 empty] | CATEGORYB | NONSINGLE | SPPMGN 89 | 0 | 0 |  | 0 |  | 0 |  |  | Transfer Loading < 100%
2018-AG1 | AFS3 |  |  |  | FDNS |  | 5 | 5 | 2018AG1AFS31T41205519SP | TO->FROM | HOYT - JEFFREY ENERGY CENTER 345KV CKT 1 | E | WERE | WERE | NEAST | NEAST | 0 | 532766 | JEC N 7 345.00 | 532765 | HOYT 7 345.00 | 0 |  | 1 | 19SP | 1036 | 1076 | 0 |  | 95.398 | 97 | [7 empty] | CATEGORYB | NONSINGLE | SPPMGN 126 | 0 | 0 |  | 0 |  | 0 |  |  | Transfer Loading < 100%
2018-AG1 | AFS3 |  |  |  | FDNS |  | 5 | 5 | 2018AG1AFS31T40545519SP | TO->FROM | HOYT - JEFFREY ENERGY CENTER 345KV CKT 1 | E | WERE | WERE | NEAST | NEAST | 0 | 532766 | JEC N 7 345.00 | 532765 | HOYT 7 345.00 | 0 |  | 1 | 19SP | 1036 | 1076 | 0 |  | 95.4026 | 97 | [7 empty] | CATEGORYB | NONSINGLE | SPPMGN 70 | 0 | 0 |  | 0 |  | 0 |  |  | Transfer Loading < 100%
2018-AG1 | AFS3 |  |  |  | FDNS |  | 5 | 5 | 2018AG1AFS31T40825519SP | TO->FROM | HOYT - JEFFREY ENERGY CENTER 345KV CKT 1 | E | WERE | WERE | NEAST | NEAST | 0 | 532766 | JEC N 7 345.00 | 532765 | HOYT 7 345.00 | 0 |  | 1 | 19SP | 1036 | 1076 | 0 |  | 95.4242 | 97 | [7 empty] | CATEGORYB | NONSINGLE | SPPMGN 86 | 0 | 0 |  | 0 |  | 0 |  |  | Transfer Loading < 100%
2018-AG1 | AFS3 |  |  |  | FDNS |  | 5 | 5 | 2018AG1AFS31T40945519SP | TO->FROM | HOYT - JEFFREY ENERGY CENTER 345KV CKT 1 | E | WERE | WERE | NEAST | NEAST | 0 | 532766 | JEC N 7 345.00 | 532765 | HOYT 7 345.00 | 0 |  | 1 | 19SP | 1036 | 1076 | 0 |  | 95.3859 | 97 | [7 empty] | CATEGORYB | NONSINGLE | SPPMGN 94 | 0 | 0 |  | 0 |  | 0 |  |  | Transfer Loading < 100%
2018-AG1 | AFS3 |  |  |  | FDNS |  | 5 | 5 | 2018AG1AFS31T41065519SP | TO->FROM | HOYT - JEFFREY ENERGY CENTER 345KV CKT 1 | E | WERE | WERE | NEAST | NEAST | 0 | 532766 | JEC N 7 345.00 | 532765 | HOYT 7 345.00 | 0 |  | 1 | 19SP | 1036 | 1076 | 0 |  | 95.2961 | 96.9 | [7 empty] | CATEGORYB | NONSINGLE | SPPMGN 105 | 0 | 0 |  | 0 |  | 0 |  |  | Transfer Loading < 100%
2018-AG1 | AFS3 |  |  |  | FDNS |  | 5 | 5 | 2018AG1AFS31T41215519SP | TO->FROM | HOYT - JEFFREY ENERGY CENTER 345KV CKT 1 | E | WERE | WERE | NEAST | NEAST | 0 | 532766 | JEC N 7 345.00 | 532765 | HOYT 7 345.00 | 0 |  | 1 | 19SP | 1036 | 1076 | 0 |  | 95.339 | 96.9 | [7 empty] | CATEGORYB | NONSINGLE | SPPMGN 127 | 0 | 0 |  | 0 |  | 0 |  |  | Transfer Loading < 100%
2018-AG1 | AFS3 |  |  |  | FDNS |  | 5 | 5 | 2018AG1AFS31T41225519SP | TO->FROM | HOYT - JEFFREY ENERGY CENTER 345KV CKT 1 | E | WERE | WERE | NEAST | NEAST | 0 | 532766 | JEC N 7 345.00 | 532765 | HOYT 7 345.00 | 0 |  | 1 | 19SP | 1036 | 1076 | 0 |  | 95.339 | 96.9 | [7 empty] | CATEGORYB | NONSINGLE | SPPMGN 128 | 0 | 0 |  | 0 |  | 0 |  |  | Transfer Loading < 100%
2018-AG1 | AFS3 |  |  |  | FDNS |  | 5 | 5 | 2018AG1AFS31T40855519SP | TO->FROM | HOYT - JEFFREY ENERGY CENTER 345KV CKT 1 | E | WERE | WERE | NEAST | NEAST | 0 | 532766 | JEC N 7 345.00 | 532765 | HOYT 7 345.00 | 0 |  | 1 | 19SP | 1036 | 1076 | 0 |  | 95.2767 | 96.9 | [7 empty] | CATEGORYB | NONSINGLE | SPPMGN 88 | 0 | 0 |  | 0 |  | 0 |  |  | Transfer Loading < 100%
2018-AG1 | AFS3 |  |  |  | FDNS |  | 5 | 5 | 2018AG1AFS31T40955519SP | TO->FROM | HOYT - JEFFREY ENERGY CENTER 345KV CKT 1 | E | WERE | WERE | NEAST | NEAST | 0 | 532766 | JEC N 7 345.00 | 532765 | HOYT 7 345.00 | 0 |  | 1 | 19SP | 1036 | 1076 | 0 |  | 95.3341 | 96.9 | [7 empty] | CATEGORYB | NONSINGLE | SPPMGN 95 | 0 | 0 |  | 0 |  | 0 |  |  | Transfer Loading < 100%
2018-AG1 | AFS3 |  |  |  | FDNS |  | 5 | 5 | 2018AG1AFS31T40725519SP | TO->FROM | HOYT - JEFFREY ENERGY CENTER 345KV CKT 1 | E | WERE | WERE | NEAST | NEAST | 0 | 532766 | JEC N 7 345.00 | 532765 | HOYT 7 345.00 | 0 |  | 1 | 19SP | 1036 | 1076 | 0 |  | 95.1109 | 96.7 | [7 empty] | CATEGORYB | NONSINGLE | SPPMGN 80 | 0 | 0 |  | 0 |  | 0 |  |  | Transfer Loading < 100%
2018-AG1 | AFS3 |  |  |  | FDNS |  | 5 | 5 | 2018AG1AFS31T40745519SP | TO->FROM | HOYT - JEFFREY ENERGY CENTER 345KV CKT 1 | E | WERE | WERE | NEAST | NEAST | 0 | 532766 | JEC N 7 345.00 | 532765 | HOYT 7 345.00 | 0 |  | 1 | 19SP | 1036 | 1076 | 0 |  | 95.1109 | 96.7 | [7 empty] | CATEGORYB | NONSINGLE | SPPMGN 81 | 0 | 0 |  | 0 |  | 0 |  |  | Transfer Loading < 100%
2018-AG1 | AFS3 |  |  |  | FDNS |  | 5 | 5 | 2018AG1AFS31T40785519SP | TO->FROM | HOYT - JEFFREY ENERGY CENTER 345KV CKT 1 | E | WERE | WERE | NEAST | NEAST | 0 | 532766 | JEC N 7 345.00 | 532765 | HOYT 7 345.00 | 0 |  | 1 | 19SP | 1036 | 1076 | 0 |  | 95.1109 | 96.7 | [7 empty] | CATEGORYB | NONSINGLE | SPPMGN 83 | 0 | 0 |  | 0 |  | 0 |  |  | Transfer Loading < 100%
2018-AG1 | AFS3 |  |  |  | FDNS |  | 5 | 5 | 2018AG1AFS31T40805519SP | TO->FROM | HOYT - JEFFREY ENERGY CENTER 345KV CKT 1 | E | WERE | WERE | NEAST | NEAST | 0 | 532766 | JEC N 7 345.00 | 532765 | HOYT 7 345.00 | 0 |  | 1 | 19SP | 1036 | 1076 | 0 |  | 95.1109 | 96.7 | [7 empty] | CATEGORYB | NONSINGLE | SPPMGN 84 | 0 | 0 |  | 0 |  | 0 |  |  | Transfer Loading < 100%
2018-AG1 | AFS3 |  |  |  | FDNS |  | 5 | 5 | 2018AG1AFS31T40975519SP | TO->FROM | HOYT - JEFFREY ENERGY CENTER 345KV CKT 1 | E | WERE | WERE | NEAST | NEAST | 0 | 532766 | JEC N 7 345.00 | 532765 | HOYT 7 345.00 | 0 |  | 1 | 19SP | 1036 | 1076 | 0 |  | 95.1528 | 96.7 | [7 empty] | CATEGORYB | NONSINGLE | SPPMGN 97 | 0 | 0 |  | 0 |  | 0 |  |  | Transfer Loading < 100%
2018-AG1 | AFS3 |  |  |  | FDNS |  | 5 | 5 | 2018AG1AFS31T41085519SP | TO->FROM | HOYT - JEFFREY ENERGY CENTER 345KV CKT 1 | E | WERE | WERE | NEAST | NEAST | 0 | 532766 | JEC N 7 345.00 | 532765 | HOYT 7 345.00 | 0 |  | 1 | 19SP | 1036 | 1076 | 0 |  | 94.9726 | 96.6 | [7 empty] | CATEGORYB | NONSINGLE | SPPMGN 106 | 0 | 0 |  | 0 |  | 0 |  |  | Transfer Loading < 100%
2018-AG1 | AFS3 |  |  |  | FDNS |  | 5 | 5 | 2018AG1AFS31T40765519SP | TO->FROM | HOYT - JEFFREY ENERGY CENTER 345KV CKT 1 | E | WERE | WERE | NEAST | NEAST | 0 | 532766 | JEC N 7 345.00 | 532765 | HOYT 7 345.00 | 0 |  | 1 | 19SP | 1036 | 1076 | 0 |  | 95.051 | 96.6 | [7 empty] | CATEGORYB | NONSINGLE | SPPMGN 82 | 0 | 0 |  | 0 |  | 0 |  |  | Transfer Loading < 100%
2018-AG1 | AFS3 |  |  |  | FDNS |  | 5 | 5 | 2018AG1AFS31T40915519SP | TO->FROM | HOYT - JEFFREY ENERGY CENTER 345KV CKT 1 | E | WERE | WERE | NEAST | NEAST | 0 | 532766 | JEC N 7 345.00 | 532765 | HOYT 7 345.00 | 0 |  | 1 | 19SP | 1036 | 1076 | 0 |  | 95.051 | 96.6 | [7 empty] | CATEGORYB | NONSINGLE | SPPMGN 92 | 0 | 0 |  | 0 |  | 0 |  |  | Transfer Loading < 100%
2018-AG1 | AFS3 |  |  |  | FDNS |  | 5 | 5 | 2018AG1AFS31T40685519SP | TO->FROM | HOYT - JEFFREY ENERGY CENTER 345KV CKT 1 | E | WERE | WERE | NEAST | NEAST | 0 | 532766 | JEC N 7 345.00 | 532765 | HOYT 7 345.00 | 0 |  | 1 | 19SP | 1036 | 1076 | 0 |  | 94.9367 | 96.5 | [7 empty] | CATEGORYB | NONSINGLE | SPPMGN 77 | 0 | 0 |  | 0 |  | 0 |  |  | Transfer Loading < 100%
2018-AG1 | AFS3 |  |  |  | FDNS |  | 5 | 5 | 2018AG1AFS31T40835519SP | TO->FROM | HOYT - JEFFREY ENERGY CENTER 345KV CKT 1 | E | WERE | WERE | NEAST | NEAST | 0 | 532766 | JEC N 7 345.00 | 532765 | HOYT 7 345.00 | 0 |  | 1 | 19SP | 1036 | 1076 | 0 |  | 94.8524 | 96.4 | [7 empty] | CATEGORYB | NONSINGLE | SPPMGN 87 | 0 | 0 |  | 0 |  | 0 |  |  | Transfer Loading < 100%
2018-AG1 | AFS3 |  |  |  | FDNS |  | 5 | 5 | 2018AG1AFS31T41155519SP | TO->FROM | HOYT - JEFFREY ENERGY CENTER 345KV CKT 1 | E | WERE | WERE | NEAST | NEAST | 0 | 532766 | JEC N 7 345.00 | 532765 | HOYT 7 345.00 | 0 |  | 1 | 19SP | 1036 | 1076 | 0 |  | 94.7025 | 96.3 | [7 empty] | CATEGORYB | NONSINGLE | SPPMGN 118 | 0 | 0 |  | 0 |  | 0 |  |  | Transfer Loading < 100%
2018-AG1 | AFS3 |  |  |  | FDNS |  | 5 | 5 | 2018AG1AFS31T41295519SP | TO->FROM | HOYT - JEFFREY ENERGY CENTER 345KV CKT 1 | E | WERE | WERE | NEAST | NEAST | 0 | 532766 | JEC N 7 345.00 | 532765 | HOYT 7 345.00 | 0 |  | 1 | 19SP | 1036 | 1076 | 0 |  | 94.7094 | 96.3 | [7 empty] | CATEGORYB | NONSINGLE | SPPMGN 134 | 0 | 0 |  | 0 |  | 0 |  |  | Transfer Loading < 100%
2018-AG1 | AFS3 |  |  |  | FDNS |  | 5 | 5 | 2018AG1AFS31T40885519SP | TO->FROM | HOYT - JEFFREY ENERGY CENTER 345KV CKT 1 | E | WERE | WERE | NEAST | NEAST | 0 | 532766 | JEC N 7 345.00 | 532765 | HOYT 7 345.00 | 0 |  | 1 | 19SP | 1036 | 1076 | 0 |  | 94.7566 | 96.3 | [7 empty] | CATEGORYB | NONSINGLE | SPPMGN 90 | 0 | 0 |  | 0 |  | 0 |  |  | Transfer Loading < 100%
2018-AG1 | AFS3 |  |  |  | FDNS |  | 5 | 5 | 2018AG1AFS31T40575519SP | TO->FROM | HOYT - JEFFREY ENERGY CENTER 345KV CKT 1 | E | WERE | WERE | NEAST | NEAST | 0 | 532766 | JEC N 7 345.00 | 532765 | HOYT 7 345.00 | 0 |  | 1 | 19SP | 1036 | 1076 | 0 |  | 93.5568 | 95.1 | [7 empty] | CATEGORYB | NONSINGLE | SPPMGN 71 | 0 | 0 |  | 0 |  | 0 |  |  | Transfer Loading < 100%
2018-AG1 | AFS3 |  |  |  | FDNS |  | 5 | 5 | 2018AG1AFS31T36165522SP | TO->FROM | HOYT - JEFFREY ENERGY CENTER 345KV CKT 1 | E | WERE | WERE | NEAST | NEAST | 0 | 532766 | JEC N 7 345.00 | 532765 | HOYT 7 345.00 | 0 |  | 1 | 22SP | 1036 | 1076 | 0 |  | 97.8826 | 99.2 | [7 empty] | CATEGORYB | NONSINGLE | SPPMGN 150 | 0 | 0 |  | 0 |  | 0 |  |  | Transfer Loading < 100%
2018-AG1 | AFS3 |  |  |  | FDNS |  | 5 | 5 | 2018AG1AFS31T36175522SP | TO->FROM | HOYT - JEFFREY ENERGY CENTER 345KV CKT 1 | E | WERE | WERE | NEAST | NEAST | 0 | 532766 | JEC N 7 345.00 | 532765 | HOYT 7 345.00 | 0 |  | 1 | 22SP | 1036 | 1076 | 0 |  | 97.8826 | 99.2 | [7 empty] | CATEGORYB | NONSINGLE | SPPMGN 151 | 0 | 0 |  | 0 |  | 0 |  |  | Transfer Loading < 100%
2018-AG1 | AFS3 |  |  |  | FDNS |  | 5 | 5 | 2018AG1AFS31T36135522SP | TO->FROM | HOYT - JEFFREY ENERGY CENTER 345KV CKT 1 | E | WERE | WERE | NEAST | NEAST | 0 | 532766 | JEC N 7 345.00 | 532765 | HOYT 7 345.00 | 0 |  | 1 | 22SP | 1036 | 1076 | 0 |  | 97.546 | 98.9 | [7 empty] | CATEGORYB | NONSINGLE | SPPMGN 147 | 0 | 0 |  | 0 |  | 0 |  |  | Transfer Loading < 100%
2018-AG1 | AFS3 |  |  |  | FDNS |  | 5 | 5 | 2018AG1AFS31T36145522SP | TO->FROM | HOYT - JEFFREY ENERGY CENTER 345KV CKT 1 | E | WERE | WERE | NEAST | NEAST | 0 | 532766 | JEC N 7 345.00 | 532765 | HOYT 7 345.00 | 0 |  | 1 | 22SP | 1036 | 1076 | 0 |  | 97.546 | 98.9 | [7 empty] | CATEGORYB | NONSINGLE | SPPMGN 148 | 0 | 0 |  | 0 |  | 0 |  |  | Transfer Loading < 100%
2018-AG1 | AFS3 |  |  |  | FDNS |  | 5 | 5 | 2018AG1AFS31T36155522SP | TO->FROM | HOYT - JEFFREY ENERGY CENTER 345KV CKT 1 | E | WERE | WERE | NEAST | NEAST | 0 | 532766 | JEC N 7 345.00 | 532765 | HOYT 7 345.00 | 0 |  | 1 | 22SP | 1036 | 1076 | 0 |  | 97.546 | 98.9 | [7 empty] | CATEGORYB | NONSINGLE | SPPMGN 149 | 0 | 0 |  | 0 |  | 0 |  |  | Transfer Loading < 100%
2018-AG1 | AFS3 |  |  |  | FDNS |  | 5 | 5 | 2018AG1AFS31T36195522SP | TO->FROM | HOYT - JEFFREY ENERGY CENTER 345KV CKT 1 | E | WERE | WERE | NEAST | NEAST | 0 | 532766 | JEC N 7 345.00 | 532765 | HOYT 7 345.00 | 0 |  | 1 | 22SP | 1036 | 1076 | 0 |  | 97.2278 | 98.6 | [7 empty] | CATEGORYB | NONSINGLE | SPPMGN 174 | 0 | 0 |  | 0 |  | 0 |  |  | Transfer Loading < 100%
2018-AG1 | AFS3 |  |  |  | FDNS |  | 5 | 5 | 2018AG1AFS31T35385522SP | TO->FROM | HOYT - JEFFREY ENERGY CENTER 345KV CKT 1 | E | WERE | WERE | NEAST | NEAST | 0 | 532766 | JEC N 7 345.00 | 532765 | HOYT 7 345.00 | 0 |  | 1 | 22SP | 1036 | 1076 | 0 |  | 97.2465 | 98.6 | [7 empty] | CATEGORYB | NONSINGLE | SPPMGN 46 | 0 | 0 |  | 0 |  | 0 |  |  | Transfer Loading < 100%
2018-AG1 | AFS3 |  |  |  | FDNS |  | 5 | 5 | 2018AG1AFS31T35375522SP | TO->FROM | HOYT - JEFFREY ENERGY CENTER 345KV CKT 1 | E | WERE | WERE | NEAST | NEAST | 0 | 532766 | JEC N 7 345.00 | 532765 | HOYT 7 345.00 | 0 |  | 1 | 22SP | 1036 | 1076 | 0 |  | 97.2134 | 98.5 | [7 empty] | CATEGORYB | NONSINGLE | SPPMGN 45 | 0 | 0 |  | 0 |  | 0 |  |  | Transfer Loading < 100%
2018-AG1 | AFS3 |  |  |  | FDNS |  | 5 | 5 | 2018AG1AFS31T36225522SP | TO->FROM | HOYT - JEFFREY ENERGY CENTER 345KV CKT 1 | E | WERE | WERE | NEAST | NEAST | 0 | 532766 | JEC N 7 345.00 | 532765 | HOYT 7 345.00 | 0 |  | 1 | 22SP | 1036 | 1076 | 0 |  | 97.0498 | 98.4 | [7 empty] | CATEGORYB | NONSINGLE | SPPMGN 182 | 0 | 0 |  | 0 |  | 0 |  |  | Transfer Loading < 100%
2018-AG1 | AFS3 |  |  |  | FDNS |  | 5 | 5 | 2018AG1AFS31T35365522SP | TO->FROM | HOYT - JEFFREY ENERGY CENTER 345KV CKT 1 | E | WERE | WERE | NEAST | NEAST | 0 | 532766 | JEC N 7 345.00 | 532765 | HOYT 7 345.00 | 0 |  | 1 | 22SP | 1036 | 1076 | 0 |  | 97.0359 | 98.4 | [7 empty] | CATEGORYB | NONSINGLE | SPPMGN 32 | 0 | 0 |  | 0 |  | 0 |  |  | Transfer Loading < 100%
2018-AG1 | AFS3 |  |  |  | FDNS |  | 5 | 5 | 2018AG1AFS31T36205522SP | TO->FROM | HOYT - JEFFREY ENERGY CENTER 345KV CKT 1 | E | WERE | WERE | NEAST | NEAST | 0 | 532766 | JEC N 7 345.00 | 532765 | HOYT 7 345.00 | 0 |  | 1 | 22SP | 1036 | 1076 | 0 |  | 97.0115 | 98.3 | [7 empty] | CATEGORYB | NONSINGLE | SPPMGN 176 | 0 | 0 |  | 0 |  | 0 |  |  | Transfer Loading < 100%
2018-AG1 | AFS3 |  |  |  | FDNS |  | 5 | 5 | 2018AG1AFS31T36215522SP | TO->FROM | HOYT - JEFFREY ENERGY CENTER 345KV CKT 1 | E | WERE | WERE | NEAST | NEAST | 0 | 532766 | JEC N 7 345.00 | 532765 | HOYT 7 345.00 | 0 |  | 1 | 22SP | 1036 | 1076 | 0 |  | 96.9865 | 98.3 | [7 empty] | CATEGORYB | NONSINGLE | SPPMGN 178 | 0 | 0 |  | 0 |  | 0 |  |  | Transfer Loading < 100%
2018-AG1 | AFS3 |  |  |  | FDNS |  | 5 | 5 | 2018AG1AFS31T35305522SP | TO->FROM | HOYT - JEFFREY ENERGY CENTER 345KV CKT 1 | E | WERE | WERE | NEAST | NEAST | 0 | 532766 | JEC N 7 345.00 | 532765 | HOYT 7 345.00 | 0 |  | 1 | 22SP | 1036 | 1076 | 0 |  | 97.0129 | 98.3 | [7 empty] | CATEGORYB | NONSINGLE | SPPMGN 20 | 0 | 0 |  | 0 |  | 0 |  |  | Transfer Loading < 100%
2018-AG1 | AFS3 |  |  |  | FDNS |  | 5 | 5 | 2018AG1AFS31T35865522SP | TO->FROM | HOYT - JEFFREY ENERGY CENTER 345KV CKT 1 | E | WERE | WERE | NEAST | NEAST | 0 | 532766 | JEC N 7 345.00 | 532765 | HOYT 7 345.00 | 0 |  | 1 | 22SP | 1036 | 1076 | 0 |  | 96.3502 | 97.7 | [7 empty] | CATEGORYB | NONSINGLE | SPPMGN 104 | 0 | 0 |  | 0 |  | 0 |  |  | Transfer Loading < 100%
2018-AG1 | AFS3 |  |  |  | FDNS |  | 5 | 5 | 2018AG1AFS31T35875522SP | TO->FROM | HOYT - JEFFREY ENERGY CENTER 345KV CKT 1 | E | WERE | WERE | NEAST | NEAST | 0 | 532766 | JEC N 7 345.00 | 532765 | HOYT 7 345.00 | 0 |  | 1 | 22SP | 1036 | 1076 | 0 |  | 96.3502 | 97.7 | [7 empty] | CATEGORYB | NONSINGLE | SPPMGN 105 | 0 | 0 |  | 0 |  | 0 |  |  | Transfer Loading < 100%
2018-AG1 | AFS3 |  |  |  | FDNS |  | 5 | 5 | 2018AG1AFS31T35885522SP | TO->FROM | HOYT - JEFFREY ENERGY CENTER 345KV CKT 1 | E | WERE | WERE | NEAST | NEAST | 0 | 532766 | JEC N 7 345.00 | 532765 | HOYT 7 345.00 | 0 |  | 1 | 22SP | 1036 | 1076 | 0 |  | 96.3502 | 97.7 | [7 empty] | CATEGORYB | NONSINGLE | SPPMGN 106 | 0 | 0 |  | 0 |  | 0 |  |  | Transfer Loading < 100%
2018-AG1 | AFS3 |  |  |  | FDNS |  | 5 | 5 | 2018AG1AFS31T35965522SP | TO->FROM | HOYT - JEFFREY ENERGY CENTER 345KV CKT 1 | E | WERE | WERE | NEAST | NEAST | 0 | 532766 | JEC N 7 345.00 | 532765 | HOYT 7 345.00 | 0 |  | 1 | 22SP | 1036 | 1076 | 0 |  | 96.3519 | 97.7 | [7 empty] | CATEGORYB | NONSINGLE | SPPMGN 117 | 0 | 0 |  | 0 |  | 0 |  |  | Transfer Loading < 100%
2018-AG1 | AFS3 |  |  |  | FDNS |  | 5 | 5 | 2018AG1AFS31T35975522SP | TO->FROM | HOYT - JEFFREY ENERGY CENTER 345KV CKT 1 | E | WERE | WERE | NEAST | NEAST | 0 | 532766 | JEC N 7 345.00 | 532765 | HOYT 7 345.00 | 0 |  | 1 | 22SP | 1036 | 1076 | 0 |  | 96.3519 | 97.7 | [7 empty] | CATEGORYB | NONSINGLE | SPPMGN 118 | 0 | 0 |  | 0 |  | 0 |  |  | Transfer Loading < 100%
2018-AG1 | AFS3 |  |  |  | FDNS |  | 5 | 5 | 2018AG1AFS31T36015522SP | TO->FROM | HOYT - JEFFREY ENERGY CENTER 345KV CKT 1 | E | WERE | WERE | NEAST | NEAST | 0 | 532766 | JEC N 7 345.00 | 532765 | HOYT 7 345.00 | 0 |  | 1 | 22SP | 1036 | 1076 | 0 |  | 96.346 | 97.7 | [7 empty] | CATEGORYB | NONSINGLE | SPPMGN 123 | 0 | 0 |  | 0 |  | 0 |  |  | Transfer Loading < 100%
2018-AG1 | AFS3 |  |  |  | FDNS |  | 5 | 5 | 2018AG1AFS31T35325522SP | TO->FROM | HOYT - JEFFREY ENERGY CENTER 345KV CKT 1 | E | WERE | WERE | NEAST | NEAST | 0 | 532766 | JEC N 7 345.00 | 532765 | HOYT 7 345.00 | 0 |  | 1 | 22SP | 1036 | 1076 | 0 |  | 96.3687 | 97.7 | [7 empty] | CATEGORYB | NONSINGLE | SPPMGN 24 | 0 | 0 |  | 0 |  | 0 |  |  | Transfer Loading < 100%
2018-AG1 | AFS3 |  |  |  | FDNS |  | 5 | 5 | 2018AG1AFS31T35955522SP | TO->FROM | HOYT - JEFFREY ENERGY CENTER 345KV CKT 1 | E | WERE | WERE | NEAST | NEAST | 0 | 532766 | JEC N 7 345.00 | 532765 | HOYT 7 345.00 | 0 |  | 1 | 22SP | 1036 | 1076 | 0 |  | 96.2445 | 97.6 | [7 empty] | CATEGORYB | NONSINGLE | SPPMGN 116 | 0 | 0 |  | 0 |  | 0 |  |  | Transfer Loading < 100%
2018-AG1 | AFS3 |  |  |  | FDNS |  | 5 | 5 | 2018AG1AFS31T35245522SP | TO->FROM | HOYT - JEFFREY ENERGY CENTER 345KV CKT 1 | E | WERE | WERE | NEAST | NEAST | 0 | 532766 | JEC N 7 345.00 | 532765 | HOYT 7 345.00 | 0 |  | 1 | 22SP | 1036 | 1076 | 0 |  | 96.2727 | 97.6 | [7 empty] | CATEGORYB | NONSINGLE | SPPMGN 12 | 0 | 0 |  | 0 |  | 0 |  |  | Transfer Loading < 100%
2018-AG1 | AFS3 |  |  |  | FDNS |  | 5 | 5 | 2018AG1AFS31T35255522SP | TO->FROM | HOYT - JEFFREY ENERGY CENTER 345KV CKT 1 | E | WERE | WERE | NEAST | NEAST | 0 | 532766 | JEC N 7 345.00 | 532765 | HOYT 7 345.00 | 0 |  | 1 | 22SP | 1036 | 1076 | 0 |  | 96.2727 | 97.6 | [7 empty] | CATEGORYB | NONSINGLE | SPPMGN 13 | 0 | 0 |  | 0 |  | 0 |  |  | Transfer Loading < 100%
2018-AG1 | AFS3 |  |  |  | FDNS |  | 5 | 5 | 2018AG1AFS31T35275522SP | TO->FROM | HOYT - JEFFREY ENERGY CENTER 345KV CKT 1 | E | WERE | WERE | NEAST | NEAST | 0 | 532766 | JEC N 7 345.00 | 532765 | HOYT 7 345.00 | 0 |  | 1 | 22SP | 1036 | 1076 | 0 |  | 96.2727 | 97.6 | [7 empty] | CATEGORYB | NONSINGLE | SPPMGN 15 | 0 | 0 |  | 0 |  | 0 |  |  | Transfer Loading < 100%
2018-AG1 | AFS3 |  |  |  | FDNS |  | 5 | 5 | 2018AG1AFS31T35285522SP | TO->FROM | HOYT - JEFFREY ENERGY CENTER 345KV CKT 1 | E | WERE | WERE | NEAST | NEAST | 0 | 532766 | JEC N 7 345.00 | 532765 | HOYT 7 345.00 | 0 |  | 1 | 22SP | 1036 | 1076 | 0 |  | 96.2727 | 97.6 | [7 empty] | CATEGORYB | NONSINGLE | SPPMGN 16 | 0 | 0 |  | 0 |  | 0 |  |  | Transfer Loading < 100%
2018-AG1 | AFS3 |  |  |  | FDNS |  | 5 | 5 | 2018AG1AFS31T35935522SP | TO->FROM | HOYT - JEFFREY ENERGY CENTER 345KV CKT 1 | E | WERE | WERE | NEAST | NEAST | 0 | 532766 | JEC N 7 345.00 | 532765 | HOYT 7 345.00 | 0 |  | 1 | 22SP | 1036 | 1076 | 0 |  | 96.1804 | 97.5 | [7 empty] | CATEGORYB | NONSINGLE | SPPMGN 109 | 0 | 0 |  | 0 |  | 0 |  |  | Transfer Loading < 100%
2018-AG1 | AFS3 |  |  |  | FDNS |  | 5 | 5 | 2018AG1AFS31T35235522SP | TO->FROM | HOYT - JEFFREY ENERGY CENTER 345KV CKT 1 | E | WERE | WERE | NEAST | NEAST | 0 | 532766 | JEC N 7 345.00 | 532765 | HOYT 7 345.00 | 0 |  | 1 | 22SP | 1036 | 1076 | 0 |  | 96.1895 | 97.5 | [7 empty] | CATEGORYB | NONSINGLE | SPPMGN 7 | 0 | 0 |  | 0 |  | 0 |  |  | Transfer Loading < 100%
2018-AG1 | AFS3 |  |  |  | FDNS |  | 5 | 5 | 2018AG1AFS31T35825522SP | TO->FROM | HOYT - JEFFREY ENERGY CENTER 345KV CKT 1 | E | WERE | WERE | NEAST | NEAST | 0 | 532766 | JEC N 7 345.00 | 532765 | HOYT 7 345.00 | 0 |  | 1 | 22SP | 1036 | 1076 | 0 |  | 96.0567 | 97.4 | [7 empty] | CATEGORYB | NONSINGLE | SPPMGN 100 | 0 | 0 |  | 0 |  | 0 |  |  | Transfer Loading < 100%
2018-AG1 | AFS3 |  |  |  | FDNS |  | 5 | 5 | 2018AG1AFS31T35315522SP | TO->FROM | HOYT - JEFFREY ENERGY CENTER 345KV CKT 1 | E | WERE | WERE | NEAST | NEAST | 0 | 532766 | JEC N 7 345.00 | 532765 | HOYT 7 345.00 | 0 |  | 1 | 22SP | 1036 | 1076 | 0 |  | 96.072 | 97.4 | [7 empty] | CATEGORYB | NONSINGLE | SPPMGN 21 | 0 | 0 |  | 0 |  | 0 |  |  | Transfer Loading < 100%
2018-AG1 | AFS3 |  |  |  | FDNS |  | 5 | 5 | 2018AG1AFS31T35345522SP | TO->FROM | HOYT - JEFFREY ENERGY CENTER 345KV CKT 1 | E | WERE | WERE | NEAST | NEAST | 0 | 532766 | JEC N 7 345.00 | 532765 | HOYT 7 345.00 | 0 |  | 1 | 22SP | 1036 | 1076 | 0 |  | 96.1438 | 97.4 | [7 empty] | CATEGORYB | NONSINGLE | SPPMGN 31 | 0 | 0 |  | 0 |  | 0 |  |  | Transfer Loading < 100%
2018-AG1 | AFS3 |  |  |  | FDNS |  | 5 | 5 | 2018AG1AFS31T35535522SP | TO->FROM | HOYT - JEFFREY ENERGY CENTER 345KV CKT 1 | E | WERE | WERE | NEAST | NEAST | 0 | 532766 | JEC N 7 345.00 | 532765 | HOYT 7 345.00 | 0 |  | 1 | 22SP | 1036 | 1076 | 0 |  | 96.0654 | 97.4 | [7 empty] | CATEGORYB | NONSINGLE | SPPMGN 80 | 0 | 0 |  | 0 |  | 0 |  |  | Transfer Loading < 100%
2018-AG1 | AFS3 |  |  |  | FDNS |  | 5 | 5 | 2018AG1AFS31T35545522SP | TO->FROM | HOYT - JEFFREY ENERGY CENTER 345KV CKT 1 | E | WERE | WERE | NEAST | NEAST | 0 | 532766 | JEC N 7 345.00 | 532765 | HOYT 7 345.00 | 0 |  | 1 | 22SP | 1036 | 1076 | 0 |  | 96.0654 | 97.4 | [7 empty] | CATEGORYB | NONSINGLE | SPPMGN 81 | 0 | 0 |  | 0 |  | 0 |  |  | Transfer Loading < 100%
2018-AG1 | AFS3 |  |  |  | FDNS |  | 5 | 5 | 2018AG1AFS31T35835522SP | TO->FROM | HOYT - JEFFREY ENERGY CENTER 345KV CKT 1 | E | WERE | WERE | NEAST | NEAST | 0 | 532766 | JEC N 7 345.00 | 532765 | HOYT 7 345.00 | 0 |  | 1 | 22SP | 1036 | 1076 | 0 |  | 95.9427 | 97.3 | [7 empty] | CATEGORYB | NONSINGLE | SPPMGN 101 | 0 | 0 |  | 0 |  | 0 |  |  | Transfer Loading < 100%
2018-AG1 | AFS3 |  |  |  | FDNS |  | 5 | 5 | 2018AG1AFS31T35845522SP | TO->FROM | HOYT - JEFFREY ENERGY CENTER 345KV CKT 1 | E | WERE | WERE | NEAST | NEAST | 0 | 532766 | JEC N 7 345.00 | 532765 | HOYT 7 345.00 | 0 |  | 1 | 22SP | 1036 | 1076 | 0 |  | 95.9427 | 97.3 | [7 empty] | CATEGORYB | NONSINGLE | SPPMGN 102 | 0 | 0 |  | 0 |  | 0 |  |  | Transfer Loading < 100%
2018-AG1 | AFS3 |  |  |  | FDNS |  | 5 | 5 | 2018AG1AFS31T35215522SP | TO->FROM | HOYT - JEFFREY ENERGY CENTER 345KV CKT 1 | E | WERE | WERE | NEAST | NEAST | 0 | 532766 | JEC N 7 345.00 | 532765 | HOYT 7 345.00 | 0 |  | 1 | 22SP | 1036 | 1076 | 0 |  | 95.9758 | 97.3 | [7 empty] | CATEGORYB | NONSINGLE | SPPMGN 6 | 0 | 0 |  | 0 |  | 0 |  |  | Transfer Loading < 100%
2018-AG1 | AFS3 |  |  |  | FDNS |  | 5 | 5 | 2018AG1AFS31T35745522SP | TO->FROM | HOYT - JEFFREY ENERGY CENTER 345KV CKT 1 | E | WERE | WERE | NEAST | NEAST | 0 | 532766 | JEC N 7 345.00 | 532765 | HOYT 7 345.00 | 0 |  | 1 | 22SP | 1036 | 1076 | 0 |  | 96.0173 | 97.3 | [7 empty] | CATEGORYB | NONSINGLE | SPPMGN 93 | 0 | 0 |  | 0 |  | 0 |  |  | Transfer Loading < 100%
2018-AG1 | AFS3 |  |  |  | FDNS |  | 5 | 5 | 2018AG1AFS31T35265522SP | TO->FROM | HOYT - JEFFREY ENERGY CENTER 345KV CKT 1 | E | WERE | WERE | NEAST | NEAST | 0 | 532766 | JEC N 7 345.00 | 532765 | HOYT 7 345.00 | 0 |  | 1 | 22SP | 1036 | 1076 | 0 |  | 95.865 | 97.2 | [7 empty] | CATEGORYB | NONSINGLE | SPPMGN 14 | 0 | 0 |  | 0 |  | 0 |  |  | Transfer Loading < 100%
2018-AG1 | AFS3 |  |  |  | FDNS |  | 5 | 5 | 2018AG1AFS31T35295522SP | TO->FROM | HOYT - JEFFREY ENERGY CENTER 345KV CKT 1 | E | WERE | WERE | NEAST | NEAST | 0 | 532766 | JEC N 7 345.00 | 532765 | HOYT 7 345.00 | 0 |  | 1 | 22SP | 1036 | 1076 | 0 |  | 95.865 | 97.2 | [7 empty] | CATEGORYB | NONSINGLE | SPPMGN 17 | 0 | 0 |  | 0 |  | 0 |  |  | Transfer Loading < 100%
2018-AG1 | AFS3 |  |  |  | FDNS |  | 5 | 5 | 2018AG1AFS31T35335522SP | TO->FROM | HOYT - JEFFREY ENERGY CENTER 345KV CKT 1 | E | WERE | WERE | NEAST | NEAST | 0 | 532766 | JEC N 7 345.00 | 532765 | HOYT 7 345.00 | 0 |  | 1 | 22SP | 1036 | 1076 | 0 |  | 95.8951 | 97.2 | [7 empty] | CATEGORYB | NONSINGLE | SPPMGN 30 | 0 | 0 |  | 0 |  | 0 |  |  | Transfer Loading < 100%
2018-AG1 | AFS3 |  |  |  | FDNS |  | 5 | 5 | 2018AG1AFS31T35495522SP | TO->FROM | HOYT - JEFFREY ENERGY CENTER 345KV CKT 1 | E | WERE | WERE | NEAST | NEAST | 0 | 532766 | JEC N 7 345.00 | 532765 | HOYT 7 345.00 | 0 |  | 1 | 22SP | 1036 | 1076 | 0 |  | 95.8964 | 97.2 | [7 empty] | CATEGORYB | NONSINGLE | SPPMGN 77 | 0 | 0 |  | 0 |  | 0 |  |  | Transfer Loading < 100%
2018-AG1 | AFS3 |  |  |  | FDNS |  | 5 | 5 | 2018AG1AFS31T35945522SP | TO->FROM | HOYT - JEFFREY ENERGY CENTER 345KV CKT 1 | E | WERE | WERE | NEAST | NEAST | 0 | 532766 | JEC N 7 345.00 | 532765 | HOYT 7 345.00 | 0 |  | 1 | 22SP | 1036 | 1076 | 0 |  | 95.8345 | 97.1 | [7 empty] | CATEGORYB | NONSINGLE | SPPMGN 110 | 0 | 0 |  | 0 |  | 0 |  |  | Transfer Loading < 100%
2018-AG1 | AFS3 |  |  |  | FDNS |  | 5 | 5 | 2018AG1AFS31T36125522SP | TO->FROM | HOYT - JEFFREY ENERGY CENTER 345KV CKT 1 | E | WERE | WERE | NEAST | NEAST | 0 | 532766 | JEC N 7 345.00 | 532765 | HOYT 7 345.00 | 0 |  | 1 | 22SP | 1036 | 1076 | 0 |  | 95.8295 | 97.1 | [7 empty] | CATEGORYB | NONSINGLE | SPPMGN 138 | 0 | 0 |  | 0 |  | 0 |  |  | Transfer Loading < 100%
2018-AG1 | AFS3 |  |  |  | FDNS |  | 5 | 5 | 2018AG1AFS31T35485522SP | TO->FROM | HOYT - JEFFREY ENERGY CENTER 345KV CKT 1 | E | WERE | WERE | NEAST | NEAST | 0 | 532766 | JEC N 7 345.00 | 532765 | HOYT 7 345.00 | 0 |  | 1 | 22SP | 1036 | 1076 | 0 |  | 95.8238 | 97.1 | [7 empty] | CATEGORYB | NONSINGLE | SPPMGN 76 | 0 | 0 |  | 0 |  | 0 |  |  | Transfer Loading < 100%
2018-AG1 | AFS3 |  |  |  | FDNS |  | 5 | 5 | 2018AG1AFS31T35775522SP | TO->FROM | HOYT - JEFFREY ENERGY CENTER 345KV CKT 1 | E | WERE | WERE | NEAST | NEAST | 0 | 532766 | JEC N 7 345.00 | 532765 | HOYT 7 345.00 | 0 |  | 1 | 22SP | 1036 | 1076 | 0 |  | 95.8157 | 97.1 | [7 empty] | CATEGORYB | NONSINGLE | SPPMGN 95 | 0 | 0 |  | 0 |  | 0 |  |  | Transfer Loading < 100%
2018-AG1 | AFS3 |  |  |  | FDNS |  | 5 | 5 | 2018AG1AFS31T35805522SP | TO->FROM | HOYT - JEFFREY ENERGY CENTER 345KV CKT 1 | E | WERE | WERE | NEAST | NEAST | 0 | 532766 | JEC N 7 345.00 | 532765 | HOYT 7 345.00 | 0 |  | 1 | 22SP | 1036 | 1076 | 0 |  | 95.7861 | 97.1 | [7 empty] | CATEGORYB | NONSINGLE | SPPMGN 98 | 0 | 0 |  | 0 |  | 0 |  |  | Transfer Loading < 100%
2018-AG1 | AFS3 |  |  |  | FDNS |  | 5 | 5 | 2018AG1AFS31T35855522SP | TO->FROM | HOYT - JEFFREY ENERGY CENTER 345KV CKT 1 | E | WERE | WERE | NEAST | NEAST | 0 | 532766 | JEC N 7 345.00 | 532765 | HOYT 7 345.00 | 0 |  | 1 | 22SP | 1036 | 1076 | 0 |  | 95.6915 | 97 | [7 empty] | CATEGORYB | NONSINGLE | SPPMGN 103 | 0 | 0 |  | 0 |  | 0 |  |  | Transfer Loading < 100%
2018-AG1 | AFS3 |  |  |  | FDNS |  | 5 | 5 | 2018AG1AFS31T35505522SP | TO->FROM | HOYT - JEFFREY ENERGY CENTER 345KV CKT 1 | E | WERE | WERE | NEAST | NEAST | 0 | 532766 | JEC N 7 345.00 | 532765 | HOYT 7 345.00 | 0 |  | 1 | 22SP | 1036 | 1076 | 0 |  | 95.6617 | 97 | [7 empty] | CATEGORYB | NONSINGLE | SPPMGN 78 | 0 | 0 |  | 0 |  | 0 |  |  | Transfer Loading < 100%
2018-AG1 | AFS3 |  |  |  | FDNS |  | 5 | 5 | 2018AG1AFS31T35815522SP | TO->FROM | HOYT - JEFFREY ENERGY CENTER 345KV CKT 1 | E | WERE | WERE | NEAST | NEAST | 0 | 532766 | JEC N 7 345.00 | 532765 | HOYT 7 345.00 | 0 |  | 1 | 22SP | 1036 | 1076 | 0 |  | 95.6726 | 97 | [7 empty] | CATEGORYB | NONSINGLE | SPPMGN 99 | 0 | 0 |  | 0 |  | 0 |  |  | Transfer Loading < 100%
2018-AG1 | AFS3 |  |  |  | FDNS |  | 5 | 5 | 2018AG1AFS31T36075522SP | TO->FROM | HOYT - JEFFREY ENERGY CENTER 345KV CKT 1 | E | WERE | WERE | NEAST | NEAST | 0 | 532766 | JEC N 7 345.00 | 532765 | HOYT 7 345.00 | 0 |  | 1 | 22SP | 1036 | 1076 | 0 |  | 95.6164 | 96.9 | [7 empty] | CATEGORYB | NONSINGLE | SPPMGN 132 | 0 | 0 |  | 0 |  | 0 |  |  | Transfer Loading < 100%
2018-AG1 | AFS3 |  |  |  | FDNS |  | 5 | 5 | 2018AG1AFS31T35445522SP | TO->FROM | HOYT - JEFFREY ENERGY CENTER 345KV CKT 1 | E | WERE | WERE | NEAST | NEAST | 0 | 532766 | JEC N 7 345.00 | 532765 | HOYT 7 345.00 | 0 |  | 1 | 22SP | 1036 | 1076 | 0 |  | 95.5911 | 96.9 | [7 empty] | CATEGORYB | NONSINGLE | SPPMGN 74 | 0 | 0 |  | 0 |  | 0 |  |  | Transfer Loading < 100%
2018-AG1 | AFS3 |  |  |  | FDNS |  | 5 | 5 | 2018AG1AFS31T35465522SP | TO->FROM | HOYT - JEFFREY ENERGY CENTER 345KV CKT 1 | E | WERE | WERE | NEAST | NEAST | 0 | 532766 | JEC N 7 345.00 | 532765 | HOYT 7 345.00 | 0 |  | 1 | 22SP | 1036 | 1076 | 0 |  | 95.5911 | 96.9 | [7 empty] | CATEGORYB | NONSINGLE | SPPMGN 75 | 0 | 0 |  | 0 |  | 0 |  |  | Transfer Loading < 100%
2018-AG1 | AFS3 |  |  |  | FDNS |  | 5 | 5 | 2018AG1AFS31T35895522SP | TO->FROM | HOYT - JEFFREY ENERGY CENTER 345KV CKT 1 | E | WERE | WERE | NEAST | NEAST | 0 | 532766 | JEC N 7 345.00 | 532765 | HOYT 7 345.00 | 0 |  | 1 | 22SP | 1036 | 1076 | 0 |  | 95.4571 | 96.8 | [7 empty] | CATEGORYB | NONSINGLE | SPPMGN 107 | 0 | 0 |  | 0 |  | 0 |  |  | Transfer Loading < 100%
2018-AG1 | AFS3 |  |  |  | FDNS |  | 5 | 5 | 2018AG1AFS31T36035522SP | TO->FROM | HOYT - JEFFREY ENERGY CENTER 345KV CKT 1 | E | WERE | WERE | NEAST | NEAST | 0 | 532766 | JEC N 7 345.00 | 532765 | HOYT 7 345.00 | 0 |  | 1 | 22SP | 1036 | 1076 | 0 |  | 95.5294 | 96.8 | [7 empty] | CATEGORYB | NONSINGLE | SPPMGN 128 | 0 | 0 |  | 0 |  | 0 |  |  | Transfer Loading < 100%
2018-AG1 | AFS3 |  |  |  | FDNS |  | 5 | 5 | 2018AG1AFS31T36045522SP | TO->FROM | HOYT - JEFFREY ENERGY CENTER 345KV CKT 1 | E | WERE | WERE | NEAST | NEAST | 0 | 532766 | JEC N 7 345.00 | 532765 | HOYT 7 345.00 | 0 |  | 1 | 22SP | 1036 | 1076 | 0 |  | 95.4545 | 96.8 | [7 empty] | CATEGORYB | NONSINGLE | SPPMGN 129 | 0 | 0 |  | 0 |  | 0 |  |  | Transfer Loading < 100%
2018-AG1 | AFS3 |  |  |  | FDNS |  | 5 | 5 | 2018AG1AFS31T36055522SP | TO->FROM | HOYT - JEFFREY ENERGY CENTER 345KV CKT 1 | E | WERE | WERE | NEAST | NEAST | 0 | 532766 | JEC N 7 345.00 | 532765 | HOYT 7 345.00 | 0 |  | 1 | 22SP | 1036 | 1076 | 0 |  | 95.4545 | 96.8 | [7 empty] | CATEGORYB | NONSINGLE | SPPMGN 130 | 0 | 0 |  | 0 |  | 0 |  |  | Transfer Loading < 100%
2018-AG1 | AFS3 |  |  |  | FDNS |  | 5 | 5 | 2018AG1AFS31T35415522SP | TO->FROM | HOYT - JEFFREY ENERGY CENTER 345KV CKT 1 | E | WERE | WERE | NEAST | NEAST | 0 | 532766 | JEC N 7 345.00 | 532765 | HOYT 7 345.00 | 0 |  | 1 | 22SP | 1036 | 1076 | 0 |  | 95.5128 | 96.8 | [7 empty] | CATEGORYB | NONSINGLE | SPPMGN 72 | 0 | 0 |  | 0 |  | 0 |  |  | Transfer Loading < 100%
2018-AG1 | AFS3 |  |  |  | FDNS |  | 5 | 5 | 2018AG1AFS31T35655522SP | TO->FROM | HOYT - JEFFREY ENERGY CENTER 345KV CKT 1 | E | WERE | WERE | NEAST | NEAST | 0 | 532766 | JEC N 7 345.00 | 532765 | HOYT 7 345.00 | 0 |  | 1 | 22SP | 1036 | 1076 | 0 |  | 95.5462 | 96.8 | [7 empty] | CATEGORYB | NONSINGLE | SPPMGN 88 | 0 | 0 |  | 0 |  | 0 |  |  | Transfer Loading < 100%
2018-AG1 | AFS3 |  |  |  | FDNS |  | 5 | 5 | 2018AG1AFS31T35785522SP | TO->FROM | HOYT - JEFFREY ENERGY CENTER 345KV CKT 1 | E | WERE | WERE | NEAST | NEAST | 0 | 532766 | JEC N 7 345.00 | 532765 | HOYT 7 345.00 | 0 |  | 1 | 22SP | 1036 | 1076 | 0 |  | 95.514 | 96.8 | [7 empty] | CATEGORYB | NONSINGLE | SPPMGN 96 | 0 | 0 |  | 0 |  | 0 |  |  | Transfer Loading < 100%
2018-AG1 | AFS3 |  |  |  | FDNS |  | 5 | 5 | 2018AG1AFS31T35795522SP | TO->FROM | HOYT - JEFFREY ENERGY CENTER 345KV CKT 1 | E | WERE | WERE | NEAST | NEAST | 0 | 532766 | JEC N 7 345.00 | 532765 | HOYT 7 345.00 | 0 |  | 1 | 22SP | 1036 | 1076 | 0 |  | 95.4709 | 96.8 | [7 empty] | CATEGORYB | NONSINGLE | SPPMGN 97 | 0 | 0 |  | 0 |  | 0 |  |  | Transfer Loading < 100%
2018-AG1 | AFS3 |  |  |  | FDNS |  | 5 | 5 | 2018AG1AFS31T35685522SP | TO->FROM | HOYT - JEFFREY ENERGY CENTER 345KV CKT 1 | E | WERE | WERE | NEAST | NEAST | 0 | 532766 | JEC N 7 345.00 | 532765 | HOYT 7 345.00 | 0 |  | 1 | 22SP | 1036 | 1076 | 0 |  | 95.3984 | 96.7 | [7 empty] | CATEGORYB | NONSINGLE | SPPMGN 90 | 0 | 0 |  | 0 |  | 0 |  |  | Transfer Loading < 100%
2018-AG1 | AFS3 |  |  |  | FDNS |  | 5 | 5 | 2018AG1AFS31T35705522SP | TO->FROM | HOYT - JEFFREY ENERGY CENTER 345KV CKT 1 | E | WERE | WERE | NEAST | NEAST | 0 | 532766 | JEC N 7 345.00 | 532765 | HOYT 7 345.00 | 0 |  | 1 | 22SP | 1036 | 1076 | 0 |  | 95.3353 | 96.6 | [7 empty] | CATEGORYB | NONSINGLE | SPPMGN 91 | 0 | 0 |  | 0 |  | 0 |  |  | Transfer Loading < 100%
2018-AG1 | AFS3 |  |  |  | FDNS |  | 5 | 5 | 2018AG1AFS31T35555522SP | TO->FROM | HOYT - JEFFREY ENERGY CENTER 345KV CKT 1 | E | WERE | WERE | NEAST | NEAST | 0 | 532766 | JEC N 7 345.00 | 532765 | HOYT 7 345.00 | 0 |  | 1 | 22SP | 1036 | 1076 | 0 |  | 95.2281 | 96.5 | [7 empty] | CATEGORYB | NONSINGLE | SPPMGN 82 | 0 | 0 |  | 0 |  | 0 |  |  | Transfer Loading < 100%
2018-AG1 | AFS3 |  |  |  | FDNS |  | 5 | 5 | 2018AG1AFS31T35575522SP | TO->FROM | HOYT - JEFFREY ENERGY CENTER 345KV CKT 1 | E | WERE | WERE | NEAST | NEAST | 0 | 532766 | JEC N 7 345.00 | 532765 | HOYT 7 345.00 | 0 |  | 1 | 22SP | 1036 | 1076 | 0 |  | 95.2281 | 96.5 | [7 empty] | CATEGORYB | NONSINGLE | SPPMGN 83 | 0 | 0 |  | 0 |  | 0 |  |  | Transfer Loading < 100%
2018-AG1 | AFS3 |  |  |  | FDNS |  | 5 | 5 | 2018AG1AFS31T35595522SP | TO->FROM | HOYT - JEFFREY ENERGY CENTER 345KV CKT 1 | E | WERE | WERE | NEAST | NEAST | 0 | 532766 | JEC N 7 345.00 | 532765 | HOYT 7 345.00 | 0 |  | 1 | 22SP | 1036 | 1076 | 0 |  | 95.1702 | 96.5 | [7 empty] | CATEGORYB | NONSINGLE | SPPMGN 84 | 0 | 0 |  | 0 |  | 0 |  |  | Transfer Loading < 100%
2018-AG1 | AFS3 |  |  |  | FDNS |  | 5 | 5 | 2018AG1AFS31T35615522SP | TO->FROM | HOYT - JEFFREY ENERGY CENTER 345KV CKT 1 | E | WERE | WERE | NEAST | NEAST | 0 | 532766 | JEC N 7 345.00 | 532765 | HOYT 7 345.00 | 0 |  | 1 | 22SP | 1036 | 1076 | 0 |  | 95.2281 | 96.5 | [7 empty] | CATEGORYB | NONSINGLE | SPPMGN 85 | 0 | 0 |  | 0 |  | 0 |  |  | Transfer Loading < 100%
2018-AG1 | AFS3 |  |  |  | FDNS |  | 5 | 5 | 2018AG1AFS31T35635522SP | TO->FROM | HOYT - JEFFREY ENERGY CENTER 345KV CKT 1 | E | WERE | WERE | NEAST | NEAST | 0 | 532766 | JEC N 7 345.00 | 532765 | HOYT 7 345.00 | 0 |  | 1 | 22SP | 1036 | 1076 | 0 |  | 95.2281 | 96.5 | [7 empty] | CATEGORYB | NONSINGLE | SPPMGN 86 | 0 | 0 |  | 0 |  | 0 |  |  | Transfer Loading < 100%
2018-AG1 | AFS3 |  |  |  | FDNS |  | 5 | 5 | 2018AG1AFS31T35755522SP | TO->FROM | HOYT - JEFFREY ENERGY CENTER 345KV CKT 1 | E | WERE | WERE | NEAST | NEAST | 0 | 532766 | JEC N 7 345.00 | 532765 | HOYT 7 345.00 | 0 |  | 1 | 22SP | 1036 | 1076 | 0 |  | 95.1702 | 96.5 | [7 empty] | CATEGORYB | NONSINGLE | SPPMGN 94 | 0 | 0 |  | 0 |  | 0 |  |  | Transfer Loading < 100%
2018-AG1 | AFS3 |  |  |  | FDNS |  | 5 | 5 | 2018AG1AFS31T35915522SP | TO->FROM | HOYT - JEFFREY ENERGY CENTER 345KV CKT 1 | E | WERE | WERE | NEAST | NEAST | 0 | 532766 | JEC N 7 345.00 | 532765 | HOYT 7 345.00 | 0 |  | 1 | 22SP | 1036 | 1076 | 0 |  | 95.1446 | 96.4 | [7 empty] | CATEGORYB | NONSINGLE | SPPMGN 108 | 0 | 0 |  | 0 |  | 0 |  |  | Transfer Loading < 100%
2018-AG1 | AFS3 |  |  |  | FDNS |  | 5 | 5 | 2018AG1AFS31T35515522SP | TO->FROM | HOYT - JEFFREY ENERGY CENTER 345KV CKT 1 | E | WERE | WERE | NEAST | NEAST | 0 | 532766 | JEC N 7 345.00 | 532765 | HOYT 7 345.00 | 0 |  | 1 | 22SP | 1036 | 1076 | 0 |  | 95.05 | 96.3 | [7 empty] | CATEGORYB | NONSINGLE | SPPMGN 79 | 0 | 0 |  | 0 |  | 0 |  |  | Transfer Loading < 100%
2018-AG1 | AFS3 |  |  |  | FDNS |  | 5 | 5 | 2018AG1AFS31T35665522SP | TO->FROM | HOYT - JEFFREY ENERGY CENTER 345KV CKT 1 | E | WERE | WERE | NEAST | NEAST | 0 | 532766 | JEC N 7 345.00 | 532765 | HOYT 7 345.00 | 0 |  | 1 | 22SP | 1036 | 1076 | 0 |  | 94.9738 | 96.3 | [7 empty] | CATEGORYB | NONSINGLE | SPPMGN 89 | 0 | 0 |  | 0 |  | 0 |  |  | Transfer Loading < 100%
2018-AG1 | AFS3 |  |  |  | FDNS |  | 5 | 5 | 2018AG1AFS31T35725522SP | TO->FROM | HOYT - JEFFREY ENERGY CENTER 345KV CKT 1 | E | WERE | WERE | NEAST | NEAST | 0 | 532766 | JEC N 7 345.00 | 532765 | HOYT 7 345.00 | 0 |  | 1 | 22SP | 1036 | 1076 | 0 |  | 94.8868 | 96.2 | [7 empty] | CATEGORYB | NONSINGLE | SPPMGN 92 | 0 | 0 |  | 0 |  | 0 |  |  | Transfer Loading < 100%
2018-AG1 | AFS3 |  |  |  | FDNS |  | 5 | 5 | 2018AG1AFS31T35985522SP | TO->FROM | HOYT - JEFFREY ENERGY CENTER 345KV CKT 1 | E | WERE | WERE | NEAST | NEAST | 0 | 532766 | JEC N 7 345.00 | 532765 | HOYT 7 345.00 | 0 |  | 1 | 22SP | 1036 | 1076 | 0 |  | 94.8359 | 96.1 | [7 empty] | CATEGORYB | NONSINGLE | SPPMGN 120 | 0 | 0 |  | 0 |  | 0 |  |  | Transfer Loading < 100%
2018-AG1 | AFS3 |  |  |  | FDNS |  | 5 | 5 | 2018AG1AFS31T36095522SP | TO->FROM | HOYT - JEFFREY ENERGY CENTER 345KV CKT 1 | E | WERE | WERE | NEAST | NEAST | 0 | 532766 | JEC N 7 345.00 | 532765 | HOYT 7 345.00 | 0 |  | 1 | 22SP | 1036 | 1076 | 0 |  | 94.8336 | 96.1 | [7 empty] | CATEGORYB | NONSINGLE | SPPMGN 136 | 0 | 0 |  | 0 |  | 0 |  |  | Transfer Loading < 100%
2018-AG1 | AFS3 |  |  |  | FDNS |  | 5 | 5 | 2018AG1AFS31T36035527SP | TO->FROM | HOYT - JEFFREY ENERGY CENTER 345KV CKT 1 | E | WERE | WERE | NEAST | NEAST | 0 | 532766 | JEC N 7 345.00 | 532765 | HOYT 7 345.00 | 0 |  | 1 | 27SP | 1036 | 1076 | 0 |  | 97.7666 | 97.2 | [7 empty] | CATEGORYB | NONSINGLE | SPPMGN 164 | 0 | 0 |  | 0 |  | 0 |  |  | Transfer Loading < 100%
2018-AG1 | AFS3 |  |  |  | FDNS |  | 5 | 5 | 2018AG1AFS31T36045527SP | TO->FROM | HOYT - JEFFREY ENERGY CENTER 345KV CKT 1 | E | WERE | WERE | NEAST | NEAST | 0 | 532766 | JEC N 7 345.00 | 532765 | HOYT 7 345.00 | 0 |  | 1 | 27SP | 1036 | 1076 | 0 |  | 97.7666 | 97.2 | [7 empty] | CATEGORYB | NONSINGLE | SPPMGN 165 | 0 | 0 |  | 0 |  | 0 |  |  | Transfer Loading < 100%
2018-AG1 | AFS3 |  |  |  | FDNS |  | 5 | 5 | 2018AG1AFS31T36055527SP | TO->FROM | HOYT - JEFFREY ENERGY CENTER 345KV CKT 1 | E | WERE | WERE | NEAST | NEAST | 0 | 532766 | JEC N 7 345.00 | 532765 | HOYT 7 345.00 | 0 |  | 1 | 27SP | 1036 | 1076 | 0 |  | 97.7666 | 97.2 | [7 empty] | CATEGORYB | NONSINGLE | SPPMGN 166 | 0 | 0 |  | 0 |  | 0 |  |  | Transfer Loading < 100%
2018-AG1 | AFS3 |  |  |  | FDNS |  | 5 | 5 | 2018AG1AFS31T35405527SP | TO->FROM | HOYT - JEFFREY ENERGY CENTER 345KV CKT 1 | E | WERE | WERE | NEAST | NEAST | 0 | 532766 | JEC N 7 345.00 | 532765 | HOYT 7 345.00 | 0 |  | 1 | 27SP | 1036 | 1076 | 0 |  | 97.4361 | 96.9 | [7 empty] | CATEGORYB | NONSINGLE | SPPMGN 47 | 0 | 0 |  | 0 |  | 0 |  |  | Transfer Loading < 100%
2018-AG1 | AFS3 |  |  |  | FDNS |  | 5 | 5 | 2018AG1AFS31T35415527SP | TO->FROM | HOYT - JEFFREY ENERGY CENTER 345KV CKT 1 | E | WERE | WERE | NEAST | NEAST | 0 | 532766 | JEC N 7 345.00 | 532765 | HOYT 7 345.00 | 0 |  | 1 | 27SP | 1036 | 1076 | 0 |  | 97.4713 | 96.9 | [7 empty] | CATEGORYB | NONSINGLE | SPPMGN 48 | 0 | 0 |  | 0 |  | 0 |  |  | Transfer Loading < 100%
2018-AG1 | AFS3 |  |  |  | FDNS |  | 5 | 5 | 2018AG1AFS31T36115527SP | TO->FROM | HOYT - JEFFREY ENERGY CENTER 345KV CKT 1 | E | WERE | WERE | NEAST | NEAST | 0 | 532766 | JEC N 7 345.00 | 532765 | HOYT 7 345.00 | 0 |  | 1 | 27SP | 1036 | 1076 | 0 |  | -999 | 96.8 | [7 empty] | CATEGORYB | NONSINGLE | SPPMGN 209 | 0 | 0 |  | 0 |  | 0 |  |  | Transfer Loading < 100%
2018-AG1 | AFS3 |  |  |  | FDNS |  | 5 | 5 | 2018AG1AFS31T35425527SP | TO->FROM | HOYT - JEFFREY ENERGY CENTER 345KV CKT 1 | E | WERE | WERE | NEAST | NEAST | 0 | 532766 | JEC N 7 345.00 | 532765 | HOYT 7 345.00 | 0 |  | 1 | 27SP | 1036 | 1076 | 0 |  | 97.3692 | 96.8 | [7 empty] | CATEGORYB | NONSINGLE | SPPMGN 57 | 0 | 0 |  | 0 |  | 0 |  |  | Transfer Loading < 100%
2018-AG1 | AFS3 |  |  |  | FDNS |  | 5 | 5 | 2018AG1AFS31T36085527SP | TO->FROM | HOYT - JEFFREY ENERGY CENTER 345KV CKT 1 | E | WERE | WERE | NEAST | NEAST | 0 | 532766 | JEC N 7 345.00 | 532765 | HOYT 7 345.00 | 0 |  | 1 | 27SP | 1036 | 1076 | 0 |  | 97.2185 | 96.7 | [7 empty] | CATEGORYB | NONSINGLE | SPPMGN 193 | 0 | 0 |  | 0 |  | 0 |  |  | Transfer Loading < 100%
2018-AG1 | AFS3 |  |  |  | FDNS |  | 5 | 5 | 2018AG1AFS31T36105527SP | TO->FROM | HOYT - JEFFREY ENERGY CENTER 345KV CKT 1 | E | WERE | WERE | NEAST | NEAST | 0 | 532766 | JEC N 7 345.00 | 532765 | HOYT 7 345.00 | 0 |  | 1 | 27SP | 1036 | 1076 | 0 |  | -999 | 96.7 | [7 empty] | CATEGORYB | NONSINGLE | SPPMGN 198 | 0 | 0 |  | 0 |  | 0 |  |  | Transfer Loading < 100%
2018-AG1 | AFS3 |  |  |  | FDNS |  | 5 | 5 | 2018AG1AFS31T35295527SP | TO->FROM | HOYT - JEFFREY ENERGY CENTER 345KV CKT 1 | E | WERE | WERE | NEAST | NEAST | 0 | 532766 | JEC N 7 345.00 | 532765 | HOYT 7 345.00 | 0 |  | 1 | 27SP | 1036 | 1076 | 0 |  | 97.2327 | 96.7 | [7 empty] | CATEGORYB | NONSINGLE | SPPMGN 20 | 0 | 0 |  | 0 |  | 0 |  |  | Transfer Loading < 100%
2018-AG1 | AFS3 |  |  |  | FDNS |  | 5 | 5 | 2018AG1AFS31T36095527SP | TO->FROM | HOYT - JEFFREY ENERGY CENTER 345KV CKT 1 | E | WERE | WERE | NEAST | NEAST | 0 | 532766 | JEC N 7 345.00 | 532765 | HOYT 7 345.00 | 0 |  | 1 | 27SP | 1036 | 1076 | 0 |  | 97.2143 | 96.6 | [7 empty] | CATEGORYB | NONSINGLE | SPPMGN 195 | 0 | 0 |  | 0 |  | 0 |  |  | Transfer Loading < 100%
2018-AG1 | AFS3 |  |  |  | FDNS |  | 5 | 5 | 2018AG1AFS31T35825527SP | TO->FROM | HOYT - JEFFREY ENERGY CENTER 345KV CKT 1 | E | WERE | WERE | NEAST | NEAST | 0 | 532766 | JEC N 7 345.00 | 532765 | HOYT 7 345.00 | 0 |  | 1 | 27SP | 1036 | 1076 | 0 |  | 96.5827 | 96 | [7 empty] | CATEGORYB | NONSINGLE | SPPMGN 115 | 0 | 0 |  | 0 |  | 0 |  |  | Transfer Loading < 100%
2018-AG1 | AFS3 |  |  |  | FDNS |  | 5 | 5 | 2018AG1AFS31T35835527SP | TO->FROM | HOYT - JEFFREY ENERGY CENTER 345KV CKT 1 | E | WERE | WERE | NEAST | NEAST | 0 | 532766 | JEC N 7 345.00 | 532765 | HOYT 7 345.00 | 0 |  | 1 | 27SP | 1036 | 1076 | 0 |  | 96.5842 | 96 | [7 empty] | CATEGORYB | NONSINGLE | SPPMGN 116 | 0 | 0 |  | 0 |  | 0 |  |  | Transfer Loading < 100%
2018-AG1 | AFS3 |  |  |  | FDNS |  | 5 | 5 | 2018AG1AFS31T35845527SP | TO->FROM | HOYT - JEFFREY ENERGY CENTER 345KV CKT 1 | E | WERE | WERE | NEAST | NEAST | 0 | 532766 | JEC N 7 345.00 | 532765 | HOYT 7 345.00 | 0 |  | 1 | 27SP | 1036 | 1076 | 0 |  | 96.5842 | 96 | [7 empty] | CATEGORYB | NONSINGLE | SPPMGN 117 | 0 | 0 |  | 0 |  | 0 |  |  | Transfer Loading < 100%
2018-AG1 | AFS3 |  |  |  | FDNS |  | 5 | 5 | 2018AG1AFS31T35905527SP | TO->FROM | HOYT - JEFFREY ENERGY CENTER 345KV CKT 1 | E | WERE | WERE | NEAST | NEAST | 0 | 532766 | JEC N 7 345.00 | 532765 | HOYT 7 345.00 | 0 |  | 1 | 27SP | 1036 | 1076 | 0 |  | 96.5808 | 96 | [7 empty] | CATEGORYB | NONSINGLE | SPPMGN 129 | 0 | 0 |  | 0 |  | 0 |  |  | Transfer Loading < 100%
2018-AG1 | AFS3 |  |  |  | FDNS |  | 5 | 5 | 2018AG1AFS31T35915527SP | TO->FROM | HOYT - JEFFREY ENERGY CENTER 345KV CKT 1 | E | WERE | WERE | NEAST | NEAST | 0 | 532766 | JEC N 7 345.00 | 532765 | HOYT 7 345.00 | 0 |  | 1 | 27SP | 1036 | 1076 | 0 |  | 96.5808 | 96 | [7 empty] | CATEGORYB | NONSINGLE | SPPMGN 130 | 0 | 0 |  | 0 |  | 0 |  |  | Transfer Loading < 100%
2018-AG1 | AFS3 |  |  |  | FDNS |  | 5 | 5 | 2018AG1AFS31T35335527SP | TO->FROM | HOYT - JEFFREY ENERGY CENTER 345KV CKT 1 | E | WERE | WERE | NEAST | NEAST | 0 | 532766 | JEC N 7 345.00 | 532765 | HOYT 7 345.00 | 0 |  | 1 | 27SP | 1036 | 1076 | 0 |  | 96.5981 | 96 | [7 empty] | CATEGORYB | NONSINGLE | SPPMGN 24 | 0 | 0 |  | 0 |  | 0 |  |  | Transfer Loading < 100%
2018-AG1 | AFS3 |  |  |  | FDNS |  | 5 | 5 | 2018AG1AFS31T35175527SP | TO->FROM | HOYT - JEFFREY ENERGY CENTER 345KV CKT 1 | E | WERE | WERE | NEAST | NEAST | 0 | 532766 | JEC N 7 345.00 | 532765 | HOYT 7 345.00 | 0 |  | 1 | 27SP | 1036 | 1076 | 0 |  | 96.5051 | 95.9 | [7 empty] | CATEGORYB | NONSINGLE | SPPMGN 12 | 0 | 0 |  | 0 |  | 0 |  |  | Transfer Loading < 100%
2018-AG1 | AFS3 |  |  |  | FDNS |  | 5 | 5 | 2018AG1AFS31T35895527SP | TO->FROM | HOYT - JEFFREY ENERGY CENTER 345KV CKT 1 | E | WERE | WERE | NEAST | NEAST | 0 | 532766 | JEC N 7 345.00 | 532765 | HOYT 7 345.00 | 0 |  | 1 | 27SP | 1036 | 1076 | 0 |  | 96.4707 | 95.9 | [7 empty] | CATEGORYB | NONSINGLE | SPPMGN 127 | 0 | 0 |  | 0 |  | 0 |  |  | Transfer Loading < 100%
2018-AG1 | AFS3 |  |  |  | FDNS |  | 5 | 5 | 2018AG1AFS31T35195527SP | TO->FROM | HOYT - JEFFREY ENERGY CENTER 345KV CKT 1 | E | WERE | WERE | NEAST | NEAST | 0 | 532766 | JEC N 7 345.00 | 532765 | HOYT 7 345.00 | 0 |  | 1 | 27SP | 1036 | 1076 | 0 |  | 96.5051 | 95.9 | [7 empty] | CATEGORYB | NONSINGLE | SPPMGN 13 | 0 | 0 |  | 0 |  | 0 |  |  | Transfer Loading < 100%
2018-AG1 | AFS3 |  |  |  | FDNS |  | 5 | 5 | 2018AG1AFS31T35945527SP | TO->FROM | HOYT - JEFFREY ENERGY CENTER 345KV CKT 1 | E | WERE | WERE | NEAST | NEAST | 0 | 532766 | JEC N 7 345.00 | 532765 | HOYT 7 345.00 | 0 |  | 1 | 27SP | 1036 | 1076 | 0 |  | 96.4979 | 95.9 | [7 empty] | CATEGORYB | NONSINGLE | SPPMGN 135 | 0 | 0 |  | 0 |  | 0 |  |  | Transfer Loading < 100%
2018-AG1 | AFS3 |  |  |  | FDNS |  | 5 | 5 | 2018AG1AFS31T35235527SP | TO->FROM | HOYT - JEFFREY ENERGY CENTER 345KV CKT 1 | E | WERE | WERE | NEAST | NEAST | 0 | 532766 | JEC N 7 345.00 | 532765 | HOYT 7 345.00 | 0 |  | 1 | 27SP | 1036 | 1076 | 0 |  | 96.5051 | 95.9 | [7 empty] | CATEGORYB | NONSINGLE | SPPMGN 15 | 0 | 0 |  | 0 |  | 0 |  |  | Transfer Loading < 100%
2018-AG1 | AFS3 |  |  |  | FDNS |  | 5 | 5 | 2018AG1AFS31T35255527SP | TO->FROM | HOYT - JEFFREY ENERGY CENTER 345KV CKT 1 | E | WERE | WERE | NEAST | NEAST | 0 | 532766 | JEC N 7 345.00 | 532765 | HOYT 7 345.00 | 0 |  | 1 | 27SP | 1036 | 1076 | 0 |  | 96.5051 | 95.9 | [7 empty] | CATEGORYB | NONSINGLE | SPPMGN 16 | 0 | 0 |  | 0 |  | 0 |  |  | Transfer Loading < 100%
2018-AG1 | AFS3 |  |  |  | FDNS |  | 5 | 5 | 2018AG1AFS31T35375527SP | TO->FROM | HOYT - JEFFREY ENERGY CENTER 345KV CKT 1 | E | WERE | WERE | NEAST | NEAST | 0 | 532766 | JEC N 7 345.00 | 532765 | HOYT 7 345.00 | 0 |  | 1 | 27SP | 1036 | 1076 | 0 |  | 96.46 | 95.9 | [7 empty] | CATEGORYB | NONSINGLE | SPPMGN 31 | 0 | 0 |  | 0 |  | 0 |  |  | Transfer Loading < 100%
2018-AG1 | AFS3 |  |  |  | FDNS |  | 5 | 5 | 2018AG1AFS31T35165527SP | TO->FROM | HOYT - JEFFREY ENERGY CENTER 345KV CKT 1 | E | WERE | WERE | NEAST | NEAST | 0 | 532766 | JEC N 7 345.00 | 532765 | HOYT 7 345.00 | 0 |  | 1 | 27SP | 1036 | 1076 | 0 |  | 96.3667 | 95.8 | [7 empty] | CATEGORYB | NONSINGLE | SPPMGN 7 | 0 | 0 |  | 0 |  | 0 |  |  | Transfer Loading < 100%
2018-AG1 | AFS3 |  |  |  | FDNS |  | 5 | 5 | 2018AG1AFS31T35715527SP | TO->FROM | HOYT - JEFFREY ENERGY CENTER 345KV CKT 1 | E | WERE | WERE | NEAST | NEAST | 0 | 532766 | JEC N 7 345.00 | 532765 | HOYT 7 345.00 | 0 |  | 1 | 27SP | 1036 | 1076 | 0 |  | 96.2479 | 95.7 | [7 empty] | CATEGORYB | NONSINGLE | SPPMGN 104 | 0 | 0 |  | 0 |  | 0 |  |  | Transfer Loading < 100%
2018-AG1 | AFS3 |  |  |  | FDNS |  | 5 | 5 | 2018AG1AFS31T35785527SP | TO->FROM | HOYT - JEFFREY ENERGY CENTER 345KV CKT 1 | E | WERE | WERE | NEAST | NEAST | 0 | 532766 | JEC N 7 345.00 | 532765 | HOYT 7 345.00 | 0 |  | 1 | 27SP | 1036 | 1076 | 0 |  | 96.2931 | 95.7 | [7 empty] | CATEGORYB | NONSINGLE | SPPMGN 111 | 0 | 0 |  | 0 |  | 0 |  |  | Transfer Loading < 100%
2018-AG1 | AFS3 |  |  |  | FDNS |  | 5 | 5 | 2018AG1AFS31T35875527SP | TO->FROM | HOYT - JEFFREY ENERGY CENTER 345KV CKT 1 | E | WERE | WERE | NEAST | NEAST | 0 | 532766 | JEC N 7 345.00 | 532765 | HOYT 7 345.00 | 0 |  | 1 | 27SP | 1036 | 1076 | 0 |  | 96.1783 | 95.7 | [7 empty] | CATEGORYB | NONSINGLE | SPPMGN 120 | 0 | 0 |  | 0 |  | 0 |  |  | Transfer Loading < 100%
2018-AG1 | AFS3 |  |  |  | FDNS |  | 5 | 5 | 2018AG1AFS31T35305527SP | TO->FROM | HOYT - JEFFREY ENERGY CENTER 345KV CKT 1 | E | WERE | WERE | NEAST | NEAST | 0 | 532766 | JEC N 7 345.00 | 532765 | HOYT 7 345.00 | 0 |  | 1 | 27SP | 1036 | 1076 | 0 |  | 96.3093 | 95.7 | [7 empty] | CATEGORYB | NONSINGLE | SPPMGN 21 | 0 | 0 |  | 0 |  | 0 |  |  | Transfer Loading < 100%
2018-AG1 | AFS3 |  |  |  | FDNS |  | 5 | 5 | 2018AG1AFS31T35605527SP | TO->FROM | HOYT - JEFFREY ENERGY CENTER 345KV CKT 1 | E | WERE | WERE | NEAST | NEAST | 0 | 532766 | JEC N 7 345.00 | 532765 | HOYT 7 345.00 | 0 |  | 1 | 27SP | 1036 | 1076 | 0 |  | 96.2923 | 95.7 | [7 empty] | CATEGORYB | NONSINGLE | SPPMGN 91 | 0 | 0 |  | 0 |  | 0 |  |  | Transfer Loading < 100%
2018-AG1 | AFS3 |  |  |  | FDNS |  | 5 | 5 | 2018AG1AFS31T35615527SP | TO->FROM | HOYT - JEFFREY ENERGY CENTER 345KV CKT 1 | E | WERE | WERE | NEAST | NEAST | 0 | 532766 | JEC N 7 345.00 | 532765 | HOYT 7 345.00 | 0 |  | 1 | 27SP | 1036 | 1076 | 0 |  | 96.2923 | 95.7 | [7 empty] | CATEGORYB | NONSINGLE | SPPMGN 92 | 0 | 0 |  | 0 |  | 0 |  |  | Transfer Loading < 100%
2018-AG1 | AFS3 |  |  |  | FDNS |  | 5 | 5 | 2018AG1AFS31T35795527SP | TO->FROM | HOYT - JEFFREY ENERGY CENTER 345KV CKT 1 | E | WERE | WERE | NEAST | NEAST | 0 | 532766 | JEC N 7 345.00 | 532765 | HOYT 7 345.00 | 0 |  | 1 | 27SP | 1036 | 1076 | 0 |  | 96.1789 | 95.6 | [7 empty] | CATEGORYB | NONSINGLE | SPPMGN 112 | 0 | 0 |  | 0 |  | 0 |  |  | Transfer Loading < 100%
2018-AG1 | AFS3 |  |  |  | FDNS |  | 5 | 5 | 2018AG1AFS31T35805527SP | TO->FROM | HOYT - JEFFREY ENERGY CENTER 345KV CKT 1 | E | WERE | WERE | NEAST | NEAST | 0 | 532766 | JEC N 7 345.00 | 532765 | HOYT 7 345.00 | 0 |  | 1 | 27SP | 1036 | 1076 | 0 |  | 96.1789 | 95.6 | [7 empty] | CATEGORYB | NONSINGLE | SPPMGN 113 | 0 | 0 |  | 0 |  | 0 |  |  | Transfer Loading < 100%
2018-AG1 | AFS3 |  |  |  | FDNS |  | 5 | 5 | 2018AG1AFS31T35355527SP | TO->FROM | HOYT - JEFFREY ENERGY CENTER 345KV CKT 1 | E | WERE | WERE | NEAST | NEAST | 0 | 532766 | JEC N 7 345.00 | 532765 | HOYT 7 345.00 | 0 |  | 1 | 27SP | 1036 | 1076 | 0 |  | 96.1331 | 95.6 | [7 empty] | CATEGORYB | NONSINGLE | SPPMGN 30 | 0 | 0 |  | 0 |  | 0 |  |  | Transfer Loading < 100%
2018-AG1 | AFS3 |  |  |  | FDNS |  | 5 | 5 | 2018AG1AFS31T35145527SP | TO->FROM | HOYT - JEFFREY ENERGY CENTER 345KV CKT 1 | E | WERE | WERE | NEAST | NEAST | 0 | 532766 | JEC N 7 345.00 | 532765 | HOYT 7 345.00 | 0 |  | 1 | 27SP | 1036 | 1076 | 0 |  | 96.2103 | 95.6 | [7 empty] | CATEGORYB | NONSINGLE | SPPMGN 6 | 0 | 0 |  | 0 |  | 0 |  |  | Transfer Loading < 100%
2018-AG1 | AFS3 |  |  |  | FDNS |  | 5 | 5 | 2018AG1AFS31T35555527SP | TO->FROM | HOYT - JEFFREY ENERGY CENTER 345KV CKT 1 | E | WERE | WERE | NEAST | NEAST | 0 | 532766 | JEC N 7 345.00 | 532765 | HOYT 7 345.00 | 0 |  | 1 | 27SP | 1036 | 1076 | 0 |  | 96.1245 | 95.6 | [7 empty] | CATEGORYB | NONSINGLE | SPPMGN 86 | 0 | 0 |  | 0 |  | 0 |  |  | Transfer Loading < 100%
2018-AG1 | AFS3 |  |  |  | FDNS |  | 5 | 5 | 2018AG1AFS31T35585527SP | TO->FROM | HOYT - JEFFREY ENERGY CENTER 345KV CKT 1 | E | WERE | WERE | NEAST | NEAST | 0 | 532766 | JEC N 7 345.00 | 532765 | HOYT 7 345.00 | 0 |  | 1 | 27SP | 1036 | 1076 | 0 |  | 96.1305 | 95.6 | [7 empty] | CATEGORYB | NONSINGLE | SPPMGN 89 | 0 | 0 |  | 0 |  | 0 |  |  | Transfer Loading < 100%
2018-AG1 | AFS3 |  |  |  | FDNS |  | 5 | 5 | 2018AG1AFS31T35595527SP | TO->FROM | HOYT - JEFFREY ENERGY CENTER 345KV CKT 1 | E | WERE | WERE | NEAST | NEAST | 0 | 532766 | JEC N 7 345.00 | 532765 | HOYT 7 345.00 | 0 |  | 1 | 27SP | 1036 | 1076 | 0 |  | 96.1305 | 95.6 | [7 empty] | CATEGORYB | NONSINGLE | SPPMGN 90 | 0 | 0 |  | 0 |  | 0 |  |  | Transfer Loading < 100%
2018-AG1 | AFS3 |  |  |  | FDNS |  | 5 | 5 | 2018AG1AFS31T35735527SP | TO->FROM | HOYT - JEFFREY ENERGY CENTER 345KV CKT 1 | E | WERE | WERE | NEAST | NEAST | 0 | 532766 | JEC N 7 345.00 | 532765 | HOYT 7 345.00 | 0 |  | 1 | 27SP | 1036 | 1076 | 0 |  | 96.0465 | 95.5 | [7 empty] | CATEGORYB | NONSINGLE | SPPMGN 106 | 0 | 0 |  | 0 |  | 0 |  |  | Transfer Loading < 100%
2018-AG1 | AFS3 |  |  |  | FDNS |  | 5 | 5 | 2018AG1AFS31T35885527SP | TO->FROM | HOYT - JEFFREY ENERGY CENTER 345KV CKT 1 | E | WERE | WERE | NEAST | NEAST | 0 | 532766 | JEC N 7 345.00 | 532765 | HOYT 7 345.00 | 0 |  | 1 | 27SP | 1036 | 1076 | 0 |  | 96.0599 | 95.5 | [7 empty] | CATEGORYB | NONSINGLE | SPPMGN 121 | 0 | 0 |  | 0 |  | 0 |  |  | Transfer Loading < 100%
2018-AG1 | AFS3 |  |  |  | FDNS |  | 5 | 5 | 2018AG1AFS31T35215527SP | TO->FROM | HOYT - JEFFREY ENERGY CENTER 345KV CKT 1 | E | WERE | WERE | NEAST | NEAST | 0 | 532766 | JEC N 7 345.00 | 532765 | HOYT 7 345.00 | 0 |  | 1 | 27SP | 1036 | 1076 | 0 |  | 96.0993 | 95.5 | [7 empty] | CATEGORYB | NONSINGLE | SPPMGN 14 | 0 | 0 |  | 0 |  | 0 |  |  | Transfer Loading < 100%
2018-AG1 | AFS3 |  |  |  | FDNS |  | 5 | 5 | 2018AG1AFS31T36025527SP | TO->FROM | HOYT - JEFFREY ENERGY CENTER 345KV CKT 1 | E | WERE | WERE | NEAST | NEAST | 0 | 532766 | JEC N 7 345.00 | 532765 | HOYT 7 345.00 | 0 |  | 1 | 27SP | 1036 | 1076 | 0 |  | 96.0536 | 95.5 | [7 empty] | CATEGORYB | NONSINGLE | SPPMGN 154 | 0 | 0 |  | 0 |  | 0 |  |  | Transfer Loading < 100%
2018-AG1 | AFS3 |  |  |  | FDNS |  | 5 | 5 | 2018AG1AFS31T35275527SP | TO->FROM | HOYT - JEFFREY ENERGY CENTER 345KV CKT 1 | E | WERE | WERE | NEAST | NEAST | 0 | 532766 | JEC N 7 345.00 | 532765 | HOYT 7 345.00 | 0 |  | 1 | 27SP | 1036 | 1076 | 0 |  | 96.0993 | 95.5 | [7 empty] | CATEGORYB | NONSINGLE | SPPMGN 17 | 0 | 0 |  | 0 |  | 0 |  |  | Transfer Loading < 100%
2018-AG1 | AFS3 |  |  |  | FDNS |  | 5 | 5 | 2018AG1AFS31T35545527SP | TO->FROM | HOYT - JEFFREY ENERGY CENTER 345KV CKT 1 | E | WERE | WERE | NEAST | NEAST | 0 | 532766 | JEC N 7 345.00 | 532765 | HOYT 7 345.00 | 0 |  | 1 | 27SP | 1036 | 1076 | 0 |  | 96.0471 | 95.5 | [7 empty] | CATEGORYB | NONSINGLE | SPPMGN 85 | 0 | 0 |  | 0 |  | 0 |  |  | Transfer Loading < 100%
2018-AG1 | AFS3 |  |  |  | FDNS |  | 5 | 5 | 2018AG1AFS31T35765527SP | TO->FROM | HOYT - JEFFREY ENERGY CENTER 345KV CKT 1 | E | WERE | WERE | NEAST | NEAST | 0 | 532766 | JEC N 7 345.00 | 532765 | HOYT 7 345.00 | 0 |  | 1 | 27SP | 1036 | 1076 | 0 |  | 95.9984 | 95.4 | [7 empty] | CATEGORYB | NONSINGLE | SPPMGN 109 | 0 | 0 |  | 0 |  | 0 |  |  | Transfer Loading < 100%
2018-AG1 | AFS3 |  |  |  | FDNS |  | 5 | 5 | 2018AG1AFS31T35815527SP | TO->FROM | HOYT - JEFFREY ENERGY CENTER 345KV CKT 1 | E | WERE | WERE | NEAST | NEAST | 0 | 532766 | JEC N 7 345.00 | 532765 | HOYT 7 345.00 | 0 |  | 1 | 27SP | 1036 | 1076 | 0 |  | 95.9343 | 95.4 | [7 empty] | CATEGORYB | NONSINGLE | SPPMGN 114 | 0 | 0 |  | 0 |  | 0 |  |  | Transfer Loading < 100%
2018-AG1 | AFS3 |  |  |  | FDNS |  | 5 | 5 | 2018AG1AFS31T35775527SP | TO->FROM | HOYT - JEFFREY ENERGY CENTER 345KV CKT 1 | E | WERE | WERE | NEAST | NEAST | 0 | 532766 | JEC N 7 345.00 | 532765 | HOYT 7 345.00 | 0 |  | 1 | 27SP | 1036 | 1076 | 0 |  | 95.8889 | 95.3 | [7 empty] | CATEGORYB | NONSINGLE | SPPMGN 110 | 0 | 0 |  | 0 |  | 0 |  |  | Transfer Loading < 100%
2018-AG1 | AFS3 |  |  |  | FDNS |  | 5 | 5 | 2018AG1AFS31T36005527SP | TO->FROM | HOYT - JEFFREY ENERGY CENTER 345KV CKT 1 | E | WERE | WERE | NEAST | NEAST | 0 | 532766 | JEC N 7 345.00 | 532765 | HOYT 7 345.00 | 0 |  | 1 | 27SP | 1036 | 1076 | 0 |  | 95.8386 | 95.3 | [7 empty] | CATEGORYB | NONSINGLE | SPPMGN 148 | 0 | 0 |  | 0 |  | 0 |  |  | Transfer Loading < 100%
2018-AG1 | AFS3 |  |  |  | FDNS |  | 5 | 5 | 2018AG1AFS31T35565527SP | TO->FROM | HOYT - JEFFREY ENERGY CENTER 345KV CKT 1 | E | WERE | WERE | NEAST | NEAST | 0 | 532766 | JEC N 7 345.00 | 532765 | HOYT 7 345.00 | 0 |  | 1 | 27SP | 1036 | 1076 | 0 |  | 95.8904 | 95.3 | [7 empty] | CATEGORYB | NONSINGLE | SPPMGN 87 | 0 | 0 |  | 0 |  | 0 |  |  | Transfer Loading < 100%
2018-AG1 | AFS3 |  |  |  | FDNS |  | 5 | 5 | 2018AG1AFS31T35745527SP | TO->FROM | HOYT - JEFFREY ENERGY CENTER 345KV CKT 1 | E | WERE | WERE | NEAST | NEAST | 0 | 532766 | JEC N 7 345.00 | 532765 | HOYT 7 345.00 | 0 |  | 1 | 27SP | 1036 | 1076 | 0 |  | 95.73 | 95.2 | [7 empty] | CATEGORYB | NONSINGLE | SPPMGN 107 | 0 | 0 |  | 0 |  | 0 |  |  | Transfer Loading < 100%
2018-AG1 | AFS3 |  |  |  | FDNS |  | 5 | 5 | 2018AG1AFS31T35965527SP | TO->FROM | HOYT - JEFFREY ENERGY CENTER 345KV CKT 1 | E | WERE | WERE | NEAST | NEAST | 0 | 532766 | JEC N 7 345.00 | 532765 | HOYT 7 345.00 | 0 |  | 1 | 27SP | 1036 | 1076 | 0 |  | 95.7562 | 95.2 | [7 empty] | CATEGORYB | NONSINGLE | SPPMGN 144 | 0 | 0 |  | 0 |  | 0 |  |  | Transfer Loading < 100%
2018-AG1 | AFS3 |  |  |  | FDNS |  | 5 | 5 | 2018AG1AFS31T35495527SP | TO->FROM | HOYT - JEFFREY ENERGY CENTER 345KV CKT 1 | E | WERE | WERE | NEAST | NEAST | 0 | 532766 | JEC N 7 345.00 | 532765 | HOYT 7 345.00 | 0 |  | 1 | 27SP | 1036 | 1076 | 0 |  | 95.7602 | 95.2 | [7 empty] | CATEGORYB | NONSINGLE | SPPMGN 81 | 0 | 0 |  | 0 |  | 0 |  |  | Transfer Loading < 100%
2018-AG1 | AFS3 |  |  |  | FDNS |  | 5 | 5 | 2018AG1AFS31T35525527SP | TO->FROM | HOYT - JEFFREY ENERGY CENTER 345KV CKT 1 | E | WERE | WERE | NEAST | NEAST | 0 | 532766 | JEC N 7 345.00 | 532765 | HOYT 7 345.00 | 0 |  | 1 | 27SP | 1036 | 1076 | 0 |  | 95.8126 | 95.2 | [7 empty] | CATEGORYB | NONSINGLE | SPPMGN 83 | 0 | 0 |  | 0 |  | 0 |  |  | Transfer Loading < 100%
2018-AG1 | AFS3 |  |  |  | FDNS |  | 5 | 5 | 2018AG1AFS31T35535527SP | TO->FROM | HOYT - JEFFREY ENERGY CENTER 345KV CKT 1 | E | WERE | WERE | NEAST | NEAST | 0 | 532766 | JEC N 7 345.00 | 532765 | HOYT 7 345.00 | 0 |  | 1 | 27SP | 1036 | 1076 | 0 |  | 95.8126 | 95.2 | [7 empty] | CATEGORYB | NONSINGLE | SPPMGN 84 | 0 | 0 |  | 0 |  | 0 |  |  | Transfer Loading < 100%
2018-AG1 | AFS3 |  |  |  | FDNS |  | 5 | 5 | 2018AG1AFS31T35675527SP | TO->FROM | HOYT - JEFFREY ENERGY CENTER 345KV CKT 1 | E | WERE | WERE | NEAST | NEAST | 0 | 532766 | JEC N 7 345.00 | 532765 | HOYT 7 345.00 | 0 |  | 1 | 27SP | 1036 | 1076 | 0 |  | 95.7747 | 95.2 | [7 empty] | CATEGORYB | NONSINGLE | SPPMGN 99 | 0 | 0 |  | 0 |  | 0 |  |  | Transfer Loading < 100%
2018-AG1 | AFS3 |  |  |  | FDNS |  | 5 | 5 | 2018AG1AFS31T35695527SP | TO->FROM | HOYT - JEFFREY ENERGY CENTER 345KV CKT 1 | E | WERE | WERE | NEAST | NEAST | 0 | 532766 | JEC N 7 345.00 | 532765 | HOYT 7 345.00 | 0 |  | 1 | 27SP | 1036 | 1076 | 0 |  | 95.624 | 95.1 | [7 empty] | CATEGORYB | NONSINGLE | SPPMGN 101 | 0 | 0 |  | 0 |  | 0 |  |  | Transfer Loading < 100%
2018-AG1 | AFS3 |  |  |  | FDNS |  | 5 | 5 | 2018AG1AFS31T35755527SP | TO->FROM | HOYT - JEFFREY ENERGY CENTER 345KV CKT 1 | E | WERE | WERE | NEAST | NEAST | 0 | 532766 | JEC N 7 345.00 | 532765 | HOYT 7 345.00 | 0 |  | 1 | 27SP | 1036 | 1076 | 0 |  | 95.6981 | 95.1 | [7 empty] | CATEGORYB | NONSINGLE | SPPMGN 108 | 0 | 0 |  | 0 |  | 0 |  |  | Transfer Loading < 100%
2018-AG1 | AFS3 |  |  |  | FDNS |  | 5 | 5 | 2018AG1AFS31T35855527SP | TO->FROM | HOYT - JEFFREY ENERGY CENTER 345KV CKT 1 | E | WERE | WERE | NEAST | NEAST | 0 | 532766 | JEC N 7 345.00 | 532765 | HOYT 7 345.00 | 0 |  | 1 | 27SP | 1036 | 1076 | 0 |  | 95.6995 | 95.1 | [7 empty] | CATEGORYB | NONSINGLE | SPPMGN 118 | 0 | 0 |  | 0 |  | 0 |  |  | Transfer Loading < 100%
2018-AG1 | AFS3 |  |  |  | FDNS |  | 5 | 5 | 2018AG1AFS31T35975527SP | TO->FROM | HOYT - JEFFREY ENERGY CENTER 345KV CKT 1 | E | WERE | WERE | NEAST | NEAST | 0 | 532766 | JEC N 7 345.00 | 532765 | HOYT 7 345.00 | 0 |  | 1 | 27SP | 1036 | 1076 | 0 |  | 95.683 | 95.1 | [7 empty] | CATEGORYB | NONSINGLE | SPPMGN 145 | 0 | 0 |  | 0 |  | 0 |  |  | Transfer Loading < 100%
2018-AG1 | AFS3 |  |  |  | FDNS |  | 5 | 5 | 2018AG1AFS31T35985527SP | TO->FROM | HOYT - JEFFREY ENERGY CENTER 345KV CKT 1 | E | WERE | WERE | NEAST | NEAST | 0 | 532766 | JEC N 7 345.00 | 532765 | HOYT 7 345.00 | 0 |  | 1 | 27SP | 1036 | 1076 | 0 |  | 95.683 | 95.1 | [7 empty] | CATEGORYB | NONSINGLE | SPPMGN 146 | 0 | 0 |  | 0 |  | 0 |  |  | Transfer Loading < 100%
2018-AG1 | AFS3 |  |  |  | FDNS |  | 5 | 5 | 2018AG1AFS31T25765522SP | FROM->TO | HURON - WEST PARK B TAP 115KV CKT 1 | E | WAPA | WAPA | WAPA-ESD/WMN | NWPS | 0 | 652515 | HURON 7 115.00 | 660009 | BTAP WP7 115.00 | 0 |  | 1 | 22SP | 120 | 128 | 0 |  | 93.0916 | 96.3 | [7 empty] | CATEGORYB | NONSINGLE | 86017 | 0 | 0 |  | 0 |  | 0 |  |  | Transfer Loading < 100%
2018-AG1 | AFS3 |  |  |  | FDNS |  | 5 | 5 | 2018AG1AFS31T25185527SP | FROM->TO | HURON - WEST PARK B TAP 115KV CKT 1 | E | WAPA | WAPA | WAPA-ESD/WMN | NWPS | 0 | 652515 | HURON 7 115.00 | 660009 | BTAP WP7 115.00 | 0 |  | 1 | 27SP | 120 | 128 | 0 |  | 88.7649 | 95 | [7 empty] | CATEGORYB | NONSINGLE | 86017 | 0 | 0 |  | 0 |  | 0 |  |  | Transfer Loading < 100%
2018-AG1 | AFS3 | GSU |  |  | FDNS |  | 5 | 5 | 2018AG1AFS31T40655519SP | FROM->TO | IATAN 345/25.0KV TRANSFORMER CKT 1 | E | KCPL | KCPL | KACP | KACP | 0 | 542962 | IAT G2 1 25.000 | 542982 | IATAN 7 345.00 | 0 |  | 1 | 19SP | 1000 | 1000 | 0 |  | 99.0824 | 99.5091 | [7 empty] | CATEGORYB | NONSINGLE | SPPMGN 74 | 0 | 0 |  | 0 |  | 0 |  |  | Transfer Loading < 100%
2018-AG1 | AFS3 | GSU |  |  | FDNS |  | 5 | 5 | 2018AG1AFS31T41075519SP | FROM->TO | IATAN 345/25.0KV TRANSFORMER CKT 1 | E | KCPL | KCPL | KACP | KACP | 0 | 542962 | IAT G2 1 25.000 | 542982 | IATAN 7 345.00 | 0 |  | 1 | 19SP | 1000 | 1000 | 0 |  | 99.072 | 99.4996 | [7 empty] | CATEGORYB | NONSINGLE | SPPMGN 105 | 0 | 0 |  | 0 |  | 0 |  |  | Transfer Loading < 100%
2018-AG1 | AFS3 | GSU |  |  | FDNS |  | 5 | 5 | 2018AG1AFS31T40615519SP | FROM->TO | IATAN 345/25.0KV TRANSFORMER CKT 1 | E | KCPL | KCPL | KACP | KACP | 0 | 542962 | IAT G2 1 25.000 | 542982 | IATAN 7 345.00 | 0 |  | 1 | 19SP | 1000 | 1000 | 0 |  | 99.0724 | 99.4983 | [7 empty] | CATEGORYB | NONSINGLE | SPPMGN 72 | 0 | 0 |  | 0 |  | 0 |  |  | Transfer Loading < 100%
2018-AG1 | AFS3 | GSU |  |  | FDNS |  | 5 | 5 | 2018AG1AFS31T40635519SP | FROM->TO | IATAN 345/25.0KV TRANSFORMER CKT 1 | E | KCPL | KCPL | KACP | KACP | 0 | 542962 | IAT G2 1 25.000 | 542982 | IATAN 7 345.00 | 0 |  | 1 | 19SP | 1000 | 1000 | 0 |  | 99.0724 | 99.4983 | [7 empty] | CATEGORYB | NONSINGLE | SPPMGN 73 | 0 | 0 |  | 0 |  | 0 |  |  | Transfer Loading < 100%
2018-AG1 | AFS3 | GSU |  |  | FDNS |  | 5 | 5 | 2018AG1AFS31T40555519SP | FROM->TO | IATAN 345/25.0KV TRANSFORMER CKT 1 | E | KCPL | KCPL | KACP | KACP | 0 | 542962 | IAT G2 1 25.000 | 542982 | IATAN 7 345.00 | 0 |  | 1 | 19SP | 1000 | 1000 | 0 |  | 99.0648 | 99.49 | [7 empty] | CATEGORYB | NONSINGLE | SPPMGN 70 | 0 | 0 |  | 0 |  | 0 |  |  | Transfer Loading < 100%
2018-AG1 | AFS3 | GSU |  |  | FDNS |  | 5 | 5 | 2018AG1AFS31T40865519SP | FROM->TO | IATAN 345/25.0KV TRANSFORMER CKT 1 | E | KCPL | KCPL | KACP | KACP | 0 | 542962 | IAT G2 1 25.000 | 542982 | IATAN 7 345.00 | 0 |  | 1 | 19SP | 1000 | 1000 | 0 |  | 99.0618 | 99.4895 | [7 empty] | CATEGORYB | NONSINGLE | SPPMGN 88 | 0 | 0 |  | 0 |  | 0 |  |  | Transfer Loading < 100%
2018-AG1 | AFS3 | GSU |  |  | FDNS |  | 5 | 5 | 2018AG1AFS31T40985519SP | FROM->TO | IATAN 345/25.0KV TRANSFORMER CKT 1 | E | KCPL | KCPL | KACP | KACP | 0 | 542962 | IAT G2 1 25.000 | 542982 | IATAN 7 345.00 | 0 |  | 1 | 19SP | 1000 | 1000 | 0 |  | 99.0423 | 99.4676 | [7 empty] | CATEGORYB | NONSINGLE | SPPMGN 97 | 0 | 0 |  | 0 |  | 0 |  |  | Transfer Loading < 100%
2018-AG1 | AFS3 | GSU |  |  | FDNS |  | 5 | 5 | 2018AG1AFS31T41285519SP | FROM->TO | IATAN 345/25.0KV TRANSFORMER CKT 1 | E | KCPL | KCPL | KACP | KACP | 0 | 542962 | IAT G2 1 25.000 | 542982 | IATAN 7 345.00 | 0 |  | 1 | 19SP | 1000 | 1000 | 0 |  | 99.0297 | 99.4539 | [7 empty] | CATEGORYB | NONSINGLE | SPPMGN 130 | 0 | 0 |  | 0 |  | 0 |  |  | Transfer Loading < 100%
2018-AG1 | AFS3 | GSU |  |  | FDNS |  | 5 | 5 | 2018AG1AFS31T41165519SP | FROM->TO | IATAN 345/25.0KV TRANSFORMER CKT 1 | E | KCPL | KCPL | KACP | KACP | 0 | 542962 | IAT G2 1 25.000 | 542982 | IATAN 7 345.00 | 0 |  | 1 | 19SP | 1000 | 1000 | 0 |  | 98.9995 | 99.4222 | [7 empty] | CATEGORYB | NONSINGLE | SPPMGN 118 | 0 | 0 |  | 0 |  | 0 |  |  | Transfer Loading < 100%
2018-AG1 | AFS3 | GSU |  |  | FDNS |  | 5 | 5 | 2018AG1AFS31T41095519SP | FROM->TO | IATAN 345/25.0KV TRANSFORMER CKT 1 | E | KCPL | KCPL | KACP | KACP | 0 | 542962 | IAT G2 1 25.000 | 542982 | IATAN 7 345.00 | 0 |  | 1 | 19SP | 1000 | 1000 | 0 |  | 99 | 99.4213 | [7 empty] | CATEGORYB | NONSINGLE | SPPMGN 106 | 0 | 0 |  | 0 |  | 0 |  |  | Transfer Loading < 100%
2018-AG1 | AFS3 | GSU |  |  | FDNS |  | 5 | 5 | 2018AG1AFS31T40735519SP | FROM->TO | IATAN 345/25.0KV TRANSFORMER CKT 1 | E | KCPL | KCPL | KACP | KACP | 0 | 542962 | IAT G2 1 25.000 | 542982 | IATAN 7 345.00 | 0 |  | 1 | 19SP | 1000 | 1000 | 0 |  | 98.9978 | 99.4184 | [7 empty] | CATEGORYB | NONSINGLE | SPPMGN 80 | 0 | 0 |  | 0 |  | 0 |  |  | Transfer Loading < 100%
2018-AG1 | AFS3 | GSU |  |  | FDNS |  | 5 | 5 | 2018AG1AFS31T40755519SP | FROM->TO | IATAN 345/25.0KV TRANSFORMER CKT 1 | E | KCPL | KCPL | KACP | KACP | 0 | 542962 | IAT G2 1 25.000 | 542982 | IATAN 7 345.00 | 0 |  | 1 | 19SP | 1000 | 1000 | 0 |  | 98.9978 | 99.4184 | [7 empty] | CATEGORYB | NONSINGLE | SPPMGN 81 | 0 | 0 |  | 0 |  | 0 |  |  | Transfer Loading < 100%
2018-AG1 | AFS3 | GSU |  |  | FDNS |  | 5 | 5 | 2018AG1AFS31T40795519SP | FROM->TO | IATAN 345/25.0KV TRANSFORMER CKT 1 | E | KCPL | KCPL | KACP | KACP | 0 | 542962 | IAT G2 1 25.000 | 542982 | IATAN 7 345.00 | 0 |  | 1 | 19SP | 1000 | 1000 | 0 |  | 98.9978 | 99.4184 | [7 empty] | CATEGORYB | NONSINGLE | SPPMGN 83 | 0 | 0 |  | 0 |  | 0 |  |  | Transfer Loading < 100%
2018-AG1 | AFS3 | GSU |  |  | FDNS |  | 5 | 5 | 2018AG1AFS31T40815519SP | FROM->TO | IATAN 345/25.0KV TRANSFORMER CKT 1 | E | KCPL | KCPL | KACP | KACP | 0 | 542962 | IAT G2 1 25.000 | 542982 | IATAN 7 345.00 | 0 |  | 1 | 19SP | 1000 | 1000 | 0 |  | 98.9978 | 99.4184 | [7 empty] | CATEGORYB | NONSINGLE | SPPMGN 84 | 0 | 0 |  | 0 |  | 0 |  |  | Transfer Loading < 100%
2018-AG1 | AFS3 | GSU |  |  | FDNS |  | 5 | 5 | 2018AG1AFS31T40775519SP | FROM->TO | IATAN 345/25.0KV TRANSFORMER CKT 1 | E | KCPL | KCPL | KACP | KACP | 0 | 542962 | IAT G2 1 25.000 | 542982 | IATAN 7 345.00 | 0 |  | 1 | 19SP | 1000 | 1000 | 0 |  | 98.9935 | 99.414 | [7 empty] | CATEGORYB | NONSINGLE | SPPMGN 82 | 0 | 0 |  | 0 |  | 0 |  |  | Transfer Loading < 100%
2018-AG1 | AFS3 | GSU |  |  | FDNS |  | 5 | 5 | 2018AG1AFS31T40925519SP | FROM->TO | IATAN 345/25.0KV TRANSFORMER CKT 1 | E | KCPL | KCPL | KACP | KACP | 0 | 542962 | IAT G2 1 25.000 | 542982 | IATAN 7 345.00 | 0 |  | 1 | 19SP | 1000 | 1000 | 0 |  | 98.9935 | 99.414 | [7 empty] | CATEGORYB | NONSINGLE | SPPMGN 92 | 0 | 0 |  | 0 |  | 0 |  |  | Transfer Loading < 100%
2018-AG1 | AFS3 | GSU |  |  | FDNS |  | 5 | 5 | 2018AG1AFS31T40845519SP | FROM->TO | IATAN 345/25.0KV TRANSFORMER CKT 1 | E | KCPL | KCPL | KACP | KACP | 0 | 542962 | IAT G2 1 25.000 | 542982 | IATAN 7 345.00 | 0 |  | 1 | 19SP | 1000 | 1000 | 0 |  | 98.9671 | 99.3857 | [7 empty] | CATEGORYB | NONSINGLE | SPPMGN 87 | 0 | 0 |  | 0 |  | 0 |  |  | Transfer Loading < 100%
2018-AG1 | AFS3 | GSU |  |  | FDNS |  | 5 | 5 | 2018AG1AFS31T41305519SP | FROM->TO | IATAN 345/25.0KV TRANSFORMER CKT 1 | E | KCPL | KCPL | KACP | KACP | 0 | 542962 | IAT G2 1 25.000 | 542982 | IATAN 7 345.00 | 0 |  | 1 | 19SP | 1000 | 1000 | 0 |  | 98.963 | 99.3833 | [7 empty] | CATEGORYB | NONSINGLE | SPPMGN 134 | 0 | 0 |  | 0 |  | 0 |  |  | Transfer Loading < 100%
2018-AG1 | AFS3 | GSU |  |  | FDNS |  | 5 | 5 | 2018AG1AFS31T40895519SP | FROM->TO | IATAN 345/25.0KV TRANSFORMER CKT 1 | E | KCPL | KCPL | KACP | KACP | 0 | 542962 | IAT G2 1 25.000 | 542982 | IATAN 7 345.00 | 0 |  | 1 | 19SP | 1000 | 1000 | 0 |  | 98.9636 | 99.3823 | [7 empty] | CATEGORYB | NONSINGLE | SPPMGN 90 | 0 | 0 |  | 0 |  | 0 |  |  | Transfer Loading < 100%
2018-AG1 | AFS3 | GSU |  |  | FDNS |  | 5 | 5 | 2018AG1AFS31T40695519SP | FROM->TO | IATAN 345/25.0KV TRANSFORMER CKT 1 | E | KCPL | KCPL | KACP | KACP | 0 | 542962 | IAT G2 1 25.000 | 542982 | IATAN 7 345.00 | 0 |  | 1 | 19SP | 1000 | 1000 | 0 |  | 98.935 | 99.3521 | [7 empty] | CATEGORYB | NONSINGLE | SPPMGN 77 | 0 | 0 |  | 0 |  | 0 |  |  | Transfer Loading < 100%
2018-AG1 | AFS3 | GSU |  |  | FDNS |  | 5 | 5 | 2018AG1AFS31T41175519SP | FROM->TO | IATAN 345/25.0KV TRANSFORMER CKT 1 | E | KCPL | KCPL | KACP | KACP | 0 | 542962 | IAT G2 1 25.000 | 542982 | IATAN 7 345.00 | 0 |  | 1 | 19SP | 1000 | 1000 | 0 |  | 98.8195 | 99.2379 | [7 empty] | CATEGORYB | NONSINGLE | SPPMGN 119 | 0 | 0 |  | 0 |  | 0 |  |  | Transfer Loading < 100%
2018-AG1 | AFS3 | GSU |  |  | FDNS |  | 5 | 5 | 2018AG1AFS31T41315519SP | FROM->TO | IATAN 345/25.0KV TRANSFORMER CKT 1 | E | KCPL | KCPL | KACP | KACP | 0 | 542962 | IAT G2 1 25.000 | 542982 | IATAN 7 345.00 | 0 |  | 1 | 19SP | 1000 | 1000 | 0 |  | 98.6331 | 99.0172 | [7 empty] | CATEGORYB | NONSINGLE | SPPMGN 135 | 0 | 0 |  | 0 |  | 0 |  |  | Transfer Loading < 100%
2018-AG1 | AFS3 | GSU |  |  | FDNS |  | 5 | 5 | 2018AG1AFS31T40585519SP | FROM->TO | IATAN 345/25.0KV TRANSFORMER CKT 1 | E | KCPL | KCPL | KACP | KACP | 0 | 542962 | IAT G2 1 25.000 | 542982 | IATAN 7 345.00 | 0 |  | 1 | 19SP | 1000 | 1000 | 0 |  | 98.5954 | 98.951 | [7 empty] | CATEGORYB | NONSINGLE | SPPMGN 71 | 0 | 0 |  | 0 |  | 0 |  |  | Transfer Loading < 100%
2018-AG1 | AFS3 | GSU |  |  | FDNS |  | 5 | 5 | 2018AG1AFS31T41255519SP | FROM->TO | IATAN 345/25.0KV TRANSFORMER CKT 1 | E | KCPL | KCPL | KACP | KACP | 0 | 542962 | IAT G2 1 25.000 | 542982 | IATAN 7 345.00 | 0 |  | 1 | 19SP | 1000 | 1000 | 0 |  | 97.5553 | 97.725 | [7 empty] | CATEGORYB | NONSINGLE | SPPMGN 129 | 0 | 0 |  | 0 |  | 0 |  |  | Transfer Loading < 100%
2018-AG1 | AFS3 | GSU |  |  | FDNS |  | 5 | 5 | 2018AG1AFS31T36085522SP | FROM->TO | IATAN 345/25.0KV TRANSFORMER CKT 1 | E | KCPL | KCPL | KACP | KACP | 0 | 542962 | IAT G2 1 25.000 | 542982 | IATAN 7 345.00 | 0 |  | 1 | 22SP | 1000 | 1000 | 0 |  | 99.6323 | 99.9917 | [7 empty] | CATEGORYB | NONSINGLE | SPPMGN 132 | 0 | 0 |  | 0 |  | 0 |  |  | Transfer Loading < 100%
2018-AG1 | AFS3 | GSU |  |  | FDNS |  | 5 | 5 | 2018AG1AFS31T35925522SP | FROM->TO | IATAN 345/25.0KV TRANSFORMER CKT 1 | E | KCPL | KCPL | KACP | KACP | 0 | 542962 | IAT G2 1 25.000 | 542982 | IATAN 7 345.00 | 0 |  | 1 | 22SP | 1000 | 1000 | 0 |  | 99.6192 | 99.9719 | [7 empty] | CATEGORYB | NONSINGLE | SPPMGN 108 | 0 | 0 |  | 0 |  | 0 |  |  | Transfer Loading < 100%
2018-AG1 | AFS3 | GSU |  |  | FDNS |  | 5 | 5 | 2018AG1AFS31T35995522SP | FROM->TO | IATAN 345/25.0KV TRANSFORMER CKT 1 | E | KCPL | KCPL | KACP | KACP | 0 | 542962 | IAT G2 1 25.000 | 542982 | IATAN 7 345.00 | 0 |  | 1 | 22SP | 1000 | 1000 | 0 |  | 99.6109 | 99.9634 | [7 empty] | CATEGORYB | NONSINGLE | SPPMGN 120 | 0 | 0 |  | 0 |  | 0 |  |  | Transfer Loading < 100%
2018-AG1 | AFS3 | GSU |  |  | FDNS |  | 5 | 5 | 2018AG1AFS31T35565522SP | FROM->TO | IATAN 345/25.0KV TRANSFORMER CKT 1 | E | KCPL | KCPL | KACP | KACP | 0 | 542962 | IAT G2 1 25.000 | 542982 | IATAN 7 345.00 | 0 |  | 1 | 22SP | 1000 | 1000 | 0 |  | 99.6056 | 99.9589 | [7 empty] | CATEGORYB | NONSINGLE | SPPMGN 82 | 0 | 0 |  | 0 |  | 0 |  |  | Transfer Loading < 100%
2018-AG1 | AFS3 | GSU |  |  | FDNS |  | 5 | 5 | 2018AG1AFS31T35585522SP | FROM->TO | IATAN 345/25.0KV TRANSFORMER CKT 1 | E | KCPL | KCPL | KACP | KACP | 0 | 542962 | IAT G2 1 25.000 | 542982 | IATAN 7 345.00 | 0 |  | 1 | 22SP | 1000 | 1000 | 0 |  | 99.6056 | 99.9589 | [7 empty] | CATEGORYB | NONSINGLE | SPPMGN 83 | 0 | 0 |  | 0 |  | 0 |  |  | Transfer Loading < 100%
2018-AG1 | AFS3 | GSU |  |  | FDNS |  | 5 | 5 | 2018AG1AFS31T35625522SP | FROM->TO | IATAN 345/25.0KV TRANSFORMER CKT 1 | E | KCPL | KCPL | KACP | KACP | 0 | 542962 | IAT G2 1 25.000 | 542982 | IATAN 7 345.00 | 0 |  | 1 | 22SP | 1000 | 1000 | 0 |  | 99.6056 | 99.9589 | [7 empty] | CATEGORYB | NONSINGLE | SPPMGN 85 | 0 | 0 |  | 0 |  | 0 |  |  | Transfer Loading < 100%
2018-AG1 | AFS3 | GSU |  |  | FDNS |  | 5 | 5 | 2018AG1AFS31T35645522SP | FROM->TO | IATAN 345/25.0KV TRANSFORMER CKT 1 | E | KCPL | KCPL | KACP | KACP | 0 | 542962 | IAT G2 1 25.000 | 542982 | IATAN 7 345.00 | 0 |  | 1 | 22SP | 1000 | 1000 | 0 |  | 99.6056 | 99.9589 | [7 empty] | CATEGORYB | NONSINGLE | SPPMGN 86 | 0 | 0 |  | 0 |  | 0 |  |  | Transfer Loading < 100%
2018-AG1 | AFS3 | GSU |  |  | FDNS |  | 5 | 5 | 2018AG1AFS31T35605522SP | FROM->TO | IATAN 345/25.0KV TRANSFORMER CKT 1 | E | KCPL | KCPL | KACP | KACP | 0 | 542962 | IAT G2 1 25.000 | 542982 | IATAN 7 345.00 | 0 |  | 1 | 22SP | 1000 | 1000 | 0 |  | 99.6012 | 99.9544 | [7 empty] | CATEGORYB | NONSINGLE | SPPMGN 84 | 0 | 0 |  | 0 |  | 0 |  |  | Transfer Loading < 100%
2018-AG1 | AFS3 | GSU |  |  | FDNS |  | 5 | 5 | 2018AG1AFS31T35765522SP | FROM->TO | IATAN 345/25.0KV TRANSFORMER CKT 1 | E | KCPL | KCPL | KACP | KACP | 0 | 542962 | IAT G2 1 25.000 | 542982 | IATAN 7 345.00 | 0 |  | 1 | 22SP | 1000 | 1000 | 0 |  | 99.6012 | 99.9544 | [7 empty] | CATEGORYB | NONSINGLE | SPPMGN 94 | 0 | 0 |  | 0 |  | 0 |  |  | Transfer Loading < 100%
2018-AG1 | AFS3 | GSU |  |  | FDNS |  | 5 | 5 | 2018AG1AFS31T35675522SP | FROM->TO | IATAN 345/25.0KV TRANSFORMER CKT 1 | E | KCPL | KCPL | KACP | KACP | 0 | 542962 | IAT G2 1 25.000 | 542982 | IATAN 7 345.00 | 0 |  | 1 | 22SP | 1000 | 1000 | 0 |  | 99.5755 | 99.9262 | [7 empty] | CATEGORYB | NONSINGLE | SPPMGN 89 | 0 | 0 |  | 0 |  | 0 |  |  | Transfer Loading < 100%
2018-AG1 | AFS3 | GSU |  |  | FDNS |  | 5 | 5 | 2018AG1AFS31T35735522SP | FROM->TO | IATAN 345/25.0KV TRANSFORMER CKT 1 | E | KCPL | KCPL | KACP | KACP | 0 | 542962 | IAT G2 1 25.000 | 542982 | IATAN 7 345.00 | 0 |  | 1 | 22SP | 1000 | 1000 | 0 |  | 99.5741 | 99.9243 | [7 empty] | CATEGORYB | NONSINGLE | SPPMGN 92 | 0 | 0 |  | 0 |  | 0 |  |  | Transfer Loading < 100%
2018-AG1 | AFS3 | GSU |  |  | FDNS |  | 5 | 5 | 2018AG1AFS31T36105522SP | FROM->TO | IATAN 345/25.0KV TRANSFORMER CKT 1 | E | KCPL | KCPL | KACP | KACP | 0 | 542962 | IAT G2 1 25.000 | 542982 | IATAN 7 345.00 | 0 |  | 1 | 22SP | 1000 | 1000 | 0 |  | 99.5681 | 99.9208 | [7 empty] | CATEGORYB | NONSINGLE | SPPMGN 136 | 0 | 0 |  | 0 |  | 0 |  |  | Transfer Loading < 100%
2018-AG1 | AFS3 | GSU |  |  | FDNS |  | 5 | 5 | 2018AG1AFS31T35525522SP | FROM->TO | IATAN 345/25.0KV TRANSFORMER CKT 1 | E | KCPL | KCPL | KACP | KACP | 0 | 542962 | IAT G2 1 25.000 | 542982 | IATAN 7 345.00 | 0 |  | 1 | 22SP | 1000 | 1000 | 0 |  | 99.5371 | 99.8882 | [7 empty] | CATEGORYB | NONSINGLE | SPPMGN 79 | 0 | 0 |  | 0 |  | 0 |  |  | Transfer Loading < 100%
2018-AG1 | AFS3 | GSU |  |  | FDNS |  | 5 | 5 | 2018AG1AFS31T36005522SP | FROM->TO | IATAN 345/25.0KV TRANSFORMER CKT 1 | E | KCPL | KCPL | KACP | KACP | 0 | 542962 | IAT G2 1 25.000 | 542982 | IATAN 7 345.00 | 0 |  | 1 | 22SP | 1000 | 1000 | 0 |  | 99.4193 | 99.7673 | [7 empty] | CATEGORYB | NONSINGLE | SPPMGN 121 | 0 | 0 |  | 0 |  | 0 |  |  | Transfer Loading < 100%
2018-AG1 | AFS3 | GSU |  |  | FDNS |  | 5 | 5 | 2018AG1AFS31T36115522SP | FROM->TO | IATAN 345/25.0KV TRANSFORMER CKT 1 | E | KCPL | KCPL | KACP | KACP | 0 | 542962 | IAT G2 1 25.000 | 542982 | IATAN 7 345.00 | 0 |  | 1 | 22SP | 1000 | 1000 | 0 |  | 99.2275 | 99.5472 | [7 empty] | CATEGORYB | NONSINGLE | SPPMGN 137 | 0 | 0 |  | 0 |  | 0 |  |  | Transfer Loading < 100%
2018-AG1 | AFS3 | GSU |  |  | FDNS |  | 5 | 5 | 2018AG1AFS31T35435522SP | FROM->TO | IATAN 345/25.0KV TRANSFORMER CKT 1 | E | KCPL | KCPL | KACP | KACP | 0 | 542962 | IAT G2 1 25.000 | 542982 | IATAN 7 345.00 | 0 |  | 1 | 22SP | 1000 | 1000 | 0 |  | 99.1947 | 99.5031 | [7 empty] | CATEGORYB | NONSINGLE | SPPMGN 73 | 0 | 0 |  | 0 |  | 0 |  |  | Transfer Loading < 100%
2018-AG1 | AFS3 | GSU |  |  | FDNS |  | 5 | 5 | 2018AG1AFS31T36065522SP | FROM->TO | IATAN 345/25.0KV TRANSFORMER CKT 1 | E | KCPL | KCPL | KACP | KACP | 0 | 542962 | IAT G2 1 25.000 | 542982 | IATAN 7 345.00 | 0 |  | 1 | 22SP | 1000 | 1000 | 0 |  | 97.9455 | 98.1638 | [7 empty] | CATEGORYB | NONSINGLE | SPPMGN 131 | 0 | 0 |  | 0 |  | 0 |  |  | Transfer Loading < 100%
2018-AG1 | AFS3 | GSU |  |  | FDNS |  | 5 | 5 | 2018AG1AFS31T35625527SP | FROM->TO | IATAN 345/25.0KV TRANSFORMER CKT 1 | E | KCPL | KCPL | KACP | KACP | 0 | 542962 | IAT G2 1 25.000 | 542982 | IATAN 7 345.00 | 0 |  | 1 | 27SP | 1000 | 1000 | 0 |  | 99.0356 | 98.894 | [7 empty] | CATEGORYB | NONSINGLE | SPPMGN 93 | 0 | 0 |  | 0 |  | 0 |  |  | Transfer Loading < 100%
2018-AG1 | AFS3 | GSU |  |  | FDNS |  | 5 | 5 | 2018AG1AFS31T35635527SP | FROM->TO | IATAN 345/25.0KV TRANSFORMER CKT 1 | E | KCPL | KCPL | KACP | KACP | 0 | 542962 | IAT G2 1 25.000 | 542982 | IATAN 7 345.00 | 0 |  | 1 | 27SP | 1000 | 1000 | 0 |  | 99.0356 | 98.894 | [7 empty] | CATEGORYB | NONSINGLE | SPPMGN 94 | 0 | 0 |  | 0 |  | 0 |  |  | Transfer Loading < 100%
2018-AG1 | AFS3 | GSU |  |  | FDNS |  | 5 | 5 | 2018AG1AFS31T35655527SP | FROM->TO | IATAN 345/25.0KV TRANSFORMER CKT 1 | E | KCPL | KCPL | KACP | KACP | 0 | 542962 | IAT G2 1 25.000 | 542982 | IATAN 7 345.00 | 0 |  | 1 | 27SP | 1000 | 1000 | 0 |  | 99.0356 | 98.894 | [7 empty] | CATEGORYB | NONSINGLE | SPPMGN 96 | 0 | 0 |  | 0 |  | 0 |  |  | Transfer Loading < 100%
2018-AG1 | AFS3 | GSU |  |  | FDNS |  | 5 | 5 | 2018AG1AFS31T35665527SP | FROM->TO | IATAN 345/25.0KV TRANSFORMER CKT 1 | E | KCPL | KCPL | KACP | KACP | 0 | 542962 | IAT G2 1 25.000 | 542982 | IATAN 7 345.00 | 0 |  | 1 | 27SP | 1000 | 1000 | 0 |  | 99.0356 | 98.894 | [7 empty] | CATEGORYB | NONSINGLE | SPPMGN 97 | 0 | 0 |  | 0 |  | 0 |  |  | Transfer Loading < 100%
2018-AG1 | AFS3 | GSU |  |  | FDNS |  | 5 | 5 | 2018AG1AFS31T35925527SP | FROM->TO | IATAN 345/25.0KV TRANSFORMER CKT 1 | E | KCPL | KCPL | KACP | KACP | 0 | 542962 | IAT G2 1 25.000 | 542982 | IATAN 7 345.00 | 0 |  | 1 | 27SP | 1000 | 1000 | 0 |  | 99.0346 | 98.8924 | [7 empty] | CATEGORYB | NONSINGLE | SPPMGN 132 | 0 | 0 |  | 0 |  | 0 |  |  | Transfer Loading < 100%
2018-AG1 | AFS3 | GSU |  |  | FDNS |  | 5 | 5 | 2018AG1AFS31T35725527SP | FROM->TO | IATAN 345/25.0KV TRANSFORMER CKT 1 | E | KCPL | KCPL | KACP | KACP | 0 | 542962 | IAT G2 1 25.000 | 542982 | IATAN 7 345.00 | 0 |  | 1 | 27SP | 1000 | 1000 | 0 |  | 99.0313 | 98.8897 | [7 empty] | CATEGORYB | NONSINGLE | SPPMGN 105 | 0 | 0 |  | 0 |  | 0 |  |  | Transfer Loading < 100%
2018-AG1 | AFS3 | GSU |  |  | FDNS |  | 5 | 5 | 2018AG1AFS31T35645527SP | FROM->TO | IATAN 345/25.0KV TRANSFORMER CKT 1 | E | KCPL | KCPL | KACP | KACP | 0 | 542962 | IAT G2 1 25.000 | 542982 | IATAN 7 345.00 | 0 |  | 1 | 27SP | 1000 | 1000 | 0 |  | 99.0313 | 98.8897 | [7 empty] | CATEGORYB | NONSINGLE | SPPMGN 95 | 0 | 0 |  | 0 |  | 0 |  |  | Transfer Loading < 100%
2018-AG1 | AFS3 | GSU |  |  | FDNS |  | 5 | 5 | 2018AG1AFS31T35685527SP | FROM->TO | IATAN 345/25.0KV TRANSFORMER CKT 1 | E | KCPL | KCPL | KACP | KACP | 0 | 542962 | IAT G2 1 25.000 | 542982 | IATAN 7 345.00 | 0 |  | 1 | 27SP | 1000 | 1000 | 0 |  | 99.0082 | 98.8668 | [7 empty] | CATEGORYB | NONSINGLE | SPPMGN 100 | 0 | 0 |  | 0 |  | 0 |  |  | Transfer Loading < 100%
2018-AG1 | AFS3 | GSU |  |  | FDNS |  | 5 | 5 | 2018AG1AFS31T35705527SP | FROM->TO | IATAN 345/25.0KV TRANSFORMER CKT 1 | E | KCPL | KCPL | KACP | KACP | 0 | 542962 | IAT G2 1 25.000 | 542982 | IATAN 7 345.00 | 0 |  | 1 | 27SP | 1000 | 1000 | 0 |  | 99.0054 | 98.8642 | [7 empty] | CATEGORYB | NONSINGLE | SPPMGN 103 | 0 | 0 |  | 0 |  | 0 |  |  | Transfer Loading < 100%
2018-AG1 | AFS3 | GSU |  |  | FDNS |  | 5 | 5 | 2018AG1AFS31T36015527SP | FROM->TO | IATAN 345/25.0KV TRANSFORMER CKT 1 | E | KCPL | KCPL | KACP | KACP | 0 | 542962 | IAT G2 1 25.000 | 542982 | IATAN 7 345.00 | 0 |  | 1 | 27SP | 1000 | 1000 | 0 |  | 98.998 | 98.8566 | [7 empty] | CATEGORYB | NONSINGLE | SPPMGN 152 | 0 | 0 |  | 0 |  | 0 |  |  | Transfer Loading < 100%
2018-AG1 | AFS3 | GSU |  |  | FDNS |  | 5 | 5 | 2018AG1AFS31T35575527SP | FROM->TO | IATAN 345/25.0KV TRANSFORMER CKT 1 | E | KCPL | KCPL | KACP | KACP | 0 | 542962 | IAT G2 1 25.000 | 542982 | IATAN 7 345.00 | 0 |  | 1 | 27SP | 1000 | 1000 | 0 |  | 98.9719 | 98.8301 | [7 empty] | CATEGORYB | NONSINGLE | SPPMGN 88 | 0 | 0 |  | 0 |  | 0 |  |  | Transfer Loading < 100%
2018-AG1 | AFS3 | GSU |  |  | FDNS |  | 5 | 5 | 2018AG1AFS31T35935527SP | FROM->TO | IATAN 345/25.0KV TRANSFORMER CKT 1 | E | KCPL | KCPL | KACP | KACP | 0 | 542962 | IAT G2 1 25.000 | 542982 | IATAN 7 345.00 | 0 |  | 1 | 27SP | 1000 | 1000 | 0 |  | 98.849 | 98.7101 | [7 empty] | CATEGORYB | NONSINGLE | SPPMGN 133 | 0 | 0 |  | 0 |  | 0 |  |  | Transfer Loading < 100%
2018-AG1 | AFS3 | GSU |  |  | FDNSLock |  | 5 | 5 | 2018AG1AFS32T1545527SP | FROM->TO | IATAN 345/25.0KV TRANSFORMER CKT 1 | E | KCPL | KCPL | KACP | KACP | 0 | 542962 | IAT G2 1 25.000 | 542982 | IATAN 7 345.00 | 0 |  | 1 | 27SP | 1000 | 1000 | 0 |  | 98.6891 | 98.555 | [7 empty] | CATEGORYB | NONSINGLE | SPPMGN 153 | 0 | 0 |  | 0 |  | 0 |  |  | Transfer Loading < 100%
2018-AG1 | AFS3 | GSU |  |  | FDNS |  | 5 | 5 | 2018AG1AFS31T35515527SP | FROM->TO | IATAN 345/25.0KV TRANSFORMER CKT 1 | E | KCPL | KCPL | KACP | KACP | 0 | 542962 | IAT G2 1 25.000 | 542982 | IATAN 7 345.00 | 0 |  | 1 | 27SP | 1000 | 1000 | 0 |  | 98.6811 | 98.5502 | [7 empty] | CATEGORYB | NONSINGLE | SPPMGN 82 | 0 | 0 |  | 0 |  | 0 |  |  | Transfer Loading < 100%
2018-AG1 | AFS3 | GSU |  |  | FDNS |  | 5 | 5 | 2018AG1AFS31T35995527SP | FROM->TO | IATAN 345/25.0KV TRANSFORMER CKT 1 | E | KCPL | KCPL | KACP | KACP | 0 | 542962 | IAT G2 1 25.000 | 542982 | IATAN 7 345.00 | 0 |  | 1 | 27SP | 1000 | 1000 | 0 |  | 97.4296 | 97.3074 | [7 empty] | CATEGORYB | NONSINGLE | SPPMGN 147 | 0 | 0 |  | 0 |  | 0 |  |  | Transfer Loading < 100%
2018-AG1 | AFS3 | SWINGBUS | FDNS |  | FDNS |  | 5 | 5 | 2018AG1AFS31T535518WP | FROM->TO | JUDSON LARGE 115/15.0KV TRANSFORMER CKT 1 | E | SUNC | SUNC | GREAT PL | GREAT PL | 0 | 539670 | FTDODGP1 15.000 | 539671 | FTDODGE3 115.00 | 0 |  | 1 | 18WP | 186 | 204.6 | 0 | 129.3 | 129.2579 | 99 | [7 empty] | CATEGORYB | NONSINGLE | 3884 | 0 | 0 |  | 0 |  | 0 |  |  | Transfer Loading < 100%
2018-AG1 | AFS3 | SWINGBUS | FDNS |  | FDNS |  | 5 | 5 | 2018AG1AFS31T385518WP | FROM->TO | JUDSON LARGE 115/15.0KV TRANSFORMER CKT 1 | E | SUNC | SUNC | GREAT PL | GREAT PL | 0 | 539670 | FTDODGP1 15.000 | 539671 | FTDODGE3 115.00 | 0 |  | 1 | 18WP | 186 | 204.6 | 0 | 129.1 | 61.2744 | 98.5 | [7 empty] | CATEGORYB | GENOUT | 3697-CIMARON_WTG10.6900 | 0 | 0 |  | 0 |  | 0 |  |  | Transfer Loading < 100%
2018-AG1 | AFS3 | SWINGBUS | FDNS |  | FDNS |  | 5 | 5 | 2018AG1AFS31T545518WP | FROM->TO | JUDSON LARGE 115/15.0KV TRANSFORMER CKT 1 | E | SUNC | SUNC | GREAT PL | GREAT PL | 0 | 539670 | FTDODGP1 15.000 | 539671 | FTDODGE3 115.00 | 0 |  | 1 | 18WP | 186 | 204.6 | 0 | 127.6 | 127.602 | 96.5 | [7 empty] | CATEGORYB | NONSINGLE | 3885 | 0 | 0 |  | 0 |  | 0 |  |  | Transfer Loading < 100%
2018-AG1 | AFS3 | SWINGBUS | FDNS |  | FDNS |  | 5 | 5 | 2018AG1AFS31T1835519SP | FROM->TO | JUDSON LARGE 115/15.0KV TRANSFORMER CKT 1 | E | SUNC | SUNC | GREAT PL | GREAT PL | 0 | 539670 | FTDODGP1 15.000 | 539671 | FTDODGE3 115.00 | 0 |  | 1 | 19SP | 186 | 204.6 | 0 | 98.6 | 98.5592 | 99.5 | [7 empty] | CATEGORYB | NONSINGLE | 3927 | 0 | 0 |  | 0 |  | 0 |  |  | Transfer Loading < 100%
2018-AG1 | AFS3 | SWINGBUS | FDNS |  | FDNS |  | 5 | 5 | 2018AG1AFS31T1855519SP | FROM->TO | JUDSON LARGE 115/15.0KV TRANSFORMER CKT 1 | E | SUNC | SUNC | GREAT PL | GREAT PL | 0 | 539670 | FTDODGP1 15.000 | 539671 | FTDODGE3 115.00 | 0 |  | 1 | 19SP | 186 | 204.6 | 0 | 98.6 | 98.5592 | 99.5 | [7 empty] | CATEGORYB | NONSINGLE | 3928 | 0 | 0 |  | 0 |  | 0 |  |  | Transfer Loading < 100%
2018-AG1 | AFS3 | SWINGBUS | FDNS |  | FDNS |  | 5 | 5 | 2018AG1AFS31T1055519SP | FROM->TO | JUDSON LARGE 115/15.0KV TRANSFORMER CKT 1 | E | SUNC | SUNC | GREAT PL | GREAT PL | 0 | 539670 | FTDODGP1 15.000 | 539671 | FTDODGE3 115.00 | 0 |  | 1 | 19SP | 186 | 204.6 | 0 | 98.5 | 98.5498 | 98.9 | [7 empty] | CATEGORYB | NONSINGLE | 3790 | 0 | 0 |  | 0 |  | 0 |  |  | Transfer Loading < 100%
2018-AG1 | AFS3 | SWINGBUS | FDNS |  | FDNS |  | 5 | 5 | 2018AG1AFS31T1915519SP | FROM->TO | JUDSON LARGE 115/15.0KV TRANSFORMER CKT 1 | E | SUNC | SUNC | GREAT PL | GREAT PL | 0 | 539670 | FTDODGP1 15.000 | 539671 | FTDODGE3 115.00 | 0 |  | 1 | 19SP | 186 | 204.6 | 0 | 98.2 | 98.1672 | 98.5 | [7 empty] | CATEGORYB | NONSINGLE | 3940 | 0 | 0 |  | 0 |  | 0 |  |  | Transfer Loading < 100%
2018-AG1 | AFS3 | SWINGBUS | FDNS |  | FDNS |  | 5 | 5 | 2018AG1AFS31T1545522SP | FROM->TO | JUDSON LARGE 115/15.0KV TRANSFORMER CKT 1 | E | SUNC | SUNC | GREAT PL | GREAT PL | 0 | 539670 | FTDODGP1 15.000 | 539671 | FTDODGE3 115.00 | 0 |  | 1 | 22SP | 186 | 204.6 | 0 | 98.6 | 98.6451 | 97.3 | [7 empty] | CATEGORYB | NONSINGLE | 3940 | 0 | 0 |  | 0 |  | 0 |  |  | Transfer Loading < 100%
2018-AG1 | AFS3 | SWINGBUS | FDNS |  | FDNS |  | 5 | 5 | 2018AG1AFS31T845522SP | FROM->TO | JUDSON LARGE 115/15.0KV TRANSFORMER CKT 1 | E | SUNC | SUNC | GREAT PL | GREAT PL | 0 | 539670 | FTDODGP1 15.000 | 539671 | FTDODGE3 115.00 | 0 |  | 1 | 22SP | 186 | 204.6 | 0 | 96.4 | 96.4048 | 95.1 | [7 empty] | CATEGORYB | NONSINGLE | 3790 | 0 | 0 |  | 0 |  | 0 |  |  | Transfer Loading < 100%
2018-AG1 | AFS3 | SWINGBUS | FDNS |  | FDNS |  | 5 | 5 | 2018AG1AFS31T1535527SP | FROM->TO | JUDSON LARGE 115/15.0KV TRANSFORMER CKT 1 | E | SUNC | SUNC | GREAT PL | GREAT PL | 0 | 539670 | FTDODGP1 15.000 | 539671 | FTDODGE3 115.00 | 0 |  | 1 | 27SP | 186 | 204.6 | 0 | 99.3 | 99.2798 | 97.4 | [7 empty] | CATEGORYB | NONSINGLE | 3940 | 0 | 0 |  | 0 |  | 0 |  |  | Transfer Loading < 100%
2018-AG1 | AFS3 | SWINGBUS | FDNS |  | FDNS |  | 5 | 0 | 2018AG1AFS31T735027SP | FROM->TO | JUDSON LARGE 115/15.0KV TRANSFORMER CKT 1 | E | SUNC | SUNC | GREAT PL | GREAT PL | 0 | 539670 | FTDODGP1 15.000 | 539671 | FTDODGE3 115.00 | 0 |  | 1 | 27SP | 186 | 204.6 | 0 | 97.2 | 97.1576 | 96.4 | [7 empty] | CATEGORYB | NONSINGLE | 3927 | 0 | 0 |  | 0 |  | 0 |  |  | Transfer Loading < 100%
2018-AG1 | AFS3 | SWINGBUS | FDNS |  | FDNS |  | 5 | 0 | 2018AG1AFS31T745027SP | FROM->TO | JUDSON LARGE 115/15.0KV TRANSFORMER CKT 1 | E | SUNC | SUNC | GREAT PL | GREAT PL | 0 | 539670 | FTDODGP1 15.000 | 539671 | FTDODGE3 115.00 | 0 |  | 1 | 27SP | 186 | 204.6 | 0 | 97.2 | 97.1576 | 96.4 | [7 empty] | CATEGORYB | NONSINGLE | 3928 | 0 | 0 |  | 0 |  | 0 |  |  | Transfer Loading < 100%
2018-AG1 | AFS3 | SWINGBUS | FDNS |  | FDNS |  | 5 | 5 | 2018AG1AFS31T735527WP | FROM->TO | JUDSON LARGE 115/15.0KV TRANSFORMER CKT 1 | E | SUNC | SUNC | GREAT PL | GREAT PL | 0 | 539670 | FTDODGP1 15.000 | 539671 | FTDODGE3 115.00 | 0 |  | 1 | 27WP | 186 | 204.6 | 0 | 99 | 98.9559 | 96.3 | [7 empty] | CATEGORYB | NONSINGLE | 3940 | 0 | 0 |  | 0 |  | 0 |  |  | Transfer Loading < 100%
2018-AG1 | AFS3 |  | FDNS |  | FDNS |  | 5 | 5 | 2018AG1AFS31T22475519SP | FROM->TO | LACYGNE - STILWELL 345KV CKT 1 | E | KCPL | KCPL | KACP | KACP | 0 | 542981 | LACYGNE7 345.00 | 542968 | STILWEL7 345.00 | 0 |  | 1 | 19SP | 1711 | 1711 | 0 | 97.6 | 97.5783 | 99 | [7 empty] | CATEGORYB | NONSINGLE | 84682 | 0 | 0 |  | 0 |  | 0 |  |  | Transfer Loading < 100%
2018-AG1 | AFS3 |  | FDNS |  | FDNS |  | 5 | 5 | 2018AG1AFS31T20855522SP | FROM->TO | LACYGNE - STILWELL 345KV CKT 1 | E | KCPL | KCPL | KACP | KACP | 0 | 542981 | LACYGNE7 345.00 | 542968 | STILWEL7 345.00 | 0 |  | 1 | 22SP | 1711 | 1711 | 0 | 98.8 | 98.7962 | 99.9 | [7 empty] | CATEGORYB | NONSINGLE | 84786 | 0 | 0 |  | 0 |  | 0 |  |  | Transfer Loading < 100%
2018-AG1 | AFS3 |  | FDNS |  | FDNSLock |  | 5 | 5 | 2018AG1AFS32T305522SP | FROM->TO | LACYGNE - STILWELL 345KV CKT 1 | E | KCPL | KCPL | KACP | KACP | 0 | 542981 | LACYGNE7 345.00 | 542968 | STILWEL7 345.00 | 0 |  | 1 | 22SP | 1711 | 1711 | 0 | 98.1 | 98.2729 | 99.4 | [7 empty] | CATEGORYB | NONSINGLE | 84682 | 0 | 0 |  | 0 |  | 0 |  |  | Transfer Loading < 100%
2018-AG1 | AFS3 | LaCygne Stilwell 345kv | FDNS |  | FDNS |  | 5 | 5 | 2018AG1AFS31T29765527SP | FROM->TO | LACYGNE - STILWELL 345KV CKT 1 | E | KCPL | KCPL | KACP | KACP | 0 | 542981 | LACYGNE7 345.00 | 542968 | STILWEL7 345.00 | 0 |  | 1 | 27SP | 1711 | 1711 | 0 | 99 | 98.9533 | 99 | [7 empty] | CATEGORYB | SINGLE | LACYGNE - WEST GARDNER 345KV CKT 1 | 0 | 542965 | W.GRDNR7 345.00 | 542981 | LACYGNE7 345.00 | 0 |  | 1 | Transfer Loading < 100%
2018-AG1 | AFS3 |  | FDNS |  | FDNS |  | 5 | 5 | 2018AG1AFS31T21055527SP | FROM->TO | LACYGNE - STILWELL 345KV CKT 1 | E | KCPL | KCPL | KACP | KACP | 0 | 542981 | LACYGNE7 345.00 | 542968 | STILWEL7 345.00 | 0 |  | 1 | 27SP | 1711 | 1711 | 0 | 98.6 | 98.6069 | 98.7 | [7 empty] | CATEGORYB | NONSINGLE | 84787 | 0 | 0 |  | 0 |  | 0 |  |  | Transfer Loading < 100%
2018-AG1 | AFS3 |  | FDNS |  | FDNS |  | 5 | 5 | 2018AG1AFS31T21025527SP | FROM->TO | LACYGNE - STILWELL 345KV CKT 1 | E | KCPL | KCPL | KACP | KACP | 0 | 542981 | LACYGNE7 345.00 | 542968 | STILWEL7 345.00 | 0 |  | 1 | 27SP | 1711 | 1711 | 0 | 96.5 | 96.5109 | 96.5 | [7 empty] | CATEGORYB | NONSINGLE | 84786 | 0 | 0 |  | 0 |  | 0 |  |  | Transfer Loading < 100%
2018-AG1 | AFS3 |  | FDNS |  | FDNS |  | 5 | 5 | 2018AG1AFS31T19875527SP | FROM->TO | LACYGNE - STILWELL 345KV CKT 1 | E | KCPL | KCPL | KACP | KACP | 0 | 542981 | LACYGNE7 345.00 | 542968 | STILWEL7 345.00 | 0 |  | 1 | 27SP | 1711 | 1711 | 0 | 96 | 95.9957 | 96.1 | [7 empty] | CATEGORYB | NONSINGLE | 84682 | 0 | 0 |  | 0 |  | 0 |  |  | Transfer Loading < 100%
2018-AG1 | AFS3 | CONT-0631 - Lawrence Hill 230-115kV | FDNS |  | FDNS |  | 5 | 5 | 2018AG1AFS31T4085522SP | TO->FROM | LAWRENCE ENERGY CENTER UNIT 3 - MIDLADS3 115.00 115KV CKT 1 | E | WERE | WERE | NEAST | NEAST | 0 | 533260 | MIDLADS3 115.00 | 533248 | LEC U3 3 115.00 | 0 |  | 1 | 22SP | 103 | 122 | 0 | 96 | 96.0225 | 95.6 | [7 empty] | CATEGORYB | SINGLE | LAWRENCE HILL (LAWH TX-3) 230/115/13.8KV TRANSFORMER CKT 1 | 1 | 532882 | LAWHILL1 13.800 | 532853 | LAWHILL6 230.00 | 533250 | LWRNCHL3 115.00 | 1 | Transfer Loading < 100%
2018-AG1 | AFS3 |  | FDNS |  | FDNS |  | 5 | 0 | 2018AG1AFS31T3605019SP | FROM->TO | LAWRENCE ENERGY CENTER UNIT 4 - LAWRENCE HILL 115KV CKT 1 | E | WERE | WERE | NEAST | NEAST | 0 | 533249 | LEC U4 3 115.00 | 533250 | LWRNCHL3 115.00 | 0 |  | 1 | 19SP | 127 | 151 | 0 | 98.6 | 98.6124 | 98.6 | [7 empty] | CATEGORYB | NONSINGLE | 7772 | 0 | 0 |  | 0 |  | 0 |  |  | Transfer Loading < 100%
2018-AG1 | AFS3 |  | FDNS |  | FDNS |  | 5 | 0 | 2018AG1AFS31T3915019SP | FROM->TO | LAWRENCE ENERGY CENTER UNIT 4 - LAWRENCE HILL 115KV CKT 1 | E | WERE | WERE | NEAST | NEAST | 0 | 533249 | LEC U4 3 115.00 | 533250 | LWRNCHL3 115.00 | 0 |  | 1 | 19SP | 127 | 151 | 0 | 97.6 | 97.559 | 97.6 | [7 empty] | CATEGORYB | NONSINGLE | 8331 | 0 | 0 |  | 0 |  | 0 |  |  | Transfer Loading < 100%
2018-AG1 | AFS3 |  | FDNS |  | FDNS |  | 5 | 5 | 2018AG1AFS31T7855519SP | FROM->TO | LAWRENCE ENERGY CENTER UNIT 4 - LAWRENCE HILL 115KV CKT 1 | E | WERE | WERE | NEAST | NEAST | 0 | 533249 | LEC U4 3 115.00 | 533250 | LWRNCHL3 115.00 | 0 |  | 1 | 19SP | 127 | 151 | 0 | 96.2 | 96.1778 | 96 | [7 empty] | CATEGORYB | NONSINGLE | 7772 | 0 | 0 |  | 0 |  | 0 |  |  | Transfer Loading < 100%
2018-AG1 | AFS3 | SWINGBUS | FDNS |  | FDNS |  | 5 | 5 | 2018AG1AFS31T10095519SP | FROM->TO | LAWRENCE ENERGY CENTER UNIT 5 230/24.0KV TRANSFORMER CKT 1 | E | WERE | WERE | NEAST | NEAST | 0 | 532663 | LEC U5 24.000 | 532854 | LEC U5 6 230.00 | 0 |  | 1 | 19SP | 448 | 448 | 0 | 100.8 | 100.7949 | 99.6 | [7 empty] | CATEGORYB | NONSINGLE | 8315 | 0 | 0 |  | 0 |  | 0 |  |  | Transfer Loading < 100%
2018-AG1 | AFS3 | SWINGBUS | FDNS |  | FDNS |  | 5 | 0 | 2018AG1AFS31T4125019SP | FROM->TO | LAWRENCE ENERGY CENTER UNIT 5 230/24.0KV TRANSFORMER CKT 1 | E | WERE | WERE | NEAST | NEAST | 0 | 532663 | LEC U5 24.000 | 532854 | LEC U5 6 230.00 | 0 |  | 1 | 19SP | 448 | 448 | 0 | 106.5 | 106.4627 | 98.9 | [7 empty] | CATEGORYB | NONSINGLE | 8466 | 0 | 0 |  | 0 |  | 0 |  |  | Transfer Loading < 100%
2018-AG1 | AFS3 | SWINGBUS | FDNS |  | FDNS |  | 5 | 0 | 2018AG1AFS31T4105019SP | FROM->TO | LAWRENCE ENERGY CENTER UNIT 5 230/24.0KV TRANSFORMER CKT 1 | E | WERE | WERE | NEAST | NEAST | 0 | 532663 | LEC U5 24.000 | 532854 | LEC U5 6 230.00 | 0 |  | 1 | 19SP | 448 | 448 | 0 | 101.1 | 101.0996 | 98.7 | [7 empty] | CATEGORYB | NONSINGLE | 8464 | 0 | 0 |  | 0 |  | 0 |  |  | Transfer Loading < 100%
2018-AG1 | AFS3 | SWINGBUS | FDNS |  | FDNS |  | 5 | 0 | 2018AG1AFS31T4115019SP | FROM->TO | LAWRENCE ENERGY CENTER UNIT 5 230/24.0KV TRANSFORMER CKT 1 | E | WERE | WERE | NEAST | NEAST | 0 | 532663 | LEC U5 24.000 | 532854 | LEC U5 6 230.00 | 0 |  | 1 | 19SP | 448 | 448 | 0 | 106.2 | 106.2282 | 98.7 | [7 empty] | CATEGORYB | NONSINGLE | 8465 | 0 | 0 |  | 0 |  | 0 |  |  | Transfer Loading < 100%
2018-AG1 | AFS3 | SWINGBUS | FDNS |  | FDNS |  | 5 | 0 | 2018AG1AFS31T3825019SP | FROM->TO | LAWRENCE ENERGY CENTER UNIT 5 230/24.0KV TRANSFORMER CKT 1 | E | WERE | WERE | NEAST | NEAST | 0 | 532663 | LEC U5 24.000 | 532854 | LEC U5 6 230.00 | 0 |  | 1 | 19SP | 448 | 448 | 0 | 100.7 | 100.6785 | 98.1 | [7 empty] | CATEGORYB | NONSINGLE | 8282 | 0 | 0 |  | 0 |  | 0 |  |  | Transfer Loading < 100%
2018-AG1 | AFS3 | SWINGBUS | FDNS |  | FDNS |  | 5 | 0 | 2018AG1AFS31T1015019SP | FROM->TO | LAWRENCE ENERGY CENTER UNIT 5 230/24.0KV TRANSFORMER CKT 1 | E | WERE | WERE | NEAST | NEAST | 0 | 532663 | LEC U5 24.000 | 532854 | LEC U5 6 230.00 | 0 |  | 1 | 19SP | 448 | 448 | 0 | 99.9 | 99.9143 | 97.5 | [7 empty] | CATEGORYB | NONSINGLE | 4241 | 0 | 0 |  | 0 |  | 0 |  |  | Transfer Loading < 100%
2018-AG1 | AFS3 | SWINGBUS | FDNS |  | FDNS |  | 5 | 0 | 2018AG1AFS31T1155019SP | FROM->TO | LAWRENCE ENERGY CENTER UNIT 5 230/24.0KV TRANSFORMER CKT 1 | E | WERE | WERE | NEAST | NEAST | 0 | 532663 | LEC U5 24.000 | 532854 | LEC U5 6 230.00 | 0 |  | 1 | 19SP | 448 | 448 | 0 | 97.9 | 97.8501 | 97.3 | [7 empty] | CATEGORYB | NONSINGLE | 4431 | 0 | 0 |  | 0 |  | 0 |  |  | Transfer Loading < 100%
2018-AG1 | AFS3 | SWINGBUS | FDNS |  | FDNS |  | 5 | 0 | 2018AG1AFS31T3595019SP | FROM->TO | LAWRENCE ENERGY CENTER UNIT 5 230/24.0KV TRANSFORMER CKT 1 | E | WERE | WERE | NEAST | NEAST | 0 | 532663 | LEC U5 24.000 | 532854 | LEC U5 6 230.00 | 0 |  | 1 | 19SP | 448 | 448 | 0 | 97.6 | 97.6495 | 97.3 | [7 empty] | CATEGORYB | NONSINGLE | 7770 | 0 | 0 |  | 0 |  | 0 |  |  | Transfer Loading < 100%
2018-AG1 | AFS3 | SWINGBUS | FDNS |  | FDNS |  | 5 | 0 | 2018AG1AFS31T4075019SP | FROM->TO | LAWRENCE ENERGY CENTER UNIT 5 230/24.0KV TRANSFORMER CKT 1 | E | WERE | WERE | NEAST | NEAST | 0 | 532663 | LEC U5 24.000 | 532854 | LEC U5 6 230.00 | 0 |  | 1 | 19SP | 448 | 448 | 0 | 97.8 | 97.8278 | 97.3 | [7 empty] | CATEGORYB | NONSINGLE | 8460 | 0 | 0 |  | 0 |  | 0 |  |  | Transfer Loading < 100%
2018-AG1 | AFS3 | SWINGBUS | FDNS |  | FDNS |  | 5 | 0 | 2018AG1AFS31T4085019SP | FROM->TO | LAWRENCE ENERGY CENTER UNIT 5 230/24.0KV TRANSFORMER CKT 1 | E | WERE | WERE | NEAST | NEAST | 0 | 532663 | LEC U5 24.000 | 532854 | LEC U5 6 230.00 | 0 |  | 1 | 19SP | 448 | 448 | 0 | 97.9 | 97.8599 | 97.3 | [7 empty] | CATEGORYB | NONSINGLE | 8461 | 0 | 0 |  | 0 |  | 0 |  |  | Transfer Loading < 100%
2018-AG1 | AFS3 | SWINGBUS | FDNS |  | FDNS |  | 5 | 5 | 2018AG1AFS31T3615519SP | FROM->TO | LAWRENCE ENERGY CENTER UNIT 5 230/24.0KV TRANSFORMER CKT 1 | E | WERE | WERE | NEAST | NEAST | 0 | 532663 | LEC U5 24.000 | 532854 | LEC U5 6 230.00 | 0 |  | 1 | 19SP | 448 | 448 | 0 | 98.1 | 98.0524 | 97 | [7 empty] | CATEGORYB | SINGLE | WAVERLY7 345.00 - WOLF CREEK 345KV CKT 1 | 0 | 532797 | WOLFCRK7 345.00 | 532799 | WAVERLY7 345.00 | 0 |  | 1 | Transfer Loading < 100%
2018-AG1 | AFS3 | SWINGBUS | FDNS |  | FDNS |  | 5 | 5 | 2018AG1AFS31T9625519SP | FROM->TO | LAWRENCE ENERGY CENTER UNIT 5 230/24.0KV TRANSFORMER CKT 1 | E | WERE | WERE | NEAST | NEAST | 0 | 532663 | LEC U5 24.000 | 532854 | LEC U5 6 230.00 | 0 |  | 1 | 19SP | 448 | 448 | 0 | 98.1 | 98.1181 | 96.7 | [7 empty] | CATEGORYB | NONSINGLE | 8294 | 0 | 0 |  | 0 |  | 0 |  |  | Transfer Loading < 100%
2018-AG1 | AFS3 | SWINGBUS | FDNS |  | FDNS |  | 5 | 5 | 2018AG1AFS31T3185519SP | FROM->TO | LAWRENCE ENERGY CENTER UNIT 5 230/24.0KV TRANSFORMER CKT 1 | E | WERE | WERE | NEAST | NEAST | 0 | 532663 | LEC U5 24.000 | 532854 | LEC U5 6 230.00 | 0 |  | 1 | 19SP | 448 | 448 | 0 | 97.7 | 97.6829 | 96.6 | [7 empty] | CATEGORYB | SINGLE | HOYT - STRANGER CREEK 345KV CKT 1 | 0 | 532765 | HOYT 7 345.00 | 532772 | STRANGR7 345.00 | 0 |  | 1 | Transfer Loading < 100%
2018-AG1 | AFS3 | SWINGBUS | FDNS |  | FDNS |  | 5 | 5 | 2018AG1AFS31T9735519SP | FROM->TO | LAWRENCE ENERGY CENTER UNIT 5 230/24.0KV TRANSFORMER CKT 1 | E | WERE | WERE | NEAST | NEAST | 0 | 532663 | LEC U5 24.000 | 532854 | LEC U5 6 230.00 | 0 |  | 1 | 19SP | 448 | 448 | 0 | 97.7 | 97.7343 | 96.3 | [7 empty] | CATEGORYB | NONSINGLE | 8295 | 0 | 0 |  | 0 |  | 0 |  |  | Transfer Loading < 100%
2018-AG1 | AFS3 | SWINGBUS | FDNS |  | FDNS |  | 5 | 0 | 2018AG1AFS31T3955019SP | FROM->TO | LAWRENCE ENERGY CENTER UNIT 5 230/24.0KV TRANSFORMER CKT 1 | E | WERE | WERE | NEAST | NEAST | 0 | 532663 | LEC U5 24.000 | 532854 | LEC U5 6 230.00 | 0 |  | 1 | 19SP | 448 | 448 | 0 | 98 | 97.9979 | 95.7 | [7 empty] | CATEGORYB | NONSINGLE | 8396 | 0 | 0 |  | 0 |  | 0 |  |  | Transfer Loading < 100%
2018-AG1 | AFS3 | SWINGBUS | FDNS |  | FDNS |  | 5 | 0 | 2018AG1AFS31T3635019SP | FROM->TO | LAWRENCE ENERGY CENTER UNIT 5 230/24.0KV TRANSFORMER CKT 1 | E | WERE | WERE | NEAST | NEAST | 0 | 532663 | LEC U5 24.000 | 532854 | LEC U5 6 230.00 | 0 |  | 1 | 19SP | 448 | 448 | 0 | 96 | 95.997 | 95.4 | [7 empty] | CATEGORYB | NONSINGLE | 7777 | 0 | 0 |  | 0 |  | 0 |  |  | Transfer Loading < 100%
2018-AG1 | AFS3 | SWINGBUS | FDNS |  | FDNS |  | 5 | 5 | 2018AG1AFS31T7935522SP | FROM->TO | LAWRENCE ENERGY CENTER UNIT 5 230/24.0KV TRANSFORMER CKT 1 | E | WERE | WERE | NEAST | NEAST | 0 | 532663 | LEC U5 24.000 | 532854 | LEC U5 6 230.00 | 0 |  | 1 | 22SP | 448 | 448 | 0 | 102 | 101.9982 | 100 | [7 empty] | CATEGORYB | NONSINGLE | 8271 | 0 | 0 |  | 0 |  | 0 |  |  | Transfer Loading < 100%
2018-AG1 | AFS3 | SWINGBUS | FDNS |  | FDNS |  | 5 | 5 | 2018AG1AFS31T2695522SP | FROM->TO | LAWRENCE ENERGY CENTER UNIT 5 230/24.0KV TRANSFORMER CKT 1 | E | WERE | WERE | NEAST | NEAST | 0 | 532663 | LEC U5 24.000 | 532854 | LEC U5 6 230.00 | 0 |  | 1 | 22SP | 448 | 448 | 0 | 101.8 | 101.7849 | 99.9 | [7 empty] | CATEGORYB | SINGLE | HOYT - JEFFREY ENERGY CENTER 345KV CKT 1 | 0 | 532765 | HOYT 7 345.00 | 532766 | JEC N 7 345.00 | 0 |  | 1 | Transfer Loading < 100%
2018-AG1 | AFS3 | SWINGBUS | FDNS |  | FDNS |  | 5 | 5 | 2018AG1AFS31T8055522SP | FROM->TO | LAWRENCE ENERGY CENTER UNIT 5 230/24.0KV TRANSFORMER CKT 1 | E | WERE | WERE | NEAST | NEAST | 0 | 532663 | LEC U5 24.000 | 532854 | LEC U5 6 230.00 | 0 |  | 1 | 22SP | 448 | 448 | 0 | 101.6 | 101.5898 | 99.6 | [7 empty] | CATEGORYB | NONSINGLE | 8274 | 0 | 0 |  | 0 |  | 0 |  |  | Transfer Loading < 100%
2018-AG1 | AFS3 | SWINGBUS | FDNS |  | FDNS |  | 5 | 5 | 2018AG1AFS31T10305522SP | FROM->TO | LAWRENCE ENERGY CENTER UNIT 5 230/24.0KV TRANSFORMER CKT 1 | E | WERE | WERE | NEAST | NEAST | 0 | 532663 | LEC U5 24.000 | 532854 | LEC U5 6 230.00 | 0 |  | 1 | 22SP | 448 | 448 | 0 | 101.6 | 101.6008 | 99.3 | [7 empty] | CATEGORYB | NONSINGLE | 8500 | 0 | 0 |  | 0 |  | 0 |  |  | Transfer Loading < 100%
2018-AG1 | AFS3 | SWINGBUS | FDNS |  | FDNS |  | 5 | 0 | 2018AG1AFS31T4305022SP | FROM->TO | LAWRENCE ENERGY CENTER UNIT 5 230/24.0KV TRANSFORMER CKT 1 | E | WERE | WERE | NEAST | NEAST | 0 | 532663 | LEC U5 24.000 | 532854 | LEC U5 6 230.00 | 0 |  | 1 | 22SP | 448 | 448 | 0 | 101 | 101.0421 | 98.6 | [7 empty] | CATEGORYB | NONSINGLE | 8464 | 0 | 0 |  | 0 |  | 0 |  |  | Transfer Loading < 100%
2018-AG1 | AFS3 | SWINGBUS | FDNS |  | FDNS |  | 5 | 0 | 2018AG1AFS31T4045022SP | FROM->TO | LAWRENCE ENERGY CENTER UNIT 5 230/24.0KV TRANSFORMER CKT 1 | E | WERE | WERE | NEAST | NEAST | 0 | 532663 | LEC U5 24.000 | 532854 | LEC U5 6 230.00 | 0 |  | 1 | 22SP | 448 | 448 | 0 | 100.6 | 100.6265 | 98.2 | [7 empty] | CATEGORYB | NONSINGLE | 8282 | 0 | 0 |  | 0 |  | 0 |  |  | Transfer Loading < 100%
2018-AG1 | AFS3 | SWINGBUS | FDNS |  | FDNS |  | 5 | 5 | 2018AG1AFS31T8815522SP | FROM->TO | LAWRENCE ENERGY CENTER UNIT 5 230/24.0KV TRANSFORMER CKT 1 | E | WERE | WERE | NEAST | NEAST | 0 | 532663 | LEC U5 24.000 | 532854 | LEC U5 6 230.00 | 0 |  | 1 | 22SP | 448 | 448 | 0 | 100 | 100.0269 | 98.1 | [7 empty] | CATEGORYB | NONSINGLE | 8315 | 0 | 0 |  | 0 |  | 0 |  |  | Transfer Loading < 100%
2018-AG1 | AFS3 | SWINGBUS | FDNS |  | FDNS |  | 5 | 0 | 2018AG1AFS31T4165022SP | FROM->TO | LAWRENCE ENERGY CENTER UNIT 5 230/24.0KV TRANSFORMER CKT 1 | E | WERE | WERE | NEAST | NEAST | 0 | 532663 | LEC U5 24.000 | 532854 | LEC U5 6 230.00 | 0 |  | 1 | 22SP | 448 | 448 | 0 | 100.4 | 100.4059 | 97.8 | [7 empty] | CATEGORYB | NONSINGLE | 8396 | 0 | 0 |  | 0 |  | 0 |  |  | Transfer Loading < 100%
2018-AG1 | AFS3 | SWINGBUS | FDNS |  | FDNS |  | 5 | 0 | 2018AG1AFS31T3815022SP | FROM->TO | LAWRENCE ENERGY CENTER UNIT 5 230/24.0KV TRANSFORMER CKT 1 | E | WERE | WERE | NEAST | NEAST | 0 | 532663 | LEC U5 24.000 | 532854 | LEC U5 6 230.00 | 0 |  | 1 | 22SP | 448 | 448 | 0 | 99.9 | 99.8997 | 97.5 | [7 empty] | CATEGORYB | NONSINGLE | 7770 | 0 | 0 |  | 0 |  | 0 |  |  | Transfer Loading < 100%
2018-AG1 | AFS3 | SWINGBUS | FDNS |  | FDNS |  | 5 | 0 | 2018AG1AFS31T1055022SP | FROM->TO | LAWRENCE ENERGY CENTER UNIT 5 230/24.0KV TRANSFORMER CKT 1 | E | WERE | WERE | NEAST | NEAST | 0 | 532663 | LEC U5 24.000 | 532854 | LEC U5 6 230.00 | 0 |  | 1 | 22SP | 448 | 448 | 0 | 99.8 | 99.7976 | 97.4 | [7 empty] | CATEGORYB | NONSINGLE | 4431 | 0 | 0 |  | 0 |  | 0 |  |  | Transfer Loading < 100%
2018-AG1 | AFS3 | SWINGBUS | FDNS |  | FDNS |  | 5 | 0 | 2018AG1AFS31T4275022SP | FROM->TO | LAWRENCE ENERGY CENTER UNIT 5 230/24.0KV TRANSFORMER CKT 1 | E | WERE | WERE | NEAST | NEAST | 0 | 532663 | LEC U5 24.000 | 532854 | LEC U5 6 230.00 | 0 |  | 1 | 22SP | 448 | 448 | 0 | 99.8 | 99.7824 | 97.4 | [7 empty] | CATEGORYB | NONSINGLE | 8460 | 0 | 0 |  | 0 |  | 0 |  |  | Transfer Loading < 100%
2018-AG1 | AFS3 | SWINGBUS | FDNS |  | FDNS |  | 5 | 0 | 2018AG1AFS31T4285022SP | FROM->TO | LAWRENCE ENERGY CENTER UNIT 5 230/24.0KV TRANSFORMER CKT 1 | E | WERE | WERE | NEAST | NEAST | 0 | 532663 | LEC U5 24.000 | 532854 | LEC U5 6 230.00 | 0 |  | 1 | 22SP | 448 | 448 | 0 | 99.8 | 99.8098 | 97.4 | [7 empty] | CATEGORYB | NONSINGLE | 8461 | 0 | 0 |  | 0 |  | 0 |  |  | Transfer Loading < 100%
2018-AG1 | AFS3 | SWINGBUS | FDNS |  | FDNS |  | 5 | 0 | 2018AG1AFS31T915022SP | FROM->TO | LAWRENCE ENERGY CENTER UNIT 5 230/24.0KV TRANSFORMER CKT 1 | E | WERE | WERE | NEAST | NEAST | 0 | 532663 | LEC U5 24.000 | 532854 | LEC U5 6 230.00 | 0 |  | 1 | 22SP | 448 | 448 | 0 | 99.7 | 99.693 | 97.3 | [7 empty] | CATEGORYB | NONSINGLE | 4241 | 0 | 0 |  | 0 |  | 0 |  |  | Transfer Loading < 100%
2018-AG1 | AFS3 | SWINGBUS | FDNS |  | FDNS |  | 5 | 5 | 2018AG1AFS31T3185522SP | FROM->TO | LAWRENCE ENERGY CENTER UNIT 5 230/24.0KV TRANSFORMER CKT 1 | E | WERE | WERE | NEAST | NEAST | 0 | 532663 | LEC U5 24.000 | 532854 | LEC U5 6 230.00 | 0 |  | 1 | 22SP | 448 | 448 | 0 | 98.1 | 98.0875 | 96.3 | [7 empty] | CATEGORYB | SINGLE | WAVERLY7 345.00 - WOLF CREEK 345KV CKT 1 | 0 | 532797 | WOLFCRK7 345.00 | 532799 | WAVERLY7 345.00 | 0 |  | 1 | Transfer Loading < 100%
2018-AG1 | AFS3 | SWINGBUS | FDNS |  | FDNS |  | 5 | 5 | 2018AG1AFS31T8425522SP | FROM->TO | LAWRENCE ENERGY CENTER UNIT 5 230/24.0KV TRANSFORMER CKT 1 | E | WERE | WERE | NEAST | NEAST | 0 | 532663 | LEC U5 24.000 | 532854 | LEC U5 6 230.00 | 0 |  | 1 | 22SP | 448 | 448 | 0 | 97.9 | 97.9026 | 96 | [7 empty] | CATEGORYB | NONSINGLE | 8294 | 0 | 0 |  | 0 |  | 0 |  |  | Transfer Loading < 100%
2018-AG1 | AFS3 | SWINGBUS | FDNS |  | FDNS |  | 5 | 0 | 2018AG1AFS31T3855022SP | FROM->TO | LAWRENCE ENERGY CENTER UNIT 5 230/24.0KV TRANSFORMER CKT 1 | E | WERE | WERE | NEAST | NEAST | 0 | 532663 | LEC U5 24.000 | 532854 | LEC U5 6 230.00 | 0 |  | 1 | 22SP | 448 | 448 | 0 | 98.2 | 98.1644 | 95.7 | [7 empty] | CATEGORYB | NONSINGLE | 7777 | 0 | 0 |  | 0 |  | 0 |  |  | Transfer Loading < 100%
2018-AG1 | AFS3 | SWINGBUS | FDNS |  | FDNS |  | 5 | 5 | 2018AG1AFS31T8525522SP | FROM->TO | LAWRENCE ENERGY CENTER UNIT 5 230/24.0KV TRANSFORMER CKT 1 | E | WERE | WERE | NEAST | NEAST | 0 | 532663 | LEC U5 24.000 | 532854 | LEC U5 6 230.00 | 0 |  | 1 | 22SP | 448 | 448 | 0 | 97.6 | 97.6486 | 95.6 | [7 empty] | CATEGORYB | NONSINGLE | 8295 | 0 | 0 |  | 0 |  | 0 |  |  | Transfer Loading < 100%
2018-AG1 | AFS3 | SWINGBUS | FDNS |  | FDNS |  | 5 | 5 | 2018AG1AFS31T2805522SP | FROM->TO | LAWRENCE ENERGY CENTER UNIT 5 230/24.0KV TRANSFORMER CKT 1 | E | WERE | WERE | NEAST | NEAST | 0 | 532663 | LEC U5 24.000 | 532854 | LEC U5 6 230.00 | 0 |  | 1 | 22SP | 448 | 448 | 0 | 97.6 | 97.6112 | 95.6 | [7 empty] | CATEGORYB | SINGLE | HOYT - STRANGER CREEK 345KV CKT 1 | 0 | 532765 | HOYT 7 345.00 | 532772 | STRANGR7 345.00 | 0 |  | 1 | Transfer Loading < 100%
2018-AG1 | AFS3 | SWINGBUS | FDNS |  | FDNS |  | 5 | 5 | 2018AG1AFS31T3105527SP | FROM->TO | LAWRENCE ENERGY CENTER UNIT 5 230/24.0KV TRANSFORMER CKT 1 | E | WERE | WERE | NEAST | NEAST | 0 | 532663 | LEC U5 24.000 | 532854 | LEC U5 6 230.00 | 0 |  | 1 | 27SP | 448 | 448 | 0 | 101.9 | 101.9373 | 99.7 | [7 empty] | CATEGORYB | SINGLE | LACYGNE - WAVERLY7 345.00 345KV CKT 1 | 0 | 532799 | WAVERLY7 345.00 | 542981 | LACYGNE7 345.00 | 0 |  | 1 | Transfer Loading < 100%
2018-AG1 | AFS3 | SWINGBUS | FDNS |  | FDNS |  | 5 | 5 | 2018AG1AFS31T7595527SP | FROM->TO | LAWRENCE ENERGY CENTER UNIT 5 230/24.0KV TRANSFORMER CKT 1 | E | WERE | WERE | NEAST | NEAST | 0 | 532663 | LEC U5 24.000 | 532854 | LEC U5 6 230.00 | 0 |  | 1 | 27SP | 448 | 448 | 0 | 102.1 | 102.1455 | 99.5 | [7 empty] | CATEGORYB | NONSINGLE | 8271 | 0 | 0 |  | 0 |  | 0 |  |  | Transfer Loading < 100%
2018-AG1 | AFS3 | SWINGBUS | FDNS |  | FDNS |  | 5 | 5 | 2018AG1AFS31T2715527SP | FROM->TO | LAWRENCE ENERGY CENTER UNIT 5 230/24.0KV TRANSFORMER CKT 1 | E | WERE | WERE | NEAST | NEAST | 0 | 532663 | LEC U5 24.000 | 532854 | LEC U5 6 230.00 | 0 |  | 1 | 27SP | 448 | 448 | 0 | 102 | 101.981 | 99.5 | [7 empty] | CATEGORYB | SINGLE | HOYT - JEFFREY ENERGY CENTER 345KV CKT 1 | 0 | 532765 | HOYT 7 345.00 | 532766 | JEC N 7 345.00 | 0 |  | 1 | Transfer Loading < 100%
2018-AG1 | AFS3 | SWINGBUS | FDNS |  | FDNS |  | 5 | 5 | 2018AG1AFS31T7705527SP | FROM->TO | LAWRENCE ENERGY CENTER UNIT 5 230/24.0KV TRANSFORMER CKT 1 | E | WERE | WERE | NEAST | NEAST | 0 | 532663 | LEC U5 24.000 | 532854 | LEC U5 6 230.00 | 0 |  | 1 | 27SP | 448 | 448 | 0 | 101.8 | 101.8257 | 99.3 | [7 empty] | CATEGORYB | NONSINGLE | 8274 | 0 | 0 |  | 0 |  | 0 |  |  | Transfer Loading < 100%
2018-AG1 | AFS3 | SWINGBUS | FDNS |  | FDNS |  | 5 | 5 | 2018AG1AFS31T9785527SP | FROM->TO | LAWRENCE ENERGY CENTER UNIT 5 230/24.0KV TRANSFORMER CKT 1 | E | WERE | WERE | NEAST | NEAST | 0 | 532663 | LEC U5 24.000 | 532854 | LEC U5 6 230.00 | 0 |  | 1 | 27SP | 448 | 448 | 0 | 101.8 | 101.7589 | 99.3 | [7 empty] | CATEGORYB | NONSINGLE | 8500 | 0 | 0 |  | 0 |  | 0 |  |  | Transfer Loading < 100%
2018-AG1 | AFS3 | SWINGBUS | FDNS |  | FDNS |  | 5 | 0 | 2018AG1AFS31T5915027SP | FROM->TO | LAWRENCE ENERGY CENTER UNIT 5 230/24.0KV TRANSFORMER CKT 1 | E | WERE | WERE | NEAST | NEAST | 0 | 532663 | LEC U5 24.000 | 532854 | LEC U5 6 230.00 | 0 |  | 1 | 27SP | 448 | 448 | 0 | 101.1 | 101.0976 | 98.6 | [7 empty] | CATEGORYB | NONSINGLE | 8464 | 0 | 0 |  | 0 |  | 0 |  |  | Transfer Loading < 100%
2018-AG1 | AFS3 | SWINGBUS | FDNS |  | FDNS |  | 5 | 0 | 2018AG1AFS31T5615027SP | FROM->TO | LAWRENCE ENERGY CENTER UNIT 5 230/24.0KV TRANSFORMER CKT 1 | E | WERE | WERE | NEAST | NEAST | 0 | 532663 | LEC U5 24.000 | 532854 | LEC U5 6 230.00 | 0 |  | 1 | 27SP | 448 | 448 | 0 | 100.7 | 100.6695 | 98.4 | [7 empty] | CATEGORYB | NONSINGLE | 8282 | 0 | 0 |  | 0 |  | 0 |  |  | Transfer Loading < 100%
2018-AG1 | AFS3 | SWINGBUS | FDNS |  | FDNS |  | 5 | 0 | 2018AG1AFS31T1175027SP | FROM->TO | LAWRENCE ENERGY CENTER UNIT 5 230/24.0KV TRANSFORMER CKT 1 | E | WERE | WERE | NEAST | NEAST | 0 | 532663 | LEC U5 24.000 | 532854 | LEC U5 6 230.00 | 0 |  | 1 | 27SP | 448 | 448 | 0 | 99.8 | 99.8308 | 98.1 | [7 empty] | CATEGORYB | NONSINGLE | 4241 | 0 | 0 |  | 0 |  | 0 |  |  | Transfer Loading < 100%
2018-AG1 | AFS3 | SWINGBUS | FDNS |  | FDNS |  | 5 | 5 | 2018AG1AFS31T8415527SP | FROM->TO | LAWRENCE ENERGY CENTER UNIT 5 230/24.0KV TRANSFORMER CKT 1 | E | WERE | WERE | NEAST | NEAST | 0 | 532663 | LEC U5 24.000 | 532854 | LEC U5 6 230.00 | 0 |  | 1 | 27SP | 448 | 448 | 0 | 100.3 | 100.2822 | 98 | [7 empty] | CATEGORYB | NONSINGLE | 8315 | 0 | 0 |  | 0 |  | 0 |  |  | Transfer Loading < 100%
2018-AG1 | AFS3 | SWINGBUS | FDNS |  | FDNS |  | 5 | 0 | 2018AG1AFS31T5765027SP | FROM->TO | LAWRENCE ENERGY CENTER UNIT 5 230/24.0KV TRANSFORMER CKT 1 | E | WERE | WERE | NEAST | NEAST | 0 | 532663 | LEC U5 24.000 | 532854 | LEC U5 6 230.00 | 0 |  | 1 | 27SP | 448 | 448 | 0 | 100.1 | 100.1005 | 97.9 | [7 empty] | CATEGORYB | NONSINGLE | 8396 | 0 | 0 |  | 0 |  | 0 |  |  | Transfer Loading < 100%
2018-AG1 | AFS3 | SWINGBUS | FDNS |  | FDNS |  | 5 | 0 | 2018AG1AFS31T5295027SP | FROM->TO | LAWRENCE ENERGY CENTER UNIT 5 230/24.0KV TRANSFORMER CKT 1 | E | WERE | WERE | NEAST | NEAST | 0 | 532663 | LEC U5 24.000 | 532854 | LEC U5 6 230.00 | 0 |  | 1 | 27SP | 448 | 448 | 0 | 99.9 | 99.9132 | 97.5 | [7 empty] | CATEGORYB | NONSINGLE | 7770 | 0 | 0 |  | 0 |  | 0 |  |  | Transfer Loading < 100%
2018-AG1 | AFS3 | SWINGBUS | FDNS |  | FDNS |  | 5 | 0 | 2018AG1AFS31T1295027SP | FROM->TO | LAWRENCE ENERGY CENTER UNIT 5 230/24.0KV TRANSFORMER CKT 1 | E | WERE | WERE | NEAST | NEAST | 0 | 532663 | LEC U5 24.000 | 532854 | LEC U5 6 230.00 | 0 |  | 1 | 27SP | 448 | 448 | 0 | 99.8 | 99.8275 | 97.4 | [7 empty] | CATEGORYB | NONSINGLE | 4431 | 0 | 0 |  | 0 |  | 0 |  |  | Transfer Loading < 100%
2018-AG1 | AFS3 | SWINGBUS | FDNS |  | FDNS |  | 5 | 0 | 2018AG1AFS31T5895027SP | FROM->TO | LAWRENCE ENERGY CENTER UNIT 5 230/24.0KV TRANSFORMER CKT 1 | E | WERE | WERE | NEAST | NEAST | 0 | 532663 | LEC U5 24.000 | 532854 | LEC U5 6 230.00 | 0 |  | 1 | 27SP | 448 | 448 | 0 | 99.8 | 99.8401 | 97.4 | [7 empty] | CATEGORYB | NONSINGLE | 8461 | 0 | 0 |  | 0 |  | 0 |  |  | Transfer Loading < 100%
2018-AG1 | AFS3 | SWINGBUS | FDNS |  | FDNS |  | 5 | 5 | 2018AG1AFS31T9015527SP | FROM->TO | LAWRENCE ENERGY CENTER UNIT 5 230/24.0KV TRANSFORMER CKT 1 | E | WERE | WERE | NEAST | NEAST | 0 | 532663 | LEC U5 24.000 | 532854 | LEC U5 6 230.00 | 0 |  | 1 | 27SP | 448 | 448 | 0 | 99.6 | 99.6365 | 97.3 | [7 empty] | CATEGORYB | NONSINGLE | 8396 | 0 | 0 |  | 0 |  | 0 |  |  | Transfer Loading < 100%
2018-AG1 | AFS3 | SWINGBUS | FDNS |  | FDNS |  | 5 | 0 | 2018AG1AFS31T5885027SP | FROM->TO | LAWRENCE ENERGY CENTER UNIT 5 230/24.0KV TRANSFORMER CKT 1 | E | WERE | WERE | NEAST | NEAST | 0 | 532663 | LEC U5 24.000 | 532854 | LEC U5 6 230.00 | 0 |  | 1 | 27SP | 448 | 448 | 0 | 99.8 | 99.7958 | 97.3 | [7 empty] | CATEGORYB | NONSINGLE | 8460 | 0 | 0 |  | 0 |  | 0 |  |  | Transfer Loading < 100%
2018-AG1 | AFS3 | SWINGBUS | FDNS |  | FDNS |  | 5 | 5 | 2018AG1AFS31T3125527SP | FROM->TO | LAWRENCE ENERGY CENTER UNIT 5 230/24.0KV TRANSFORMER CKT 1 | E | WERE | WERE | NEAST | NEAST | 0 | 532663 | LEC U5 24.000 | 532854 | LEC U5 6 230.00 | 0 |  | 1 | 27SP | 448 | 448 | 0 | 98.4 | 98.4033 | 96.2 | [7 empty] | CATEGORYB | SINGLE | WAVERLY7 345.00 - WOLF CREEK 345KV CKT 1 | 0 | 532797 | WOLFCRK7 345.00 | 532799 | WAVERLY7 345.00 | 0 |  | 1 | Transfer Loading < 100%
2018-AG1 | AFS3 | SWINGBUS | FDNS |  | FDNS |  | 5 | 0 | 2018AG1AFS31T5355027SP | FROM->TO | LAWRENCE ENERGY CENTER UNIT 5 230/24.0KV TRANSFORMER CKT 1 | E | WERE | WERE | NEAST | NEAST | 0 | 532663 | LEC U5 24.000 | 532854 | LEC U5 6 230.00 | 0 |  | 1 | 27SP | 448 | 448 | 0 | 97.9 | 97.9318 | 95.4 | [7 empty] | CATEGORYB | NONSINGLE | 7777 | 0 | 0 |  | 0 |  | 0 |  |  | Transfer Loading < 100%
2018-AG1 | AFS3 | SWINGBUS | FDNS |  | FDNS |  | 5 | 5 | 2018AG1AFS31T8035527SP | FROM->TO | LAWRENCE ENERGY CENTER UNIT 5 230/24.0KV TRANSFORMER CKT 1 | E | WERE | WERE | NEAST | NEAST | 0 | 532663 | LEC U5 24.000 | 532854 | LEC U5 6 230.00 | 0 |  | 1 | 27SP | 448 | 448 | 0 | 98 | 98.0439 | 95.4 | [7 empty] | CATEGORYB | NONSINGLE | 8294 | 0 | 0 |  | 0 |  | 0 |  |  | Transfer Loading < 100%
2018-AG1 | AFS3 | SWINGBUS | FDNS |  | FDNS |  | 5 | 5 | 2018AG1AFS31T8125527SP | FROM->TO | LAWRENCE ENERGY CENTER UNIT 5 230/24.0KV TRANSFORMER CKT 1 | E | WERE | WERE | NEAST | NEAST | 0 | 532663 | LEC U5 24.000 | 532854 | LEC U5 6 230.00 | 0 |  | 1 | 27SP | 448 | 448 | 0 | 97.8 | 97.7799 | 95.3 | [7 empty] | CATEGORYB | NONSINGLE | 8295 | 0 | 0 |  | 0 |  | 0 |  |  | Transfer Loading < 100%
2018-AG1 | AFS3 | SWINGBUS | FDNS |  | FDNS |  | 5 | 5 | 2018AG1AFS31T2805527SP | FROM->TO | LAWRENCE ENERGY CENTER UNIT 5 230/24.0KV TRANSFORMER CKT 1 | E | WERE | WERE | NEAST | NEAST | 0 | 532663 | LEC U5 24.000 | 532854 | LEC U5 6 230.00 | 0 |  | 1 | 27SP | 448 | 448 | 0 | 97.7 | 97.7235 | 95.2 | [7 empty] | CATEGORYB | SINGLE | HOYT - STRANGER CREEK 345KV CKT 1 | 0 | 532765 | HOYT 7 345.00 | 532772 | STRANGR7 345.00 | 0 |  | 1 | Transfer Loading < 100%
2018-AG1 | AFS3 |  | FDNS |  | FDNS |  | 5 | 0 | 2018AG1AFS31T3225027WP | FROM->TO | LAWRENCE HILL - SWISSVALE 230KV CKT 1 | E | WERE | WERE | NEAST | NEAST | 0 | 532853 | LAWHILL6 230.00 | 532856 | SWISVAL6 230.00 | 0 |  | 1 | 27WP | 349 | 363 | 0 | 97.2 | 97.2254 | 95.2 | [7 empty] | CATEGORYB | NONSINGLE | 8273 | 0 | 0 |  | 0 |  | 0 |  |  | Transfer Loading < 100%
2018-AG1 | AFS3 | SWINGBUS |  |  | FDNS |  | 5 | 5 | 2018AG1AFS31T2725522WP | FROM->TO | LELAND OLDS 345/20.0KV TRANSFORMER CKT 1 | E | BEPC-SPP | WAPA | BEPC_GENS | BEPC_1628 | 0 | 659111 | LELAN32G 20.000 | 659105 | LELANDO3 345.00 | 0 |  | 1 | 22WP | 495 | 619 | 495 |  | 67.1783 | 100 | [7 empty] | CATEGORYB | NONSINGLE | 39744 | 0 | 0 |  | 0 |  | 0 |  |  | Transfer Loading < 100%
2018-AG1 | AFS3 | SWINGBUS |  |  | FDNS |  | 5 | 5 | 2018AG1AFS31T3915522WP | FROM->TO | LELAND OLDS 345/20.0KV TRANSFORMER CKT 1 | E | BEPC-SPP | WAPA | BEPC_GENS | BEPC_1628 | 0 | 659111 | LELAN32G 20.000 | 659105 | LELANDO3 345.00 | 0 |  | 1 | 22WP | 495 | 619 | 495 |  | 67.1783 | 100 | [7 empty] | CATEGORYB | NONSINGLE | 71319 | 0 | 0 |  | 0 |  | 0 |  |  | Transfer Loading < 100%
2018-AG1 | AFS3 | SWINGBUS |  |  | FDNS |  | 5 | 5 | 2018AG1AFS31T3985522WP | FROM->TO | LELAND OLDS 345/20.0KV TRANSFORMER CKT 1 | E | BEPC-SPP | WAPA | BEPC_GENS | BEPC_1628 | 0 | 659111 | LELAN32G 20.000 | 659105 | LELANDO3 345.00 | 0 |  | 1 | 22WP | 495 | 619 | 495 |  | 67.1783 | 100 | [7 empty] | CATEGORYB | NONSINGLE | 71625 | 0 | 0 |  | 0 |  | 0 |  |  | Transfer Loading < 100%
2018-AG1 | AFS3 | SWINGBUS |  |  | FDNS |  | 5 | 5 | 2018AG1AFS31T9175522WP | FROM->TO | LELAND OLDS 345/20.0KV TRANSFORMER CKT 1 | E | BEPC-SPP | WAPA | BEPC_GENS | BEPC_1628 | 0 | 659111 | LELAN32G 20.000 | 659105 | LELANDO3 345.00 | 0 |  | 1 | 22WP | 495 | 619 | 495 |  | 67.1783 | 100 | [7 empty] | CATEGORYB | NONSINGLE | 85790 | 0 | 0 |  | 0 |  | 0 |  |  | Transfer Loading < 100%
2018-AG1 | AFS3 | SWINGBUS |  |  | FDNS |  | 5 | 0 | 2018AG1AFS31T7915027SP | FROM->TO | LELAND OLDS 345/20.0KV TRANSFORMER CKT 1 | E | BEPC-SPP | WAPA | BEPC_GENS | BEPC_1628 | 0 | 659111 | LELAN32G 20.000 | 659105 | LELANDO3 345.00 | 0 |  | 1 | 27SP | 495 | 619 | 495 |  | 76.5468 | 96 | [7 empty] | CATEGORYB | NONSINGLE | 40043 | 0 | 0 |  | 0 |  | 0 |  |  | Transfer Loading < 100%
2018-AG1 | AFS3 | SWINGBUS |  |  | FDNS |  | 5 | 0 | 2018AG1AFS31T20655027SP | FROM->TO | LELAND OLDS 345/20.0KV TRANSFORMER CKT 1 | E | BEPC-SPP | WAPA | BEPC_GENS | BEPC_1628 | 0 | 659111 | LELAN32G 20.000 | 659105 | LELANDO3 345.00 | 0 |  | 1 | 27SP | 495 | 619 | 495 |  | 76.5468 | 96 | [7 empty] | CATEGORYB | NONSINGLE | 85852 | 0 | 0 |  | 0 |  | 0 |  |  | Transfer Loading < 100%
2018-AG1 | AFS3 | SWINGBUS |  |  | FDNS |  | 5 | 0 | 2018AG1AFS31T20665027SP | FROM->TO | LELAND OLDS 345/20.0KV TRANSFORMER CKT 1 | E | BEPC-SPP | WAPA | BEPC_GENS | BEPC_1628 | 0 | 659111 | LELAN32G 20.000 | 659105 | LELANDO3 345.00 | 0 |  | 1 | 27SP | 495 | 619 | 495 |  | 76.5468 | 96 | [7 empty] | CATEGORYB | NONSINGLE | 85856 | 0 | 0 |  | 0 |  | 0 |  |  | Transfer Loading < 100%
2018-AG1 | AFS3 | SWINGBUS |  |  | FDNS |  | 5 | 0 | 2018AG1AFS31T7905027SP | FROM->TO | LELAND OLDS 345/20.0KV TRANSFORMER CKT 1 | E | BEPC-SPP | WAPA | BEPC_GENS | BEPC_1628 | 0 | 659111 | LELAN32G 20.000 | 659105 | LELANDO3 345.00 | 0 |  | 1 | 27SP | 495 | 619 | 495 |  | 76.5466 | 95.9 | [7 empty] | CATEGORYB | NONSINGLE | 40042 | 0 | 0 |  | 0 |  | 0 |  |  | Transfer Loading < 100%
2018-AG1 | AFS3 | SWINGBUS |  |  | FDNS |  | 5 | 0 | 2018AG1AFS31T7925027SP | FROM->TO | LELAND OLDS 345/20.0KV TRANSFORMER CKT 1 | E | BEPC-SPP | WAPA | BEPC_GENS | BEPC_1628 | 0 | 659111 | LELAN32G 20.000 | 659105 | LELANDO3 345.00 | 0 |  | 1 | 27SP | 495 | 619 | 495 |  | 76.5436 | 95.9 | [7 empty] | CATEGORYB | NONSINGLE | 40044 | 0 | 0 |  | 0 |  | 0 |  |  | Transfer Loading < 100%
2018-AG1 | AFS3 | SWINGBUS |  |  | FDNS |  | 5 | 0 | 2018AG1AFS31T4975027WP | FROM->TO | LELAND OLDS 345/20.0KV TRANSFORMER CKT 1 | E | BEPC-SPP | WAPA | BEPC_GENS | BEPC_1628 | 0 | 659111 | LELAN32G 20.000 | 659105 | LELANDO3 345.00 | 0 |  | 1 | 27WP | 495 | 619 | 495 |  | 78.7064 | 96 | [7 empty] | CATEGORYB | NONSINGLE | 40042 | 0 | 0 |  | 0 |  | 0 |  |  | Transfer Loading < 100%
2018-AG1 | AFS3 | SWINGBUS |  |  | FDNS |  | 5 | 0 | 2018AG1AFS31T4985027WP | FROM->TO | LELAND OLDS 345/20.0KV TRANSFORMER CKT 1 | E | BEPC-SPP | WAPA | BEPC_GENS | BEPC_1628 | 0 | 659111 | LELAN32G 20.000 | 659105 | LELANDO3 345.00 | 0 |  | 1 | 27WP | 495 | 619 | 495 |  | 78.7076 | 96 | [7 empty] | CATEGORYB | NONSINGLE | 40043 | 0 | 0 |  | 0 |  | 0 |  |  | Transfer Loading < 100%
2018-AG1 | AFS3 | SWINGBUS |  |  | FDNS |  | 5 | 0 | 2018AG1AFS31T4995027WP | FROM->TO | LELAND OLDS 345/20.0KV TRANSFORMER CKT 1 | E | BEPC-SPP | WAPA | BEPC_GENS | BEPC_1628 | 0 | 659111 | LELAN32G 20.000 | 659105 | LELANDO3 345.00 | 0 |  | 1 | 27WP | 495 | 619 | 495 |  | 78.6672 | 96 | [7 empty] | CATEGORYB | NONSINGLE | 40044 | 0 | 0 |  | 0 |  | 0 |  |  | Transfer Loading < 100%
2018-AG1 | AFS3 | SWINGBUS |  |  | FDNS |  | 5 | 0 | 2018AG1AFS31T11525027WP | FROM->TO | LELAND OLDS 345/20.0KV TRANSFORMER CKT 1 | E | BEPC-SPP | WAPA | BEPC_GENS | BEPC_1628 | 0 | 659111 | LELAN32G 20.000 | 659105 | LELANDO3 345.00 | 0 |  | 1 | 27WP | 495 | 619 | 495 |  | 78.7076 | 96 | [7 empty] | CATEGORYB | NONSINGLE | 85852 | 0 | 0 |  | 0 |  | 0 |  |  | Transfer Loading < 100%
2018-AG1 | AFS3 | SWINGBUS |  |  | FDNS |  | 5 | 0 | 2018AG1AFS31T11535027WP | FROM->TO | LELAND OLDS 345/20.0KV TRANSFORMER CKT 1 | E | BEPC-SPP | WAPA | BEPC_GENS | BEPC_1628 | 0 | 659111 | LELAN32G 20.000 | 659105 | LELANDO3 345.00 | 0 |  | 1 | 27WP | 495 | 619 | 495 |  | 78.7076 | 96 | [7 empty] | CATEGORYB | NONSINGLE | 85856 | 0 | 0 |  | 0 |  | 0 |  |  | Transfer Loading < 100%
2018-AG1 | AFS3 |  | FDNS |  | FDNS |  | 5 | 5 | 2018AG1AFS31T11275527SP | FROM->TO | LEWIS & CLARK - RICHLAND 115KV CKT 1 | E | MDU | WAPA | MDU_1636 | WAPA-EMT/WND | 0 | 661056 | LEWIS 7 115.00 | 652451 | RICHLND7 115.00 | 0 |  | 1 | 27SP | 101 | 101 | 101 | 99.7 | 99.7374 | 98.8 | [7 empty] | CATEGORYB | NONSINGLE | 39909 | 0 | 0 |  | 0 |  | 0 |  |  | Transfer Loading < 100%
2018-AG1 | AFS3 |  | FDNS |  | FDNS |  | 5 | 5 | 2018AG1AFS31T11265527SP | FROM->TO | LEWIS & CLARK - RICHLAND 115KV CKT 1 | E | MDU | WAPA | MDU_1636 | WAPA-EMT/WND | 0 | 661056 | LEWIS 7 115.00 | 652451 | RICHLND7 115.00 | 0 |  | 1 | 27SP | 101 | 101 | 101 | 99 | 98.9509 | 98 | [7 empty] | CATEGORYB | NONSINGLE | 39908 | 0 | 0 |  | 0 |  | 0 |  |  | Transfer Loading < 100%
2018-AG1 | AFS3 |  | FDNS |  | FDNS |  | 5 | 5 | 2018AG1AFS31T12085527SP | FROM->TO | LEWIS & CLARK - RICHLAND 115KV CKT 1 | E | MDU | WAPA | MDU_1636 | WAPA-EMT/WND | 0 | 661056 | LEWIS 7 115.00 | 652451 | RICHLND7 115.00 | 0 |  | 1 | 27SP | 101 | 101 | 101 | 97.2 | 97.1564 | 96.5 | [7 empty] | CATEGORYB | NONSINGLE | 40231 | 0 | 0 |  | 0 |  | 0 |  |  | Transfer Loading < 100%
2018-AG1 | AFS3 |  |  |  | FDNS |  | 5 | 5 | 2018AG1AFS31T35485527SP | TO->FROM | LIEBERMAN - LONGWOOD 138KV CKT 1 | E | AEPW | AEPW | NWLA-EAST TX | NWLA-EAST TX | 0 | 508808 | LONGWD 4 138.00 | 508806 | LIEBERM4 138.00 | 0 |  | 1 | 27SP | 206 | 212 | 0 |  | 92.9282 | 97.2 | [7 empty] | CATEGORYB | NONSINGLE | SPPMGN 81 | 0 | 0 |  | 0 |  | 0 |  |  | Transfer Loading < 100%
2018-AG1 | AFS3 |  |  |  | FDNS |  | 5 | 0 | 2018AG1AFS31T27365027SP | FROM->TO | LIEBERMAN 138/13.8KV TRANSFORMER CKT 1 | E | AEPW | AEPW | NWLA-EAST TX | NWLA-EAST TX | 0 | 509402 | LIEBR4-1 13.800 | 508806 | LIEBERM4 138.00 | 0 |  | 1 | 27SP | 66.7 | 66.7 | 0 |  | 95.5904 | 95.6 | [7 empty] | CATEGORYB | NONSINGLE | SPPMGN 85 | 0 | 0 |  | 0 |  | 0 |  |  | Transfer Loading < 100%
2018-AG1 | AFS3 |  |  |  | FDNS |  | 5 | 0 | 2018AG1AFS31T27375027SP | FROM->TO | LIEBERMAN 138/13.8KV TRANSFORMER CKT 2 | E | AEPW | AEPW | NWLA-EAST TX | NWLA-EAST TX | 0 | 509402 | LIEBR4-1 13.800 | 508806 | LIEBERM4 138.00 | 0 |  | 2 | 27SP | 66.7 | 66.7 | 0 |  | 95.5904 | 95.6 | [7 empty] | CATEGORYB | NONSINGLE | SPPMGN 85 | 0 | 0 |  | 0 |  | 0 |  |  | Transfer Loading < 100%
2018-AG1 | AFS3 |  |  |  | FDNS |  | 5 | 5 | 2018AG1AFS31T35475527SP | FROM->TO | LONGWOOD - NORAM 138KV CKT 1 | E | AEPW | AEPW | NWLA-EAST TX | SHREVEPORT | 0 | 508808 | LONGWD 4 138.00 | 507774 | NORAM 4 138.00 | 0 |  | 1 | 27SP | 203 | 234 | 0 |  | 96.5362 | 96.8 | [7 empty] | CATEGORYB | NONSINGLE | SPPMGN 81 | 0 | 0 |  | 0 |  | 0 |  |  | Transfer Loading < 100%
2018-AG1 | AFS3 |  |  |  | FDNS |  | 5 | 5 | 2018AG1AFS31T10195527WP | TO->FROM | MANNING - SPIRIT MOUND 115KV CKT 1 | E | WAPA | WAPA | BEPC_1628 | WAPA-ESD/WMN | 0 | 659121 | SPIRITM7 115.00 | 652517 | MANNING7 115.00 | 0 |  | 1 | 27WP | 120 | 120 | 0 |  | 91.9258 | 95.1 | [7 empty] | CATEGORYB | NONSINGLE | 86314 | 0 | 0 |  | 0 |  | 0 |  |  | Transfer Loading < 100%
2018-AG1 | AFS3 |  | FDNS |  | FDNS |  | 5 | 0 | 2018AG1AFS31T10055019SP | FROM->TO | MARTIN CITY - SOUTHTOWN 161KV CKT 1 | E | KCPL | KCPL | GMO 1 | METRO | 0 | 541210 | MARTCTY5 161.00 | 542993 | STHTOWN5 161.00 | 0 |  | 1 | 19SP | 232 | 259 | 0 | 97.9 | 97.8952 | 99.7 | [7 empty] | CATEGORYB | NONSINGLE | 84786 | 0 | 0 |  | 0 |  | 0 |  |  | Transfer Loading < 100%
2018-AG1 | AFS3 |  | FDNS |  | FDNS |  | 5 | 0 | 2018AG1AFS31T13215019SP | TO->FROM | MAXWELL - NORTH PLATTE 115KV CKT 1 | E | NPPD | NPPD | NPPD_686 | NPPD_686 | 0 | 640287 | N.PLATT7 115.00 | 640267 | MAXWELS7 115.00 | 0 |  | 1 | 19SP | 215 | 215 | 236 | 98 | 97.9829 | 99.4 | [7 empty] | CATEGORYB | NONSINGLE | 85258 | 0 | 0 |  | 0 |  | 0 |  |  | Transfer Loading < 100%
2018-AG1 | AFS3 |  | FDNS |  | FDNS |  | 5 | 0 | 2018AG1AFS31T13195019SP | TO->FROM | MAXWELL - NORTH PLATTE 115KV CKT 1 | E | NPPD | NPPD | NPPD_686 | NPPD_686 | 0 | 640287 | N.PLATT7 115.00 | 640267 | MAXWELS7 115.00 | 0 |  | 1 | 19SP | 215 | 215 | 236 | 96.4 | 96.4462 | 97.9 | [7 empty] | CATEGORYB | NONSINGLE | 85255 | 0 | 0 |  | 0 |  | 0 |  |  | Transfer Loading < 100%
2018-AG1 | AFS3 |  |  |  | FDNSLock |  | 5 | 5 | 2018AG1AFS32T1165522SP | FROM->TO | MORRILL7 115.00 - SNAKECK7 115.00 115KV CKT 1 | E | NPPD | NPPD | WAPA_1603 | BEPC_1630 | 0 | 653312 | MORRILL7 115.00 | 659814 | SNAKECK7 115.00 | 0 |  | 1 | 22SP | 109 | 109 | 0 |  | 46.4655 | 98.7 | [7 empty] | CATEGORYB | NONSINGLE | 86699 | 0 | 0 |  | 0 |  | 0 |  |  | Transfer Loading < 100%
2018-AG1 | AFS3 |  |  |  | FDNS |  | 5 | 5 | 2018AG1AFS31T24785522SP | FROM->TO | MORRILL7 115.00 - SNAKECK7 115.00 115KV CKT 1 | E | NPPD | NPPD | WAPA_1603 | BEPC_1630 | 0 | 653312 | MORRILL7 115.00 | 659814 | SNAKECK7 115.00 | 0 |  | 1 | 22SP | 109 | 109 | 0 |  | 64.4246 | 95.9 | [7 empty] | CATEGORYB | NONSINGLE | 85286 | 0 | 0 |  | 0 |  | 0 |  |  | Transfer Loading < 100%
2018-AG1 | AFS3 |  |  |  | FDNS |  | 5 | 0 | 2018AG1AFS31T13655022SP | TO->FROM | NAPA JCT7 115.00 - UTICA 115KV CKT 1 | E | WAPA | WAPA | WAPA-ESD/WMN | NWPS | 0 | 652626 | UTICAJC7 115.00 | 660026 | NAPA JCT7 115.00 | 0 |  | 1 | 22SP | 120 | 120 | 0 |  | 59.3198 | 95.8 | [7 empty] | CATEGORYB | NONSINGLE | 85803 | 0 | 0 |  | 0 |  | 0 |  |  | Transfer Loading < 100%
2018-AG1 | AFS3 |  |  |  | FDNS |  | 5 | 0 | 2018AG1AFS31T5235027SP | TO->FROM | NAPA JCT7 115.00 - UTICA 115KV CKT 1 | E | WAPA | WAPA | WAPA-ESD/WMN | NWPS | 0 | 652626 | UTICAJC7 115.00 | 660026 | NAPA JCT7 115.00 | 0 |  | 1 | 27SP | 120 | 120 | 0 |  | 68.0895 | 97.5 | [7 empty] | CATEGORYB | NONSINGLE | 7157 | 0 | 0 |  | 0 |  | 0 |  |  | Transfer Loading < 100%
2018-AG1 | AFS3 |  |  |  | FDNS |  | 5 | 0 | 2018AG1AFS31T7935027SP | TO->FROM | NAPA JCT7 115.00 - UTICA 115KV CKT 1 | E | WAPA | WAPA | WAPA-ESD/WMN | NWPS | 0 | 652626 | UTICAJC7 115.00 | 660026 | NAPA JCT7 115.00 | 0 |  | 1 | 27SP | 120 | 120 | 0 |  | 58.0132 | 96.1 | [7 empty] | CATEGORYB | NONSINGLE | 40050 | 0 | 0 |  | 0 |  | 0 |  |  | Transfer Loading < 100%
2018-AG1 | AFS3 |  | FDNS |  | FDNS |  | 5 | 5 | 2018AG1AFS31T9405519SP | FROM->TO | NEOSHO (N345 TX-1) 345/138/13.8KV TRANSFORMER CKT 1 | E | WERE | WERE | SEAST | SEAST | 2 | 532793 | NEOSHO 7 345.00 | 533021 | NEOSHO 4 138.00 | 532824 | N345 1 1 13.800 | 1 | 19SP | 400 | 440 | 0 | 96.9 | 96.8865 | 97.8 | [7 empty] | CATEGORYB | NONSINGLE | 8284 | 0 | 0 |  | 0 |  | 0 |  |  | Transfer Loading < 100%
2018-AG1 | AFS3 |  |  |  | FDNS |  | 5 | 5 | 2018AG1AFS31T35465527SP | FROM->TO | NORAM - RAINES 138KV CKT 1 | E | AEPW | AEPW | SHREVEPORT | SHREVEPORT | 0 | 507774 | NORAM 4 138.00 | 507749 | RAINES 4 138.00 | 0 |  | 1 | 27SP | 203 | 234 | 0 |  | 95.0634 | 95.3 | [7 empty] | CATEGORYB | NONSINGLE | SPPMGN 81 | 0 | 0 |  | 0 |  | 0 |  |  | Transfer Loading < 100%
2018-AG1 | AFS3 |  |  |  | FDNS |  | 5 | 0 | 2018AG1AFS31T15815027WP | FROM->TO | NORFORK - SOUTHLAND AECC 161KV CKT 1 | E | SWPA | EES | EMINTH | EES_ARK | 0 | 505448 | NORFORK5 161.00 | 338814 | 5SOLAND# 161.00 | 0 |  | 1 | 27WP | 161 | 161 | 161 |  | 97.149 | 97.5 | [7 empty] | CATEGORYB | NONSINGLE | SPPMGN 98 | 0 | 0 |  | 0 |  | 0 |  |  | Transfer Loading < 100%
2018-AG1 | AFS3 | SWINGBUS |  |  | FDNS |  | 5 | 0 | 2018AG1AFS31T4885019SP | FROM->TO | OAHE 115/13.8KV TRANSFORMER CKT 1 | E | WAPA | WAPA | WAPA_1603 | WAPA_1603 | 0 | 652559 | OAHE 1G 13.800 | 652520 | OAHE 7 115.00 | 0 |  | 1 | 19SP | 103 | 129 | 0 |  | 75.1802 | 99 | [7 empty] | CATEGORYB | NONSINGLE | 39896 | 0 | 0 |  | 0 |  | 0 |  |  | Transfer Loading < 100%
2018-AG1 | AFS3 | SWINGBUS | FDNS |  | FDNS |  | 5 | 5 | 2018AG1AFS31T14325519SP | FROM->TO | OAHE 115/13.8KV TRANSFORMER CKT 1 | E | WAPA | WAPA | WAPA_1603 | WAPA_1603 | 0 | 652559 | OAHE 1G 13.800 | 652520 | OAHE 7 115.00 | 0 |  | 1 | 19SP | 103 | 129 | 0 | 116.6 | 116.5691 | 95.5 | [7 empty] | CATEGORYB | NONSINGLE | 40055 | 0 | 0 |  | 0 |  | 0 |  |  | Transfer Loading < 100%
2018-AG1 | AFS3 | SWINGBUS | FDNS |  | FDNS |  | 5 | 5 | 2018AG1AFS31T29975519SP | FROM->TO | OAHE 115/13.8KV TRANSFORMER CKT 1 | E | WAPA | WAPA | WAPA_1603 | WAPA_1603 | 0 | 652559 | OAHE 1G 13.800 | 652520 | OAHE 7 115.00 | 0 |  | 1 | 19SP | 103 | 129 | 0 | 116.6 | 116.5691 | 95.5 | [7 empty] | CATEGORYB | NONSINGLE | 86238 | 0 | 0 |  | 0 |  | 0 |  |  | Transfer Loading < 100%
2018-AG1 | AFS3 | SWINGBUS | FDNS |  | FDNS |  | 5 | 5 | 2018AG1AFS31T30005519SP | FROM->TO | OAHE 115/13.8KV TRANSFORMER CKT 1 | E | WAPA | WAPA | WAPA_1603 | WAPA_1603 | 0 | 652559 | OAHE 1G 13.800 | 652520 | OAHE 7 115.00 | 0 |  | 1 | 19SP | 103 | 129 | 0 | 116.6 | 116.5691 | 95.5 | [7 empty] | CATEGORYB | NONSINGLE | 86244 | 0 | 0 |  | 0 |  | 0 |  |  | Transfer Loading < 100%
2018-AG1 | AFS3 | SWINGBUS | FDNS |  | FDNS |  | 5 | 5 | 2018AG1AFS31T2955519WP | FROM->TO | OAHE 115/13.8KV TRANSFORMER CKT 1 | E | WAPA | WAPA | WAPA_1603 | WAPA_1603 | 0 | 652559 | OAHE 1G 13.800 | 652520 | OAHE 7 115.00 | 0 |  | 1 | 19WP | 103 | 129 | 0 | 97.8 | 97.7556 | 99.2 | [7 empty] | CATEGORYB | NONSINGLE | 40231 | 0 | 0 |  | 0 |  | 0 |  |  | Transfer Loading < 100%
2018-AG1 | AFS3 | SWINGBUS | FDNS |  | FDNS |  | 5 | 5 | 2018AG1AFS31T8265519WP | FROM->TO | OAHE 115/13.8KV TRANSFORMER CKT 1 | E | WAPA | WAPA | WAPA_1603 | WAPA_1603 | 0 | 652559 | OAHE 1G 13.800 | 652520 | OAHE 7 115.00 | 0 |  | 1 | 19WP | 103 | 129 | 0 | 97.2 | 97.2447 | 97.8 | [7 empty] | CATEGORYB | NONSINGLE | 87074 | 0 | 0 |  | 0 |  | 0 |  |  | Transfer Loading < 100%
2018-AG1 | AFS3 | SWINGBUS | FDNS |  | FDNS |  | 5 | 0 | 2018AG1AFS31T3055019WP | FROM->TO | OAHE 115/13.8KV TRANSFORMER CKT 1 | E | WAPA | WAPA | WAPA_1603 | WAPA_1603 | 0 | 652559 | OAHE 1G 13.800 | 652520 | OAHE 7 115.00 | 0 |  | 1 | 19WP | 103 | 129 | 0 | 100 | 100.0379 | 95.3 | [7 empty] | CATEGORYB | NONSINGLE | 39915 | 0 | 0 |  | 0 |  | 0 |  |  | Transfer Loading < 100%
2018-AG1 | AFS3 | SWINGBUS | FDNS |  | FDNS |  | 5 | 0 | 2018AG1AFS31T3995019WP | FROM->TO | OAHE 115/13.8KV TRANSFORMER CKT 1 | E | WAPA | WAPA | WAPA_1603 | WAPA_1603 | 0 | 652559 | OAHE 1G 13.800 | 652520 | OAHE 7 115.00 | 0 |  | 1 | 19WP | 103 | 129 | 0 | 100 | 100.0391 | 95.3 | [7 empty] | CATEGORYB | NONSINGLE | 79232 | 0 | 0 |  | 0 |  | 0 |  |  | Transfer Loading < 100%
2018-AG1 | AFS3 | SWINGBUS | FDNS |  | FDNS |  | 5 | 0 | 2018AG1AFS31T8765019WP | FROM->TO | OAHE 115/13.8KV TRANSFORMER CKT 1 | E | WAPA | WAPA | WAPA_1603 | WAPA_1603 | 0 | 652559 | OAHE 1G 13.800 | 652520 | OAHE 7 115.00 | 0 |  | 1 | 19WP | 103 | 129 | 0 | 100 | 100.0379 | 95.3 | [7 empty] | CATEGORYB | NONSINGLE | 86929 | 0 | 0 |  | 0 |  | 0 |  |  | Transfer Loading < 100%
2018-AG1 | AFS3 | SWINGBUS | FDNS |  | FDNS |  | 5 | 5 | 2018AG1AFS31T6645522SP | FROM->TO | OAHE 115/13.8KV TRANSFORMER CKT 1 | E | WAPA | WAPA | WAPA_1603 | WAPA_1603 | 0 | 652559 | OAHE 1G 13.800 | 652520 | OAHE 7 115.00 | 0 |  | 1 | 22SP | 103 | 129 | 0 | 104.9 | 76.1061 | 100 | [7 empty] | CATEGORYB | GENOUT | 7068-GAVINS POINT | 0 | 0 |  | 0 |  | 0 |  |  | Transfer Loading < 100%
2018-AG1 | AFS3 | SWINGBUS | FDNS |  | FDNS |  | 5 | 5 | 2018AG1AFS31T6665522SP | FROM->TO | OAHE 115/13.8KV TRANSFORMER CKT 1 | E | WAPA | WAPA | WAPA_1603 | WAPA_1603 | 0 | 652559 | OAHE 1G 13.800 | 652520 | OAHE 7 115.00 | 0 |  | 1 | 22SP | 103 | 129 | 0 | 104.9 | 76.1061 | 100 | [7 empty] | CATEGORYB | GENOUT | 7070-GAVINS POINT | 0 | 0 |  | 0 |  | 0 |  |  | Transfer Loading < 100%
2018-AG1 | AFS3 | SWINGBUS | FDNS |  | FDNS |  | 5 | 5 | 2018AG1AFS31T6655522SP | FROM->TO | OAHE 115/13.8KV TRANSFORMER CKT 1 | E | WAPA | WAPA | WAPA_1603 | WAPA_1603 | 0 | 652559 | OAHE 1G 13.800 | 652520 | OAHE 7 115.00 | 0 |  | 1 | 22SP | 103 | 129 | 0 | 104.9 | 76.1061 | 99.9 | [7 empty] | CATEGORYB | GENOUT | 7069-GAVINS POINT | 0 | 0 |  | 0 |  | 0 |  |  | Transfer Loading < 100%
2018-AG1 | AFS3 | SWINGBUS | FDNS |  | FDNS |  | 5 | 5 | 2018AG1AFS31T6495522SP | FROM->TO | OAHE 115/13.8KV TRANSFORMER CKT 1 | E | WAPA | WAPA | WAPA_1603 | WAPA_1603 | 0 | 652559 | OAHE 1G 13.800 | 652520 | OAHE 7 115.00 | 0 |  | 1 | 22SP | 103 | 129 | 0 | 103.3 | 76.1061 | 99.6 | [7 empty] | CATEGORYB | GENOUT | 7053-FT PECK | 0 | 0 |  | 0 |  | 0 |  |  | Transfer Loading < 100%
2018-AG1 | AFS3 | SWINGBUS | FDNS |  | FDNS |  | 5 | 5 | 2018AG1AFS31T6635522SP | FROM->TO | OAHE 115/13.8KV TRANSFORMER CKT 1 | E | WAPA | WAPA | WAPA_1603 | WAPA_1603 | 0 | 652559 | OAHE 1G 13.800 | 652520 | OAHE 7 115.00 | 0 |  | 1 | 22SP | 103 | 129 | 0 | 98.9 | 76.1061 | 95 | [7 empty] | CATEGORYB | GENOUT | 7067-GARRISON | 0 | 0 |  | 0 |  | 0 |  |  | Transfer Loading < 100%
2018-AG1 | AFS3 | SWINGBUS | FDNS |  | FDNS |  | 5 | 5 | 2018AG1AFS31T3075522WP | FROM->TO | OAHE 115/13.8KV TRANSFORMER CKT 1 | E | WAPA | WAPA | WAPA_1603 | WAPA_1603 | 0 | 652559 | OAHE 1G 13.800 | 652520 | OAHE 7 115.00 | 0 |  | 1 | 22WP | 103 | 129 | 0 | 105.5 | 105.4912 | 99.3 | [7 empty] | CATEGORYB | NONSINGLE | 39915 | 0 | 0 |  | 0 |  | 0 |  |  | Transfer Loading < 100%
2018-AG1 | AFS3 | SWINGBUS | FDNS |  | FDNS |  | 5 | 5 | 2018AG1AFS31T4345522WP | FROM->TO | OAHE 115/13.8KV TRANSFORMER CKT 1 | E | WAPA | WAPA | WAPA_1603 | WAPA_1603 | 0 | 652559 | OAHE 1G 13.800 | 652520 | OAHE 7 115.00 | 0 |  | 1 | 22WP | 103 | 129 | 0 | 105.5 | 105.4977 | 99.3 | [7 empty] | CATEGORYB | NONSINGLE | 79232 | 0 | 0 |  | 0 |  | 0 |  |  | Transfer Loading < 100%
2018-AG1 | AFS3 | SWINGBUS | FDNS |  | FDNS |  | 5 | 5 | 2018AG1AFS31T10175522WP | FROM->TO | OAHE 115/13.8KV TRANSFORMER CKT 1 | E | WAPA | WAPA | WAPA_1603 | WAPA_1603 | 0 | 652559 | OAHE 1G 13.800 | 652520 | OAHE 7 115.00 | 0 |  | 1 | 22WP | 103 | 129 | 0 | 105.5 | 105.4912 | 99.3 | [7 empty] | CATEGORYB | NONSINGLE | 86929 | 0 | 0 |  | 0 |  | 0 |  |  | Transfer Loading < 100%
2018-AG1 | AFS3 | SWINGBUS | FDNS |  | FDNS |  | 5 | 0 | 2018AG1AFS31T3345022WP | FROM->TO | OAHE 115/13.8KV TRANSFORMER CKT 1 | E | WAPA | WAPA | WAPA_1603 | WAPA_1603 | 0 | 652559 | OAHE 1G 13.800 | 652520 | OAHE 7 115.00 | 0 |  | 1 | 22WP | 103 | 129 | 0 | 103.5 | 103.5031 | 97.8 | [7 empty] | CATEGORYB | NONSINGLE | 39915 | 0 | 0 |  | 0 |  | 0 |  |  | Transfer Loading < 100%
2018-AG1 | AFS3 | SWINGBUS | FDNS |  | FDNS-CHECK-TC-Iteration Limit Exceeded. |  | 5 | 0 | 2018AG1AFS31T4405022WP | FROM->TO | OAHE 115/13.8KV TRANSFORMER CKT 1 | E | WAPA | WAPA | WAPA_1603 | WAPA_1603 | 0 | 652559 | OAHE 1G 13.800 | 652520 | OAHE 7 115.00 | 0 |  | 1 | 22WP | 103 | 129 | 0 | 103.5 | -999 | 97.8 | [7 empty] | CATEGORYB | NONSINGLE | 79232 | 0 | 0 |  | 0 |  | 0 |  |  | Transfer Loading < 100%
2018-AG1 | AFS3 | SWINGBUS | FDNS |  | FDNS |  | 5 | 0 | 2018AG1AFS31T8825022WP | FROM->TO | OAHE 115/13.8KV TRANSFORMER CKT 1 | E | WAPA | WAPA | WAPA_1603 | WAPA_1603 | 0 | 652559 | OAHE 1G 13.800 | 652520 | OAHE 7 115.00 | 0 |  | 1 | 22WP | 103 | 129 | 0 | 103.5 | 103.5031 | 97.8 | [7 empty] | CATEGORYB | NONSINGLE | 86929 | 0 | 0 |  | 0 |  | 0 |  |  | Transfer Loading < 100%
2018-AG1 | AFS3 | SWINGBUS | FDNS |  | FDNS |  | 5 | 5 | 2018AG1AFS31T1745522WP | FROM->TO | OAHE 115/13.8KV TRANSFORMER CKT 1 | E | WAPA | WAPA | WAPA_1603 | WAPA_1603 | 0 | 652559 | OAHE 1G 13.800 | 652520 | OAHE 7 115.00 | 0 |  | 1 | 22WP | 103 | 129 | 0 | 101.5 | 80.2543 | 95.7 | [7 empty] | CATEGORYB | GENOUT | 7068-GAVINS POINT | 0 | 0 |  | 0 |  | 0 |  |  | Transfer Loading < 100%
2018-AG1 | AFS3 | SWINGBUS | FDNS |  | FDNS |  | 5 | 5 | 2018AG1AFS31T9485522WP | FROM->TO | OAHE 115/13.8KV TRANSFORMER CKT 1 | E | WAPA | WAPA | WAPA_1603 | WAPA_1603 | 0 | 652559 | OAHE 1G 13.800 | 652520 | OAHE 7 115.00 | 0 |  | 1 | 22WP | 103 | 129 | 0 | 102.7 | 102.6985 | 95.5 | [7 empty] | CATEGORYB | NONSINGLE | 86314 | 0 | 0 |  | 0 |  | 0 |  |  | Transfer Loading < 100%
2018-AG1 | AFS3 | SWINGBUS | FDNS |  | FDNS |  | 5 | 0 | 2018AG1AFS31T4145022WP | FROM->TO | OAHE 115/13.8KV TRANSFORMER CKT 1 | E | WAPA | WAPA | WAPA_1603 | WAPA_1603 | 0 | 652559 | OAHE 1G 13.800 | 652520 | OAHE 7 115.00 | 0 |  | 1 | 22WP | 103 | 129 | 0 | 98.9 | 98.8772 | 95 | [7 empty] | CATEGORYB | NONSINGLE | 71640 | 0 | 0 |  | 0 |  | 0 |  |  | Transfer Loading < 100%
2018-AG1 | AFS3 | SWINGBUS | FDNS |  | FDNS |  | 5 | 0 | 2018AG1AFS31T8335022WP | FROM->TO | OAHE 115/13.8KV TRANSFORMER CKT 1 | E | WAPA | WAPA | WAPA_1603 | WAPA_1603 | 0 | 652559 | OAHE 1G 13.800 | 652520 | OAHE 7 115.00 | 0 |  | 1 | 22WP | 103 | 129 | 0 | 98.9 | 98.8772 | 95 | [7 empty] | CATEGORYB | NONSINGLE | 86319 | 0 | 0 |  | 0 |  | 0 |  |  | Transfer Loading < 100%
2018-AG1 | AFS3 | SWINGBUS | FDNS |  | FDNS |  | 5 | 0 | 2018AG1AFS31T4985027SP | FROM->TO | OAHE 115/13.8KV TRANSFORMER CKT 1 | E | WAPA | WAPA | WAPA_1603 | WAPA_1603 | 0 | 652559 | OAHE 1G 13.800 | 652520 | OAHE 7 115.00 | 0 |  | 1 | 27SP | 103 | 129 | 0 | 105.9 | 77.7169 | 100 | [7 empty] | CATEGORYB | GENOUT | 7053-FT PECK | 0 | 0 |  | 0 |  | 0 |  |  | Transfer Loading < 100%
2018-AG1 | AFS3 | SWINGBUS | FDNS |  | FDNS |  | 5 | 0 | 2018AG1AFS31T5135027SP | FROM->TO | OAHE 115/13.8KV TRANSFORMER CKT 1 | E | WAPA | WAPA | WAPA_1603 | WAPA_1603 | 0 | 652559 | OAHE 1G 13.800 | 652520 | OAHE 7 115.00 | 0 |  | 1 | 27SP | 103 | 129 | 0 | 106.7 | 77.7169 | 99.8 | [7 empty] | CATEGORYB | GENOUT | 7068-GAVINS POINT | 0 | 0 |  | 0 |  | 0 |  |  | Transfer Loading < 100%
2018-AG1 | AFS3 | SWINGBUS | FDNS |  | FDNS |  | 5 | 0 | 2018AG1AFS31T5145027SP | FROM->TO | OAHE 115/13.8KV TRANSFORMER CKT 1 | E | WAPA | WAPA | WAPA_1603 | WAPA_1603 | 0 | 652559 | OAHE 1G 13.800 | 652520 | OAHE 7 115.00 | 0 |  | 1 | 27SP | 103 | 129 | 0 | 106.7 | 77.7169 | 99.7 | [7 empty] | CATEGORYB | GENOUT | 7069-GAVINS POINT | 0 | 0 |  | 0 |  | 0 |  |  | Transfer Loading < 100%
2018-AG1 | AFS3 | SWINGBUS | FDNS |  | FDNS |  | 5 | 0 | 2018AG1AFS31T5155027SP | FROM->TO | OAHE 115/13.8KV TRANSFORMER CKT 1 | E | WAPA | WAPA | WAPA_1603 | WAPA_1603 | 0 | 652559 | OAHE 1G 13.800 | 652520 | OAHE 7 115.00 | 0 |  | 1 | 27SP | 103 | 129 | 0 | 106.7 | 77.7169 | 99.7 | [7 empty] | CATEGORYB | GENOUT | 7070-GAVINS POINT | 0 | 0 |  | 0 |  | 0 |  |  | Transfer Loading < 100%
2018-AG1 | AFS3 | SWINGBUS | FDNS |  | FDNS |  | 5 | 5 | 2018AG1AFS31T6225527SP | FROM->TO | OAHE 115/13.8KV TRANSFORMER CKT 1 | E | WAPA | WAPA | WAPA_1603 | WAPA_1603 | 0 | 652559 | OAHE 1G 13.800 | 652520 | OAHE 7 115.00 | 0 |  | 1 | 27SP | 103 | 129 | 0 | 104.3 | 76.3269 | 99.2 | [7 empty] | CATEGORYB | GENOUT | 7053-FT PECK | 0 | 0 |  | 0 |  | 0 |  |  | Transfer Loading < 100%
2018-AG1 | AFS3 | SWINGBUS | FDNS |  | FDNS |  | 5 | 5 | 2018AG1AFS31T3075527WP | FROM->TO | OAHE 115/13.8KV TRANSFORMER CKT 1 | E | WAPA | WAPA | WAPA_1603 | WAPA_1603 | 0 | 652559 | OAHE 1G 13.800 | 652520 | OAHE 7 115.00 | 0 |  | 1 | 27WP | 103 | 129 | 0 | 120.2 | 120.1518 | 99.2 | [7 empty] | CATEGORYB | NONSINGLE | 39896 | 0 | 0 |  | 0 |  | 0 |  |  | Transfer Loading < 100%
2018-AG1 | AFS3 | SWINGBUS | FDNS |  | FDNS |  | 5 | 5 | 2018AG1AFS31T2985527WP | FROM->TO | OAHE 115/13.8KV TRANSFORMER CKT 1 | E | WAPA | WAPA | WAPA_1603 | WAPA_1603 | 0 | 652559 | OAHE 1G 13.800 | 652520 | OAHE 7 115.00 | 0 |  | 1 | 27WP | 103 | 129 | 0 | 101.5 | 101.4588 | 95.8 | [7 empty] | CATEGORYB | NONSINGLE | 39841 | 0 | 0 |  | 0 |  | 0 |  |  | Transfer Loading < 100%
2018-AG1 | AFS3 | SWINGBUS | FDNS |  | FDNS |  | 5 | 5 | 2018AG1AFS31T9455527WP | FROM->TO | OAHE 115/13.8KV TRANSFORMER CKT 1 | E | WAPA | WAPA | WAPA_1603 | WAPA_1603 | 0 | 652559 | OAHE 1G 13.800 | 652520 | OAHE 7 115.00 | 0 |  | 1 | 27WP | 103 | 129 | 0 | 101.5 | 101.4588 | 95.8 | [7 empty] | CATEGORYB | NONSINGLE | 85647 | 0 | 0 |  | 0 |  | 0 |  |  | Transfer Loading < 100%
2018-AG1 | AFS3 | SWINGBUS | FDNS |  | FDNS |  | 5 | 5 | 2018AG1AFS31T9675527WP | FROM->TO | OAHE 115/13.8KV TRANSFORMER CKT 1 | E | WAPA | WAPA | WAPA_1603 | WAPA_1603 | 0 | 652559 | OAHE 1G 13.800 | 652520 | OAHE 7 115.00 | 0 |  | 1 | 27WP | 103 | 129 | 0 | 101.5 | 101.4588 | 95.8 | [7 empty] | CATEGORYB | NONSINGLE | 85737 | 0 | 0 |  | 0 |  | 0 |  |  | Transfer Loading < 100%
2018-AG1 | AFS3 | SWINGBUS | FDNS |  | FDNS |  | 5 | 5 | 2018AG1AFS31T9755527WP | FROM->TO | OAHE 115/13.8KV TRANSFORMER CKT 1 | E | WAPA | WAPA | WAPA_1603 | WAPA_1603 | 0 | 652559 | OAHE 1G 13.800 | 652520 | OAHE 7 115.00 | 0 |  | 1 | 27WP | 103 | 129 | 0 | 101.5 | 101.4588 | 95.8 | [7 empty] | CATEGORYB | NONSINGLE | 85770 | 0 | 0 |  | 0 |  | 0 |  |  | Transfer Loading < 100%
2018-AG1 | AFS3 | SWINGBUS | FDNS |  | FDNS |  | 5 | 5 | 2018AG1AFS31T9835527WP | FROM->TO | OAHE 115/13.8KV TRANSFORMER CKT 1 | E | WAPA | WAPA | WAPA_1603 | WAPA_1603 | 0 | 652559 | OAHE 1G 13.800 | 652520 | OAHE 7 115.00 | 0 |  | 1 | 27WP | 103 | 129 | 0 | 101.5 | 101.4588 | 95.8 | [7 empty] | CATEGORYB | NONSINGLE | 85786 | 0 | 0 |  | 0 |  | 0 |  |  | Transfer Loading < 100%
2018-AG1 | AFS3 | SWINGBUS | FDNS |  | FDNS |  | 5 | 5 | 2018AG1AFS31T10415527WP | FROM->TO | OAHE 115/13.8KV TRANSFORMER CKT 1 | E | WAPA | WAPA | WAPA_1603 | WAPA_1603 | 0 | 652559 | OAHE 1G 13.800 | 652520 | OAHE 7 115.00 | 0 |  | 1 | 27WP | 103 | 129 | 0 | 101.5 | 101.4588 | 95.8 | [7 empty] | CATEGORYB | NONSINGLE | 86321 | 0 | 0 |  | 0 |  | 0 |  |  | Transfer Loading < 100%
2018-AG1 | AFS3 | SWINGBUS | FDNS |  | FDNS |  | 5 | 5 | 2018AG1AFS31T4595527WP | FROM->TO | OAHE 115/13.8KV TRANSFORMER CKT 1 | E | WAPA | WAPA | WAPA_1603 | WAPA_1603 | 0 | 652559 | OAHE 1G 13.800 | 652520 | OAHE 7 115.00 | 0 |  | 1 | 27WP | 103 | 129 | 0 | 102 | 102.0482 | 95.5 | [7 empty] | CATEGORYB | NONSINGLE | 71640 | 0 | 0 |  | 0 |  | 0 |  |  | Transfer Loading < 100%
2018-AG1 | AFS3 | SWINGBUS | FDNS |  | FDNS |  | 5 | 5 | 2018AG1AFS31T10265527WP | FROM->TO | OAHE 115/13.8KV TRANSFORMER CKT 1 | E | WAPA | WAPA | WAPA_1603 | WAPA_1603 | 0 | 652559 | OAHE 1G 13.800 | 652520 | OAHE 7 115.00 | 0 |  | 1 | 27WP | 103 | 129 | 0 | 102 | 102.0482 | 95.5 | [7 empty] | CATEGORYB | NONSINGLE | 86319 | 0 | 0 |  | 0 |  | 0 |  |  | Transfer Loading < 100%
2018-AG1 | AFS3 | SWINGBUS | FDNS |  | FDNS |  | 5 | 0 | 2018AG1AFS31T5875027WP | FROM->TO | OAHE 115/13.8KV TRANSFORMER CKT 1 | E | WAPA | WAPA | WAPA_1603 | WAPA_1603 | 0 | 652559 | OAHE 1G 13.800 | 652520 | OAHE 7 115.00 | 0 |  | 1 | 27WP | 103 | 129 | 0 | 100.8 | 100.7065 | 95.4 | [7 empty] | CATEGORYB | NONSINGLE | 71640 | 0 | 0 |  | 0 |  | 0 |  |  | Transfer Loading < 100%
2018-AG1 | AFS3 | SWINGBUS | FDNS |  | FDNS |  | 5 | 0 | 2018AG1AFS31T11935027WP | FROM->TO | OAHE 115/13.8KV TRANSFORMER CKT 1 | E | WAPA | WAPA | WAPA_1603 | WAPA_1603 | 0 | 652559 | OAHE 1G 13.800 | 652520 | OAHE 7 115.00 | 0 |  | 1 | 27WP | 103 | 129 | 0 | 100.8 | 100.7065 | 95.4 | [7 empty] | CATEGORYB | NONSINGLE | 86319 | 0 | 0 |  | 0 |  | 0 |  |  | Transfer Loading < 100%
2018-AG1 | AFS3 |  |  |  | FDNS |  | 5 | 5 | 2018AG1AFS31T24545527SP | TO->FROM | OGALALA7 115.00 - OGALALANPPD7115.00 115KV CKT Z | E | NPPD | NPPD | NPPD_686 | BEPC_1630 | 0 | 640304 | OGALALANPPD7115.00 | 659801 | OGALALA7 115.00 | 0 |  | Z | 27SP | 266 | 266 | 292 |  | 94.154 | 96.5 | [7 empty] | CATEGORYB | NONSINGLE | 85427 | 0 | 0 |  | 0 |  | 0 |  |  | Transfer Loading < 100%
2018-AG1 | AFS3 |  |  |  | FDNSLock |  | 5 | 0 | 2018AG1AFS32T295022SP | TO->FROM | OGALLALA - SIDNEY 230KV CKT 1 | E | NPPD | NPPD | BEPC_1630 | NPPD_686 | 0 | 659134 | SIDNEY 4 230.00 | 640302 | OGALALA4 230.00 | 0 |  | 1 | 22SP | 320 | 320 | 352 |  | 87.9986 | 95.6 | [7 empty] | CATEGORYB | NONSINGLE | 85249 | 0 | 0 |  | 0 |  | 0 |  |  | Transfer Loading < 100%
2018-AG1 | AFS3 |  |  |  | FDNSLock |  | 5 | 0 | 2018AG1AFS32T315022WP | TO->FROM | OGALLALA - SIDNEY 230KV CKT 1 | E | NPPD | NPPD | BEPC_1630 | NPPD_686 | 0 | 659134 | SIDNEY 4 230.00 | 640302 | OGALALA4 230.00 | 0 |  | 1 | 22WP | 320 | 320 | 352 |  | 86.925 | 95.8 | [7 empty] | CATEGORYB | NONSINGLE | 85249 | 0 | 0 |  | 0 |  | 0 |  |  | Transfer Loading < 100%
2018-AG1 | AFS3 |  | FDNS |  | FDNS |  | 5 | 5 | 2018AG1AFS31T24155519SP | TO->FROM | OLATHE - OXFORD 161KV CKT 1 | E | KCPL | KCPL | JOCO | JOCO | 0 | 543046 | OXFORD 5 161.00 | 543036 | OLATHE 5 161.00 | 0 |  | 1 | 19SP | 293 | 334 | 0 | 95.4 | 95.414 | 96.2 | [7 empty] | CATEGORYB | NONSINGLE | 84788 | 0 | 0 |  | 0 |  | 0 |  |  | Transfer Loading < 100%
2018-AG1 | AFS3 |  | FDNS |  | FDNS |  | 5 | 5 | 2018AG1AFS31T22485519SP | TO->FROM | OLATHE - OXFORD 161KV CKT 1 | E | KCPL | KCPL | JOCO | JOCO | 0 | 543046 | OXFORD 5 161.00 | 543036 | OLATHE 5 161.00 | 0 |  | 1 | 19SP | 293 | 334 | 0 | 95.1 | 95.0929 | 95.9 | [7 empty] | CATEGORYB | NONSINGLE | 84682 | 0 | 0 |  | 0 |  | 0 |  |  | Transfer Loading < 100%
2018-AG1 | AFS3 |  |  |  | FDNS |  | 5 | 0 | 2018AG1AFS31T20165027SP | TO->FROM | ONEILL - SPENCER 115KV CKT 1 | E | NPPD | NPPD | NPPD_686 | NPPD_686 | 0 | 640349 | SPENCER7 115.00 | 640305 | ONEILL 7 115.00 | 0 |  | 1 | 27SP | 120 | 120 | 128 |  | 91.5887 | 96 | [7 empty] | CATEGORYB | NONSINGLE | 85312 | 0 | 0 |  | 0 |  | 0 |  |  | Transfer Loading < 100%
2018-AG1 | AFS3 |  |  |  | FDNS |  | 5 | 0 | 2018AG1AFS31T20285027SP | TO->FROM | ONEILL - SPENCER 115KV CKT 1 | E | NPPD | NPPD | NPPD_686 | NPPD_686 | 0 | 640349 | SPENCER7 115.00 | 640305 | ONEILL 7 115.00 | 0 |  | 1 | 27SP | 120 | 120 | 128 |  | 91.329 | 95.8 | [7 empty] | CATEGORYB | NONSINGLE | 85391 | 0 | 0 |  | 0 |  | 0 |  |  | Transfer Loading < 100%
2018-AG1 | AFS3 |  |  |  | FDNS |  | 5 | 0 | 2018AG1AFS31T4785027SP | TO->FROM | ONEILL - SPENCER 115KV CKT 1 | E | NPPD | NPPD | NPPD_686 | NPPD_686 | 0 | 640349 | SPENCER7 115.00 | 640305 | ONEILL 7 115.00 | 0 |  | 1 | 27SP | 120 | 120 | 128 |  | 91.1271 | 95.6 | [7 empty] | CATEGORYB | NONSINGLE | 6770 | 0 | 0 |  | 0 |  | 0 |  |  | Transfer Loading < 100%
2018-AG1 | AFS3 | GSU |  |  | FDNS |  | 5 | 0 | 2018AG1AFS31T17205019SP | FROM->TO | PERRYVILLE 500/18.0KV TRANSFORMER CKT 1 | E | EES | EES | EES_ELL-N | EES_ELL-N | 0 | 337429 | 1PERRYV_C2 18.000 | 337427 | 8PERRYVILLE%500.00 | 0 |  | 1 | 19SP | 215 | 215 | 0 |  | 99.4378 | 99.427 | [7 empty] | CATEGORYB | NONSINGLE | SPPMGN 31 | 0 | 0 |  | 0 |  | 0 |  |  | Transfer Loading < 100%
2018-AG1 | AFS3 | GSU |  |  | FDNS |  | 5 | 5 | 2018AG1AFS31T40415519SP | FROM->TO | PERRYVILLE 500/18.0KV TRANSFORMER CKT 1 | E | EES | EES | EES_ELL-N | EES_ELL-N | 0 | 337429 | 1PERRYV_C2 18.000 | 337427 | 8PERRYVILLE%500.00 | 0 |  | 1 | 19SP | 215 | 215 | 0 |  | 96.2472 | 96.2838 | [7 empty] | CATEGORYB | NONSINGLE | SPPMGN 31 | 0 | 0 |  | 0 |  | 0 |  |  | Transfer Loading < 100%
2018-AG1 | AFS3 | GSU |  |  | FDNS |  | 5 | 0 | 2018AG1AFS31T17235022SP | FROM->TO | PERRYVILLE 500/18.0KV TRANSFORMER CKT 1 | E | EES | EES | EES_ELL-N | EES_ELL-N | 0 | 337429 | 1PERRYV_C2 18.000 | 337427 | 8PERRYVILLE%500.00 | 0 |  | 1 | 22SP | 215 | 215 | 0 |  | 99.4233 | 99.3955 | [7 empty] | CATEGORYB | NONSINGLE | SPPMGN 29 | 0 | 0 |  | 0 |  | 0 |  |  | Transfer Loading < 100%
2018-AG1 | AFS3 | GSU |  |  | FDNS |  | 5 | 5 | 2018AG1AFS31T35355522SP | FROM->TO | PERRYVILLE 500/18.0KV TRANSFORMER CKT 1 | E | EES | EES | EES_ELL-N | EES_ELL-N | 0 | 337429 | 1PERRYV_C2 18.000 | 337427 | 8PERRYVILLE%500.00 | 0 |  | 1 | 22SP | 215 | 215 | 0 |  | 97.8053 | 97.8215 | [7 empty] | CATEGORYB | NONSINGLE | SPPMGN 31 | 0 | 0 |  | 0 |  | 0 |  |  | Transfer Loading < 100%
2018-AG1 | AFS3 | GSU |  |  | FDNS |  | 5 | 5 | 2018AG1AFS31T35385527SP | FROM->TO | PERRYVILLE 500/18.0KV TRANSFORMER CKT 1 | E | EES | EES | EES_ELL-N | EES_ELL-N | 0 | 337429 | 1PERRYV_C2 18.000 | 337427 | 8PERRYVILLE%500.00 | 0 |  | 1 | 27SP | 215 | 215 | 0 |  | 99.9738 | 99.9434 | [7 empty] | CATEGORYB | NONSINGLE | SPPMGN 31 | 0 | 0 |  | 0 |  | 0 |  |  | Transfer Loading < 100%
2018-AG1 | AFS3 | GSU |  |  | FDNS |  | 5 | 0 | 2018AG1AFS31T9455018WP | FROM->TO | PIRKEY 138/24.0KV TRANSFORMER CKT 1 | E | AEPW | AEPW | LONGVW-MARSH | LONGVW-MARSH | 0 | 509403 | PIRKEY 1 24.000 | 508562 | PIRKEY 4 138.00 | 0 |  | 1 | 18WP | 750 | 750 | 0 |  | 95.3904 | 95.3869 | [7 empty] | CATEGORYB | NONSINGLE | SPPMGN 60 | 0 | 0 |  | 0 |  | 0 |  |  | Transfer Loading < 100%
2018-AG1 | AFS3 | GSU |  |  | FDNS |  | 5 | 0 | 2018AG1AFS31T9415018WP | FROM->TO | PIRKEY 138/24.0KV TRANSFORMER CKT 1 | E | AEPW | AEPW | LONGVW-MARSH | LONGVW-MARSH | 0 | 509403 | PIRKEY 1 24.000 | 508562 | PIRKEY 4 138.00 | 0 |  | 1 | 18WP | 750 | 750 | 0 |  | 95.097 | 95.1021 | [7 empty] | CATEGORYB | NONSINGLE | SPPMGN 16 | 0 | 0 |  | 0 |  | 0 |  |  | Transfer Loading < 100%
2018-AG1 | AFS3 | GSU |  |  | FDNS |  | 5 | 0 | 2018AG1AFS31T15805027WP | FROM->TO | PIRKEY 138/24.0KV TRANSFORMER CKT 1 | E | AEPW | AEPW | LONGVW-MARSH | LONGVW-MARSH | 0 | 509403 | PIRKEY 1 24.000 | 508562 | PIRKEY 4 138.00 | 0 |  | 1 | 27WP | 750 | 750 | 0 |  | 95.1805 | 95.1757 | [7 empty] | CATEGORYB | NONSINGLE | SPPMGN 60 | 0 | 0 |  | 0 |  | 0 |  |  | Transfer Loading < 100%
2018-AG1 | AFS3 | SWINGBUS | FDNS |  | FDNS |  | 5 | 5 | 2018AG1AFS31T4335522SP | FROM->TO | QUINDARO 5 161/15.0KV TRANSFORMER CKT 1 | E | KACY | KACY | KACY | KACY | 0 | 546698 | QGEN2 1 15.000 | 546652 | QUIND 5 161.00 | 0 |  | 1 | 22SP | 150 | 150 | 190 | 99.2 | 64.3137 | 100 | [7 empty] | CATEGORYB | GENOUT | 5000-QN GEN1 | 0 | 0 |  | 0 |  | 0 |  |  | Transfer Loading < 100%
2018-AG1 | AFS3 | SWINGBUS | FDNS |  | FDNS |  | 5 | 0 | 2018AG1AFS31T8525022SP | FROM->TO | QUINDARO 5 161/15.0KV TRANSFORMER CKT 1 | E | KACY | KACY | KACY | KACY | 0 | 546698 | QGEN2 1 15.000 | 546652 | QUIND 5 161.00 | 0 |  | 1 | 22SP | 150 | 150 | 190 | 99.8 | 99.8329 | 99.9 | [7 empty] | CATEGORYB | NONSINGLE | 82169 | 0 | 0 |  | 0 |  | 0 |  |  | Transfer Loading < 100%
2018-AG1 | AFS3 | SWINGBUS | FDNS |  | FDNS |  | 5 | 0 | 2018AG1AFS31T8535022SP | FROM->TO | QUINDARO 5 161/15.0KV TRANSFORMER CKT 1 | E | KACY | KACY | KACY | KACY | 0 | 546698 | QGEN2 1 15.000 | 546652 | QUIND 5 161.00 | 0 |  | 1 | 22SP | 150 | 150 | 190 | 99.8 | 99.8329 | 99.9 | [7 empty] | CATEGORYB | NONSINGLE | 82182 | 0 | 0 |  | 0 |  | 0 |  |  | Transfer Loading < 100%
2018-AG1 | AFS3 | SWINGBUS | FDNS |  | FDNS |  | 5 | 0 | 2018AG1AFS31T8545022SP | FROM->TO | QUINDARO 5 161/15.0KV TRANSFORMER CKT 1 | E | KACY | KACY | KACY | KACY | 0 | 546698 | QGEN2 1 15.000 | 546652 | QUIND 5 161.00 | 0 |  | 1 | 22SP | 150 | 150 | 190 | 99.8 | 99.8329 | 99.9 | [7 empty] | CATEGORYB | NONSINGLE | 82185 | 0 | 0 |  | 0 |  | 0 |  |  | Transfer Loading < 100%
2018-AG1 | AFS3 | SWINGBUS | FDNS |  | FDNS |  | 5 | 5 | 2018AG1AFS31T16535522SP | FROM->TO | QUINDARO 5 161/15.0KV TRANSFORMER CKT 1 | E | KACY | KACY | KACY | KACY | 0 | 546698 | QGEN2 1 15.000 | 546652 | QUIND 5 161.00 | 0 |  | 1 | 22SP | 150 | 150 | 190 | 97.2 | 97.2066 | 96.8 | [7 empty] | CATEGORYB | NONSINGLE | 82169 | 0 | 0 |  | 0 |  | 0 |  |  | Transfer Loading < 100%
2018-AG1 | AFS3 | SWINGBUS | FDNS |  | FDNS |  | 5 | 5 | 2018AG1AFS31T16545522SP | FROM->TO | QUINDARO 5 161/15.0KV TRANSFORMER CKT 1 | E | KACY | KACY | KACY | KACY | 0 | 546698 | QGEN2 1 15.000 | 546652 | QUIND 5 161.00 | 0 |  | 1 | 22SP | 150 | 150 | 190 | 97.2 | 97.2066 | 96.8 | [7 empty] | CATEGORYB | NONSINGLE | 82182 | 0 | 0 |  | 0 |  | 0 |  |  | Transfer Loading < 100%
2018-AG1 | AFS3 | SWINGBUS | FDNS |  | FDNS |  | 5 | 5 | 2018AG1AFS31T16555522SP | FROM->TO | QUINDARO 5 161/15.0KV TRANSFORMER CKT 1 | E | KACY | KACY | KACY | KACY | 0 | 546698 | QGEN2 1 15.000 | 546652 | QUIND 5 161.00 | 0 |  | 1 | 22SP | 150 | 150 | 190 | 97.2 | 97.2066 | 96.8 | [7 empty] | CATEGORYB | NONSINGLE | 82185 | 0 | 0 |  | 0 |  | 0 |  |  | Transfer Loading < 100%
2018-AG1 | AFS3 | SWINGBUS | FDNS |  | FDNS |  | 5 | 0 | 2018AG1AFS31T23595027SP | FROM->TO | QUINDARO 5 161/15.0KV TRANSFORMER CKT 1 | E | KACY | KACY | KACY | KACY | 0 | 546698 | QGEN2 1 15.000 | 546652 | QUIND 5 161.00 | 0 |  | 1 | 27SP | 150 | 150 | 190 | 95.4 | 54.8966 | 95.4 | [7 empty] | CATEGORYB | GENOUT | 5008-NEARMAN CT4 | 0 | 0 |  | 0 |  | 0 |  |  | Transfer Loading < 100%
2018-AG1 | AFS3 |  |  |  | FDNS |  | 5 | 5 | 2018AG1AFS31T41195519SP | FROM->TO | RUSSELL (RUSSELL3) 115/34.5/7.2KV TRANSFORMER CKT 1 | E | SUNC | SUNC | GREAT PL | GREAT PL | 2 | 539701 | RUSSELL3 115.00 | 539703 | RUSSELL1 34.500 | 539943 | RUSSEL-T 7.2000 | 1 | 19SP | 33.6 | 33.6 | 33.6 |  | 96.2964 | 96.4 | [7 empty] | CATEGORYB | NONSINGLE | SPPMGN 125 | 0 | 0 |  | 0 |  | 0 |  |  | Transfer Loading < 100%
2018-AG1 | AFS3 |  |  |  | FDNS |  | 5 | 0 | 2018AG1AFS31T17275019SP | FROM->TO | RUSSELL (RUSSELL3) 115/34.5/7.2KV TRANSFORMER CKT 1 | E | SUNC | SUNC | GREAT PL | GREAT PL | 2 | 539701 | RUSSELL3 115.00 | 539703 | RUSSELL1 34.500 | 539943 | RUSSEL-T 7.2000 | 1 | 19SP | 33.6 | 33.6 | 33.6 |  | 96.1013 | 96.1 | [7 empty] | CATEGORYB | NONSINGLE | SPPMGN 122 | 0 | 0 |  | 0 |  | 0 |  |  | Transfer Loading < 100%
2018-AG1 | AFS3 | GSU |  |  | FDNS |  | 5 | 0 | 2018AG1AFS31T9355018WP | FROM->TO | SABINE 230/24.0KV TRANSFORMER CKT 1 | E | EES | EES | EES_TEXAS | EES_TEXAS | 0 | 334440 | 1G4SABIN! 24.000 | 334434 | 6SABINE% 230.00 | 0 |  | 1 | 18WP | 640 | 640 | 0 |  | 99.4398 | 99.4567 | [7 empty] | CATEGORYB | NONSINGLE | SPPMGN 8 | 0 | 0 |  | 0 |  | 0 |  |  | Transfer Loading < 100%
2018-AG1 | AFS3 | GSU |  |  | FDNS |  | 5 | 0 | 2018AG1AFS31T9365018WP | FROM->TO | SABINE 230/24.0KV TRANSFORMER CKT 1 | E | EES | EES | EES_TEXAS | EES_TEXAS | 0 | 334440 | 1G4SABIN! 24.000 | 334434 | 6SABINE% 230.00 | 0 |  | 1 | 18WP | 640 | 640 | 0 |  | 99.4398 | 99.4567 | [7 empty] | CATEGORYB | NONSINGLE | SPPMGN 9 | 0 | 0 |  | 0 |  | 0 |  |  | Transfer Loading < 100%
2018-AG1 | AFS3 | GSU |  |  | FDNS |  | 5 | 0 | 2018AG1AFS31T9395018WP | FROM->TO | SABINE 230/24.0KV TRANSFORMER CKT 1 | E | EES | EES | EES_TEXAS | EES_TEXAS | 0 | 334440 | 1G4SABIN! 24.000 | 334434 | 6SABINE% 230.00 | 0 |  | 1 | 18WP | 640 | 640 | 0 |  | 99.4389 | 99.4558 | [7 empty] | CATEGORYB | NONSINGLE | SPPMGN 12 | 0 | 0 |  | 0 |  | 0 |  |  | Transfer Loading < 100%
2018-AG1 | AFS3 | GSU |  |  | FDNS |  | 5 | 0 | 2018AG1AFS31T9385018WP | FROM->TO | SABINE 230/24.0KV TRANSFORMER CKT 1 | E | EES | EES | EES_TEXAS | EES_TEXAS | 0 | 334440 | 1G4SABIN! 24.000 | 334434 | 6SABINE% 230.00 | 0 |  | 1 | 18WP | 640 | 640 | 0 |  | 99.4388 | 99.4557 | [7 empty] | CATEGORYB | NONSINGLE | SPPMGN 11 | 0 | 0 |  | 0 |  | 0 |  |  | Transfer Loading < 100%
2018-AG1 | AFS3 | GSU |  |  | FDNS |  | 5 | 0 | 2018AG1AFS31T9445018WP | FROM->TO | SABINE 230/24.0KV TRANSFORMER CKT 1 | E | EES | EES | EES_TEXAS | EES_TEXAS | 0 | 334440 | 1G4SABIN! 24.000 | 334434 | 6SABINE% 230.00 | 0 |  | 1 | 18WP | 640 | 640 | 0 |  | 99.1799 | 99.1938 | [7 empty] | CATEGORYB | NONSINGLE | SPPMGN 19 | 0 | 0 |  | 0 |  | 0 |  |  | Transfer Loading < 100%
2018-AG1 | AFS3 | GSU |  |  | FDNS |  | 5 | 5 | 2018AG1AFS31T10585518WP | FROM->TO | SABINE 230/24.0KV TRANSFORMER CKT 1 | E | EES | EES | EES_TEXAS | EES_TEXAS | 0 | 334440 | 1G4SABIN! 24.000 | 334434 | 6SABINE% 230.00 | 0 |  | 1 | 18WP | 640 | 640 | 0 |  | 98.058 | 98.058 | [7 empty] | CATEGORYB | NONSINGLE | SPPMGN 13 | 0 | 0 |  | 0 |  | 0 |  |  | Transfer Loading < 100%
2018-AG1 | AFS3 | GSU |  |  | FDNS |  | 5 | 5 | 2018AG1AFS31T10555518WP | FROM->TO | SABINE 230/24.0KV TRANSFORMER CKT 1 | E | EES | EES | EES_TEXAS | EES_TEXAS | 0 | 334440 | 1G4SABIN! 24.000 | 334434 | 6SABINE% 230.00 | 0 |  | 1 | 18WP | 640 | 640 | 0 |  | 98.058 | 98.0579 | [7 empty] | CATEGORYB | NONSINGLE | SPPMGN 10 | 0 | 0 |  | 0 |  | 0 |  |  | Transfer Loading < 100%
2018-AG1 | AFS3 | GSU |  |  | FDNS |  | 5 | 5 | 2018AG1AFS31T10605518WP | FROM->TO | SABINE 230/24.0KV TRANSFORMER CKT 1 | E | EES | EES | EES_TEXAS | EES_TEXAS | 0 | 334440 | 1G4SABIN! 24.000 | 334434 | 6SABINE% 230.00 | 0 |  | 1 | 18WP | 640 | 640 | 0 |  | 98.0521 | 98.054 | [7 empty] | CATEGORYB | NONSINGLE | SPPMGN 17 | 0 | 0 |  | 0 |  | 0 |  |  | Transfer Loading < 100%
2018-AG1 | AFS3 | GSU |  |  | FDNS |  | 5 | 5 | 2018AG1AFS31T10595518WP | FROM->TO | SABINE 230/24.0KV TRANSFORMER CKT 1 | E | EES | EES | EES_TEXAS | EES_TEXAS | 0 | 334440 | 1G4SABIN! 24.000 | 334434 | 6SABINE% 230.00 | 0 |  | 1 | 18WP | 640 | 640 | 0 |  | 98.0145 | 98.0169 | [7 empty] | CATEGORYB | NONSINGLE | SPPMGN 16 | 0 | 0 |  | 0 |  | 0 |  |  | Transfer Loading < 100%
2018-AG1 | AFS3 | GSU |  |  | FDNS |  | 5 | 5 | 2018AG1AFS31T10535518WP | FROM->TO | SABINE 230/24.0KV TRANSFORMER CKT 1 | E | EES | EES | EES_TEXAS | EES_TEXAS | 0 | 334440 | 1G4SABIN! 24.000 | 334434 | 6SABINE% 230.00 | 0 |  | 1 | 18WP | 640 | 640 | 0 |  | 97.4219 | 97.4237 | [7 empty] | CATEGORYB | NONSINGLE | SPPMGN 8 | 0 | 0 |  | 0 |  | 0 |  |  | Transfer Loading < 100%
2018-AG1 | AFS3 | GSU |  |  | FDNS |  | 5 | 5 | 2018AG1AFS31T10545518WP | FROM->TO | SABINE 230/24.0KV TRANSFORMER CKT 1 | E | EES | EES | EES_TEXAS | EES_TEXAS | 0 | 334440 | 1G4SABIN! 24.000 | 334434 | 6SABINE% 230.00 | 0 |  | 1 | 18WP | 640 | 640 | 0 |  | 97.4219 | 97.4237 | [7 empty] | CATEGORYB | NONSINGLE | SPPMGN 9 | 0 | 0 |  | 0 |  | 0 |  |  | Transfer Loading < 100%
2018-AG1 | AFS3 | GSU |  |  | FDNS |  | 5 | 5 | 2018AG1AFS31T10575518WP | FROM->TO | SABINE 230/24.0KV TRANSFORMER CKT 1 | E | EES | EES | EES_TEXAS | EES_TEXAS | 0 | 334440 | 1G4SABIN! 24.000 | 334434 | 6SABINE% 230.00 | 0 |  | 1 | 18WP | 640 | 640 | 0 |  | 97.4209 | 97.4228 | [7 empty] | CATEGORYB | NONSINGLE | SPPMGN 12 | 0 | 0 |  | 0 |  | 0 |  |  | Transfer Loading < 100%
2018-AG1 | AFS3 | GSU |  |  | FDNS |  | 5 | 5 | 2018AG1AFS31T10565518WP | FROM->TO | SABINE 230/24.0KV TRANSFORMER CKT 1 | E | EES | EES | EES_TEXAS | EES_TEXAS | 0 | 334440 | 1G4SABIN! 24.000 | 334434 | 6SABINE% 230.00 | 0 |  | 1 | 18WP | 640 | 640 | 0 |  | 97.4209 | 97.4227 | [7 empty] | CATEGORYB | NONSINGLE | SPPMGN 11 | 0 | 0 |  | 0 |  | 0 |  |  | Transfer Loading < 100%
2018-AG1 | AFS3 | GSU |  |  | FDNS |  | 5 | 5 | 2018AG1AFS31T10615518WP | FROM->TO | SABINE 230/24.0KV TRANSFORMER CKT 1 | E | EES | EES | EES_TEXAS | EES_TEXAS | 0 | 334440 | 1G4SABIN! 24.000 | 334434 | 6SABINE% 230.00 | 0 |  | 1 | 18WP | 640 | 640 | 0 |  | 97.0443 | 97.0457 | [7 empty] | CATEGORYB | NONSINGLE | SPPMGN 19 | 0 | 0 |  | 0 |  | 0 |  |  | Transfer Loading < 100%
2018-AG1 | AFS3 | GSU |  |  | FDNS |  | 5 | 0 | 2018AG1AFS31T10865019WP | FROM->TO | SABINE 230/24.0KV TRANSFORMER CKT 1 | E | EES | EES | EES_TEXAS | EES_TEXAS | 0 | 334440 | 1G4SABIN! 24.000 | 334434 | 6SABINE% 230.00 | 0 |  | 1 | 19WP | 640 | 640 | 0 |  | 99.918 | 99.9484 | [7 empty] | CATEGORYB | NONSINGLE | SPPMGN 8 | 0 | 0 |  | 0 |  | 0 |  |  | Transfer Loading < 100%
2018-AG1 | AFS3 | GSU |  |  | FDNS |  | 5 | 0 | 2018AG1AFS31T10875019WP | FROM->TO | SABINE 230/24.0KV TRANSFORMER CKT 1 | E | EES | EES | EES_TEXAS | EES_TEXAS | 0 | 334440 | 1G4SABIN! 24.000 | 334434 | 6SABINE% 230.00 | 0 |  | 1 | 19WP | 640 | 640 | 0 |  | 99.918 | 99.9484 | [7 empty] | CATEGORYB | NONSINGLE | SPPMGN 9 | 0 | 0 |  | 0 |  | 0 |  |  | Transfer Loading < 100%
2018-AG1 | AFS3 | GSU |  |  | FDNS |  | 5 | 0 | 2018AG1AFS31T10895019WP | FROM->TO | SABINE 230/24.0KV TRANSFORMER CKT 1 | E | EES | EES | EES_TEXAS | EES_TEXAS | 0 | 334440 | 1G4SABIN! 24.000 | 334434 | 6SABINE% 230.00 | 0 |  | 1 | 19WP | 640 | 640 | 0 |  | 99.9171 | 99.9474 | [7 empty] | CATEGORYB | NONSINGLE | SPPMGN 11 | 0 | 0 |  | 0 |  | 0 |  |  | Transfer Loading < 100%
2018-AG1 | AFS3 | GSU |  |  | FDNS |  | 5 | 0 | 2018AG1AFS31T10905019WP | FROM->TO | SABINE 230/24.0KV TRANSFORMER CKT 1 | E | EES | EES | EES_TEXAS | EES_TEXAS | 0 | 334440 | 1G4SABIN! 24.000 | 334434 | 6SABINE% 230.00 | 0 |  | 1 | 19WP | 640 | 640 | 0 |  | 99.9171 | 99.9474 | [7 empty] | CATEGORYB | NONSINGLE | SPPMGN 12 | 0 | 0 |  | 0 |  | 0 |  |  | Transfer Loading < 100%
2018-AG1 | AFS3 | GSU |  |  | FDNS |  | 5 | 0 | 2018AG1AFS31T10945019WP | FROM->TO | SABINE 230/24.0KV TRANSFORMER CKT 1 | E | EES | EES | EES_TEXAS | EES_TEXAS | 0 | 334440 | 1G4SABIN! 24.000 | 334434 | 6SABINE% 230.00 | 0 |  | 1 | 19WP | 640 | 640 | 0 |  | 99.609 | 99.6325 | [7 empty] | CATEGORYB | NONSINGLE | SPPMGN 19 | 0 | 0 |  | 0 |  | 0 |  |  | Transfer Loading < 100%
2018-AG1 | AFS3 | GSU |  |  | FDNS |  | 5 | 5 | 2018AG1AFS31T9645519WP | FROM->TO | SABINE 230/24.0KV TRANSFORMER CKT 1 | E | EES | EES | EES_TEXAS | EES_TEXAS | 0 | 334440 | 1G4SABIN! 24.000 | 334434 | 6SABINE% 230.00 | 0 |  | 1 | 19WP | 640 | 640 | 0 |  | 98.3839 | 98.3839 | [7 empty] | CATEGORYB | NONSINGLE | SPPMGN 10 | 0 | 0 |  | 0 |  | 0 |  |  | Transfer Loading < 100%
2018-AG1 | AFS3 | GSU |  |  | FDNS |  | 5 | 5 | 2018AG1AFS31T9675519WP | FROM->TO | SABINE 230/24.0KV TRANSFORMER CKT 1 | E | EES | EES | EES_TEXAS | EES_TEXAS | 0 | 334440 | 1G4SABIN! 24.000 | 334434 | 6SABINE% 230.00 | 0 |  | 1 | 19WP | 640 | 640 | 0 |  | 98.3839 | 98.3839 | [7 empty] | CATEGORYB | NONSINGLE | SPPMGN 13 | 0 | 0 |  | 0 |  | 0 |  |  | Transfer Loading < 100%
2018-AG1 | AFS3 | GSU |  |  | FDNS |  | 5 | 5 | 2018AG1AFS31T9695519WP | FROM->TO | SABINE 230/24.0KV TRANSFORMER CKT 1 | E | EES | EES | EES_TEXAS | EES_TEXAS | 0 | 334440 | 1G4SABIN! 24.000 | 334434 | 6SABINE% 230.00 | 0 |  | 1 | 19WP | 640 | 640 | 0 |  | 98.384 | 98.3832 | [7 empty] | CATEGORYB | NONSINGLE | SPPMGN 17 | 0 | 0 |  | 0 |  | 0 |  |  | Transfer Loading < 100%
2018-AG1 | AFS3 | GSU |  |  | FDNS |  | 5 | 5 | 2018AG1AFS31T9685519WP | FROM->TO | SABINE 230/24.0KV TRANSFORMER CKT 1 | E | EES | EES | EES_TEXAS | EES_TEXAS | 0 | 334440 | 1G4SABIN! 24.000 | 334434 | 6SABINE% 230.00 | 0 |  | 1 | 19WP | 640 | 640 | 0 |  | 98.3839 | 98.3665 | [7 empty] | CATEGORYB | NONSINGLE | SPPMGN 16 | 0 | 0 |  | 0 |  | 0 |  |  | Transfer Loading < 100%
2018-AG1 | AFS3 | GSU |  |  | FDNS |  | 5 | 5 | 2018AG1AFS31T9625519WP | FROM->TO | SABINE 230/24.0KV TRANSFORMER CKT 1 | E | EES | EES | EES_TEXAS | EES_TEXAS | 0 | 334440 | 1G4SABIN! 24.000 | 334434 | 6SABINE% 230.00 | 0 |  | 1 | 19WP | 640 | 640 | 0 |  | 97.8121 | 97.7866 | [7 empty] | CATEGORYB | NONSINGLE | SPPMGN 8 | 0 | 0 |  | 0 |  | 0 |  |  | Transfer Loading < 100%
2018-AG1 | AFS3 | GSU |  |  | FDNS |  | 5 | 5 | 2018AG1AFS31T9635519WP | FROM->TO | SABINE 230/24.0KV TRANSFORMER CKT 1 | E | EES | EES | EES_TEXAS | EES_TEXAS | 0 | 334440 | 1G4SABIN! 24.000 | 334434 | 6SABINE% 230.00 | 0 |  | 1 | 19WP | 640 | 640 | 0 |  | 97.8121 | 97.7866 | [7 empty] | CATEGORYB | NONSINGLE | SPPMGN 9 | 0 | 0 |  | 0 |  | 0 |  |  | Transfer Loading < 100%
2018-AG1 | AFS3 | GSU |  |  | FDNS |  | 5 | 5 | 2018AG1AFS31T9665519WP | FROM->TO | SABINE 230/24.0KV TRANSFORMER CKT 1 | E | EES | EES | EES_TEXAS | EES_TEXAS | 0 | 334440 | 1G4SABIN! 24.000 | 334434 | 6SABINE% 230.00 | 0 |  | 1 | 19WP | 640 | 640 | 0 |  | 97.8111 | 97.7856 | [7 empty] | CATEGORYB | NONSINGLE | SPPMGN 12 | 0 | 0 |  | 0 |  | 0 |  |  | Transfer Loading < 100%
2018-AG1 | AFS3 | GSU |  |  | FDNS |  | 5 | 5 | 2018AG1AFS31T9655519WP | FROM->TO | SABINE 230/24.0KV TRANSFORMER CKT 1 | E | EES | EES | EES_TEXAS | EES_TEXAS | 0 | 334440 | 1G4SABIN! 24.000 | 334434 | 6SABINE% 230.00 | 0 |  | 1 | 19WP | 640 | 640 | 0 |  | 97.8111 | 97.7856 | [7 empty] | CATEGORYB | NONSINGLE | SPPMGN 11 | 0 | 0 |  | 0 |  | 0 |  |  | Transfer Loading < 100%
2018-AG1 | AFS3 | GSU |  |  | FDNS |  | 5 | 5 | 2018AG1AFS31T9705519WP | FROM->TO | SABINE 230/24.0KV TRANSFORMER CKT 1 | E | EES | EES | EES_TEXAS | EES_TEXAS | 0 | 334440 | 1G4SABIN! 24.000 | 334434 | 6SABINE% 230.00 | 0 |  | 1 | 19WP | 640 | 640 | 0 |  | 97.393 | 97.3739 | [7 empty] | CATEGORYB | NONSINGLE | SPPMGN 19 | 0 | 0 |  | 0 |  | 0 |  |  | Transfer Loading < 100%
2018-AG1 | AFS3 | GSU |  |  | FDNS |  | 5 | 0 | 2018AG1AFS31T10585022WP | FROM->TO | SABINE 230/24.0KV TRANSFORMER CKT 1 | E | EES | EES | EES_TEXAS | EES_TEXAS | 0 | 334440 | 1G4SABIN! 24.000 | 334434 | 6SABINE% 230.00 | 0 |  | 1 | 22WP | 640 | 640 | 0 |  | 99.8006 | 99.7998 | [7 empty] | CATEGORYB | NONSINGLE | SPPMGN 10 | 0 | 0 |  | 0 |  | 0 |  |  | Transfer Loading < 100%
2018-AG1 | AFS3 | GSU |  |  | FDNS |  | 5 | 0 | 2018AG1AFS31T10595022WP | FROM->TO | SABINE 230/24.0KV TRANSFORMER CKT 1 | E | EES | EES | EES_TEXAS | EES_TEXAS | 0 | 334440 | 1G4SABIN! 24.000 | 334434 | 6SABINE% 230.00 | 0 |  | 1 | 22WP | 640 | 640 | 0 |  | 99.7998 | 99.799 | [7 empty] | CATEGORYB | NONSINGLE | SPPMGN 13 | 0 | 0 |  | 0 |  | 0 |  |  | Transfer Loading < 100%
2018-AG1 | AFS3 | GSU |  |  | FDNS |  | 5 | 0 | 2018AG1AFS31T10605022WP | FROM->TO | SABINE 230/24.0KV TRANSFORMER CKT 1 | E | EES | EES | EES_TEXAS | EES_TEXAS | 0 | 334440 | 1G4SABIN! 24.000 | 334434 | 6SABINE% 230.00 | 0 |  | 1 | 22WP | 640 | 640 | 0 |  | 99.2071 | 99.2047 | [7 empty] | CATEGORYB | NONSINGLE | SPPMGN 16 | 0 | 0 |  | 0 |  | 0 |  |  | Transfer Loading < 100%
2018-AG1 | AFS3 | GSU |  |  | FDNS |  | 5 | 5 | 2018AG1AFS31T12095522WP | FROM->TO | SABINE 230/24.0KV TRANSFORMER CKT 1 | E | EES | EES | EES_TEXAS | EES_TEXAS | 0 | 334440 | 1G4SABIN! 24.000 | 334434 | 6SABINE% 230.00 | 0 |  | 1 | 22WP | 640 | 640 | 0 |  | 99.151 | 99.151 | [7 empty] | CATEGORYB | NONSINGLE | SPPMGN 10 | 0 | 0 |  | 0 |  | 0 |  |  | Transfer Loading < 100%
2018-AG1 | AFS3 | GSU |  |  | FDNS |  | 5 | 5 | 2018AG1AFS31T12125522WP | FROM->TO | SABINE 230/24.0KV TRANSFORMER CKT 1 | E | EES | EES | EES_TEXAS | EES_TEXAS | 0 | 334440 | 1G4SABIN! 24.000 | 334434 | 6SABINE% 230.00 | 0 |  | 1 | 22WP | 640 | 640 | 0 |  | 98.8046 | 98.7903 | [7 empty] | CATEGORYB | NONSINGLE | SPPMGN 16 | 0 | 0 |  | 0 |  | 0 |  |  | Transfer Loading < 100%
2018-AG1 | AFS3 | GSU |  |  | FDNS |  | 5 | 0 | 2018AG1AFS31T10615022WP | FROM->TO | SABINE 230/24.0KV TRANSFORMER CKT 1 | E | EES | EES | EES_TEXAS | EES_TEXAS | 0 | 334440 | 1G4SABIN! 24.000 | 334434 | 6SABINE% 230.00 | 0 |  | 1 | 22WP | 640 | 640 | 0 |  | 98.4321 | 98.4304 | [7 empty] | CATEGORYB | NONSINGLE | SPPMGN 17 | 0 | 0 |  | 0 |  | 0 |  |  | Transfer Loading < 100%
2018-AG1 | AFS3 | GSU |  |  | FDNS |  | 5 | 5 | 2018AG1AFS31T12115522WP | FROM->TO | SABINE 230/24.0KV TRANSFORMER CKT 1 | E | EES | EES | EES_TEXAS | EES_TEXAS | 0 | 334440 | 1G4SABIN! 24.000 | 334434 | 6SABINE% 230.00 | 0 |  | 1 | 22WP | 640 | 640 | 0 |  | 98.3455 | 98.3361 | [7 empty] | CATEGORYB | NONSINGLE | SPPMGN 13 | 0 | 0 |  | 0 |  | 0 |  |  | Transfer Loading < 100%
2018-AG1 | AFS3 | GSU |  |  | FDNS |  | 5 | 5 | 2018AG1AFS31T12135522WP | FROM->TO | SABINE 230/24.0KV TRANSFORMER CKT 1 | E | EES | EES | EES_TEXAS | EES_TEXAS | 0 | 334440 | 1G4SABIN! 24.000 | 334434 | 6SABINE% 230.00 | 0 |  | 1 | 22WP | 640 | 640 | 0 |  | 98.305 | 98.2943 | [7 empty] | CATEGORYB | NONSINGLE | SPPMGN 17 | 0 | 0 |  | 0 |  | 0 |  |  | Transfer Loading < 100%
2018-AG1 | AFS3 | GSU |  |  | FDNS |  | 5 | 5 | 2018AG1AFS31T12075522WP | FROM->TO | SABINE 230/24.0KV TRANSFORMER CKT 1 | E | EES | EES | EES_TEXAS | EES_TEXAS | 0 | 334440 | 1G4SABIN! 24.000 | 334434 | 6SABINE% 230.00 | 0 |  | 1 | 22WP | 640 | 640 | 0 |  | 97.9067 | 97.897 | [7 empty] | CATEGORYB | NONSINGLE | SPPMGN 8 | 0 | 0 |  | 0 |  | 0 |  |  | Transfer Loading < 100%
2018-AG1 | AFS3 | GSU |  |  | FDNS |  | 5 | 5 | 2018AG1AFS31T12085522WP | FROM->TO | SABINE 230/24.0KV TRANSFORMER CKT 1 | E | EES | EES | EES_TEXAS | EES_TEXAS | 0 | 334440 | 1G4SABIN! 24.000 | 334434 | 6SABINE% 230.00 | 0 |  | 1 | 22WP | 640 | 640 | 0 |  | 97.9067 | 97.897 | [7 empty] | CATEGORYB | NONSINGLE | SPPMGN 9 | 0 | 0 |  | 0 |  | 0 |  |  | Transfer Loading < 100%
2018-AG1 | AFS3 | GSU |  |  | FDNS |  | 5 | 5 | 2018AG1AFS31T12105522WP | FROM->TO | SABINE 230/24.0KV TRANSFORMER CKT 1 | E | EES | EES | EES_TEXAS | EES_TEXAS | 0 | 334440 | 1G4SABIN! 24.000 | 334434 | 6SABINE% 230.00 | 0 |  | 1 | 22WP | 640 | 640 | 0 |  | 97.9005 | 97.8908 | [7 empty] | CATEGORYB | NONSINGLE | SPPMGN 11 | 0 | 0 |  | 0 |  | 0 |  |  | Transfer Loading < 100%
2018-AG1 | AFS3 | GSU |  |  | FDNS |  | 5 | 5 | 2018AG1AFS31T12145522WP | FROM->TO | SABINE 230/24.0KV TRANSFORMER CKT 1 | E | EES | EES | EES_TEXAS | EES_TEXAS | 0 | 334440 | 1G4SABIN! 24.000 | 334434 | 6SABINE% 230.00 | 0 |  | 1 | 22WP | 640 | 640 | 0 |  | 96.9357 | 96.9255 | [7 empty] | CATEGORYB | NONSINGLE | SPPMGN 19 | 0 | 0 |  | 0 |  | 0 |  |  | Transfer Loading < 100%
2018-AG1 | AFS3 | GSU |  |  | FDNS |  | 5 | 5 | 2018AG1AFS31T12175522WP | FROM->TO | SABINE 230/24.0KV TRANSFORMER CKT 1 | E | EES | EES | EES_TEXAS | EES_TEXAS | 0 | 334440 | 1G4SABIN! 24.000 | 334434 | 6SABINE% 230.00 | 0 |  | 1 | 22WP | 640 | 640 | 0 |  | 96.709 | 96.6982 | [7 empty] | CATEGORYB | NONSINGLE | SPPMGN 59 | 0 | 0 |  | 0 |  | 0 |  |  | Transfer Loading < 100%
2018-AG1 | AFS3 | GSU |  |  | FDNS |  | 5 | 5 | 2018AG1AFS31T35225527SP | FROM->TO | SABINE 230/24.0KV TRANSFORMER CKT 1 | E | EES | EES | EES_TEXAS | EES_TEXAS | 0 | 334440 | 1G4SABIN! 24.000 | 334434 | 6SABINE% 230.00 | 0 |  | 1 | 27SP | 640 | 640 | 0 |  | 98.6642 | 98.7487 | [7 empty] | CATEGORYB | NONSINGLE | SPPMGN 14 | 0 | 0 |  | 0 |  | 0 |  |  | Transfer Loading < 100%
2018-AG1 | AFS3 | GSU |  |  | FDNS |  | 5 | 5 | 2018AG1AFS31T35285527SP | FROM->TO | SABINE 230/24.0KV TRANSFORMER CKT 1 | E | EES | EES | EES_TEXAS | EES_TEXAS | 0 | 334440 | 1G4SABIN! 24.000 | 334434 | 6SABINE% 230.00 | 0 |  | 1 | 27SP | 640 | 640 | 0 |  | 98.6629 | 98.7474 | [7 empty] | CATEGORYB | NONSINGLE | SPPMGN 17 | 0 | 0 |  | 0 |  | 0 |  |  | Transfer Loading < 100%
2018-AG1 | AFS3 | GSU |  |  | FDNS |  | 5 | 5 | 2018AG1AFS31T35315527SP | FROM->TO | SABINE 230/24.0KV TRANSFORMER CKT 1 | E | EES | EES | EES_TEXAS | EES_TEXAS | 0 | 334440 | 1G4SABIN! 24.000 | 334434 | 6SABINE% 230.00 | 0 |  | 1 | 27SP | 640 | 640 | 0 |  | 98.4019 | 98.5039 | [7 empty] | CATEGORYB | NONSINGLE | SPPMGN 21 | 0 | 0 |  | 0 |  | 0 |  |  | Transfer Loading < 100%
2018-AG1 | AFS3 | GSU |  |  | FDNS |  | 5 | 0 | 2018AG1AFS31T27235027SP | FROM->TO | SABINE 230/24.0KV TRANSFORMER CKT 1 | E | EES | EES | EES_TEXAS | EES_TEXAS | 0 | 334440 | 1G4SABIN! 24.000 | 334434 | 6SABINE% 230.00 | 0 |  | 1 | 27SP | 640 | 640 | 0 |  | 98.3369 | 98.3243 | [7 empty] | CATEGORYB | NONSINGLE | SPPMGN 14 | 0 | 0 |  | 0 |  | 0 |  |  | Transfer Loading < 100%
2018-AG1 | AFS3 | GSU |  |  | FDNS |  | 5 | 0 | 2018AG1AFS31T27265027SP | FROM->TO | SABINE 230/24.0KV TRANSFORMER CKT 1 | E | EES | EES | EES_TEXAS | EES_TEXAS | 0 | 334440 | 1G4SABIN! 24.000 | 334434 | 6SABINE% 230.00 | 0 |  | 1 | 27SP | 640 | 640 | 0 |  | 98.3357 | 98.3231 | [7 empty] | CATEGORYB | NONSINGLE | SPPMGN 17 | 0 | 0 |  | 0 |  | 0 |  |  | Transfer Loading < 100%
2018-AG1 | AFS3 | GSU |  |  | FDNS |  | 5 | 0 | 2018AG1AFS31T27275027SP | FROM->TO | SABINE 230/24.0KV TRANSFORMER CKT 1 | E | EES | EES | EES_TEXAS | EES_TEXAS | 0 | 334440 | 1G4SABIN! 24.000 | 334434 | 6SABINE% 230.00 | 0 |  | 1 | 27SP | 640 | 640 | 0 |  | 97.7936 | 97.7796 | [7 empty] | CATEGORYB | NONSINGLE | SPPMGN 21 | 0 | 0 |  | 0 |  | 0 |  |  | Transfer Loading < 100%
2018-AG1 | AFS3 | GSU |  |  | FDNS |  | 5 | 5 | 2018AG1AFS31T35325527SP | FROM->TO | SABINE 230/24.0KV TRANSFORMER CKT 1 | E | EES | EES | EES_TEXAS | EES_TEXAS | 0 | 334440 | 1G4SABIN! 24.000 | 334434 | 6SABINE% 230.00 | 0 |  | 1 | 27SP | 640 | 640 | 0 |  | 97.3583 | 97.4425 | [7 empty] | CATEGORYB | NONSINGLE | SPPMGN 22 | 0 | 0 |  | 0 |  | 0 |  |  | Transfer Loading < 100%
2018-AG1 | AFS3 | GSU |  |  | FDNS |  | 5 | 0 | 2018AG1AFS31T27285027SP | FROM->TO | SABINE 230/24.0KV TRANSFORMER CKT 1 | E | EES | EES | EES_TEXAS | EES_TEXAS | 0 | 334440 | 1G4SABIN! 24.000 | 334434 | 6SABINE% 230.00 | 0 |  | 1 | 27SP | 640 | 640 | 0 |  | 97.0587 | 97.0473 | [7 empty] | CATEGORYB | NONSINGLE | SPPMGN 22 | 0 | 0 |  | 0 |  | 0 |  |  | Transfer Loading < 100%
2018-AG1 | AFS3 | GSU |  |  | FDNS |  | 5 | 0 | 2018AG1AFS31T27215027SP | FROM->TO | SABINE 230/24.0KV TRANSFORMER CKT 1 | E | EES | EES | EES_TEXAS | EES_TEXAS | 0 | 334440 | 1G4SABIN! 24.000 | 334434 | 6SABINE% 230.00 | 0 |  | 1 | 27SP | 640 | 640 | 0 |  | 96.8755 | 96.8633 | [7 empty] | CATEGORYB | NONSINGLE | SPPMGN 12 | 0 | 0 |  | 0 |  | 0 |  |  | Transfer Loading < 100%
2018-AG1 | AFS3 | GSU |  |  | FDNS |  | 5 | 0 | 2018AG1AFS31T27225027SP | FROM->TO | SABINE 230/24.0KV TRANSFORMER CKT 1 | E | EES | EES | EES_TEXAS | EES_TEXAS | 0 | 334440 | 1G4SABIN! 24.000 | 334434 | 6SABINE% 230.00 | 0 |  | 1 | 27SP | 640 | 640 | 0 |  | 96.8755 | 96.8633 | [7 empty] | CATEGORYB | NONSINGLE | SPPMGN 13 | 0 | 0 |  | 0 |  | 0 |  |  | Transfer Loading < 100%
2018-AG1 | AFS3 | GSU |  |  | FDNS |  | 5 | 0 | 2018AG1AFS31T27245027SP | FROM->TO | SABINE 230/24.0KV TRANSFORMER CKT 1 | E | EES | EES | EES_TEXAS | EES_TEXAS | 0 | 334440 | 1G4SABIN! 24.000 | 334434 | 6SABINE% 230.00 | 0 |  | 1 | 27SP | 640 | 640 | 0 |  | 96.8745 | 96.8624 | [7 empty] | CATEGORYB | NONSINGLE | SPPMGN 15 | 0 | 0 |  | 0 |  | 0 |  |  | Transfer Loading < 100%
2018-AG1 | AFS3 | GSU |  |  | FDNS |  | 5 | 0 | 2018AG1AFS31T27255027SP | FROM->TO | SABINE 230/24.0KV TRANSFORMER CKT 1 | E | EES | EES | EES_TEXAS | EES_TEXAS | 0 | 334440 | 1G4SABIN! 24.000 | 334434 | 6SABINE% 230.00 | 0 |  | 1 | 27SP | 640 | 640 | 0 |  | 96.8745 | 96.8624 | [7 empty] | CATEGORYB | NONSINGLE | SPPMGN 16 | 0 | 0 |  | 0 |  | 0 |  |  | Transfer Loading < 100%
2018-AG1 | AFS3 | GSU |  |  | FDNS |  | 5 | 5 | 2018AG1AFS31T35185527SP | FROM->TO | SABINE 230/24.0KV TRANSFORMER CKT 1 | E | EES | EES | EES_TEXAS | EES_TEXAS | 0 | 334440 | 1G4SABIN! 24.000 | 334434 | 6SABINE% 230.00 | 0 |  | 1 | 27SP | 640 | 640 | 0 |  | 96.7072 | 96.7869 | [7 empty] | CATEGORYB | NONSINGLE | SPPMGN 12 | 0 | 0 |  | 0 |  | 0 |  |  | Transfer Loading < 100%
2018-AG1 | AFS3 | GSU |  |  | FDNS |  | 5 | 5 | 2018AG1AFS31T35205527SP | FROM->TO | SABINE 230/24.0KV TRANSFORMER CKT 1 | E | EES | EES | EES_TEXAS | EES_TEXAS | 0 | 334440 | 1G4SABIN! 24.000 | 334434 | 6SABINE% 230.00 | 0 |  | 1 | 27SP | 640 | 640 | 0 |  | 96.7072 | 96.7869 | [7 empty] | CATEGORYB | NONSINGLE | SPPMGN 13 | 0 | 0 |  | 0 |  | 0 |  |  | Transfer Loading < 100%
2018-AG1 | AFS3 | GSU |  |  | FDNS |  | 5 | 5 | 2018AG1AFS31T35245527SP | FROM->TO | SABINE 230/24.0KV TRANSFORMER CKT 1 | E | EES | EES | EES_TEXAS | EES_TEXAS | 0 | 334440 | 1G4SABIN! 24.000 | 334434 | 6SABINE% 230.00 | 0 |  | 1 | 27SP | 640 | 640 | 0 |  | 96.7062 | 96.7859 | [7 empty] | CATEGORYB | NONSINGLE | SPPMGN 15 | 0 | 0 |  | 0 |  | 0 |  |  | Transfer Loading < 100%
2018-AG1 | AFS3 | GSU |  |  | FDNS |  | 5 | 5 | 2018AG1AFS31T35265527SP | FROM->TO | SABINE 230/24.0KV TRANSFORMER CKT 1 | E | EES | EES | EES_TEXAS | EES_TEXAS | 0 | 334440 | 1G4SABIN! 24.000 | 334434 | 6SABINE% 230.00 | 0 |  | 1 | 27SP | 640 | 640 | 0 |  | 96.7062 | 96.7859 | [7 empty] | CATEGORYB | NONSINGLE | SPPMGN 16 | 0 | 0 |  | 0 |  | 0 |  |  | Transfer Loading < 100%
2018-AG1 | AFS3 | GSU |  |  | FDNS |  | 5 | 5 | 2018AG1AFS31T35345527SP | FROM->TO | SABINE 230/24.0KV TRANSFORMER CKT 1 | E | EES | EES | EES_TEXAS | EES_TEXAS | 0 | 334440 | 1G4SABIN! 24.000 | 334434 | 6SABINE% 230.00 | 0 |  | 1 | 27SP | 640 | 640 | 0 |  | 96.272 | 96.3547 | [7 empty] | CATEGORYB | NONSINGLE | SPPMGN 24 | 0 | 0 |  | 0 |  | 0 |  |  | Transfer Loading < 100%
2018-AG1 | AFS3 | GSU |  |  | FDNS |  | 5 | 0 | 2018AG1AFS31T27295027SP | FROM->TO | SABINE 230/24.0KV TRANSFORMER CKT 1 | E | EES | EES | EES_TEXAS | EES_TEXAS | 0 | 334440 | 1G4SABIN! 24.000 | 334434 | 6SABINE% 230.00 | 0 |  | 1 | 27SP | 640 | 640 | 0 |  | 96.25 | 96.2373 | [7 empty] | CATEGORYB | NONSINGLE | SPPMGN 24 | 0 | 0 |  | 0 |  | 0 |  |  | Transfer Loading < 100%
2018-AG1 | AFS3 | GSU |  |  | FDNS |  | 5 | 5 | 2018AG1AFS31T35505527SP | FROM->TO | SABINE 230/24.0KV TRANSFORMER CKT 1 | E | EES | EES | EES_TEXAS | EES_TEXAS | 0 | 334440 | 1G4SABIN! 24.000 | 334434 | 6SABINE% 230.00 | 0 |  | 1 | 27SP | 640 | 640 | 0 |  | 95.9296 | 96.0173 | [7 empty] | CATEGORYB | NONSINGLE | SPPMGN 81 | 0 | 0 |  | 0 |  | 0 |  |  | Transfer Loading < 100%
2018-AG1 | AFS3 | GSU |  |  | FDNS |  | 5 | 0 | 2018AG1AFS31T27385027SP | FROM->TO | SABINE 230/24.0KV TRANSFORMER CKT 1 | E | EES | EES | EES_TEXAS | EES_TEXAS | 0 | 334440 | 1G4SABIN! 24.000 | 334434 | 6SABINE% 230.00 | 0 |  | 1 | 27SP | 640 | 640 | 0 |  | 95.9811 | 95.9667 | [7 empty] | CATEGORYB | NONSINGLE | SPPMGN 85 | 0 | 0 |  | 0 |  | 0 |  |  | Transfer Loading < 100%
2018-AG1 | AFS3 | GSU |  |  | FDNS |  | 5 | 0 | 2018AG1AFS31T15715027WP | FROM->TO | SABINE 230/24.0KV TRANSFORMER CKT 1 | E | EES | EES | EES_TEXAS | EES_TEXAS | 0 | 334440 | 1G4SABIN! 24.000 | 334434 | 6SABINE% 230.00 | 0 |  | 1 | 27WP | 640 | 640 | 0 |  | 98.8553 | 98.8689 | [7 empty] | CATEGORYB | NONSINGLE | SPPMGN 10 | 0 | 0 |  | 0 |  | 0 |  |  | Transfer Loading < 100%
2018-AG1 | AFS3 | GSU |  |  | FDNS |  | 5 | 0 | 2018AG1AFS31T15745027WP | FROM->TO | SABINE 230/24.0KV TRANSFORMER CKT 1 | E | EES | EES | EES_TEXAS | EES_TEXAS | 0 | 334440 | 1G4SABIN! 24.000 | 334434 | 6SABINE% 230.00 | 0 |  | 1 | 27WP | 640 | 640 | 0 |  | 98.8542 | 98.8677 | [7 empty] | CATEGORYB | NONSINGLE | SPPMGN 13 | 0 | 0 |  | 0 |  | 0 |  |  | Transfer Loading < 100%
2018-AG1 | AFS3 | GSU |  |  | FDNS |  | 5 | 0 | 2018AG1AFS31T15755027WP | FROM->TO | SABINE 230/24.0KV TRANSFORMER CKT 1 | E | EES | EES | EES_TEXAS | EES_TEXAS | 0 | 334440 | 1G4SABIN! 24.000 | 334434 | 6SABINE% 230.00 | 0 |  | 1 | 27WP | 640 | 640 | 0 |  | 98.0009 | 98.0143 | [7 empty] | CATEGORYB | NONSINGLE | SPPMGN 16 | 0 | 0 |  | 0 |  | 0 |  |  | Transfer Loading < 100%
2018-AG1 | AFS3 | GSU |  |  | FDNS |  | 5 | 5 | 2018AG1AFS31T13345527WP | FROM->TO | SABINE 230/24.0KV TRANSFORMER CKT 1 | E | EES | EES | EES_TEXAS | EES_TEXAS | 0 | 334440 | 1G4SABIN! 24.000 | 334434 | 6SABINE% 230.00 | 0 |  | 1 | 27WP | 640 | 640 | 0 |  | 97.3476 | 97.629 | [7 empty] | CATEGORYB | NONSINGLE | SPPMGN 10 | 0 | 0 |  | 0 |  | 0 |  |  | Transfer Loading < 100%
2018-AG1 | AFS3 | GSU |  |  | FDNS |  | 5 | 5 | 2018AG1AFS31T13375527WP | FROM->TO | SABINE 230/24.0KV TRANSFORMER CKT 1 | E | EES | EES | EES_TEXAS | EES_TEXAS | 0 | 334440 | 1G4SABIN! 24.000 | 334434 | 6SABINE% 230.00 | 0 |  | 1 | 27WP | 640 | 640 | 0 |  | 97.3464 | 97.6277 | [7 empty] | CATEGORYB | NONSINGLE | SPPMGN 13 | 0 | 0 |  | 0 |  | 0 |  |  | Transfer Loading < 100%
2018-AG1 | AFS3 | GSU |  |  | FDNS |  | 5 | 0 | 2018AG1AFS31T15765027WP | FROM->TO | SABINE 230/24.0KV TRANSFORMER CKT 1 | E | EES | EES | EES_TEXAS | EES_TEXAS | 0 | 334440 | 1G4SABIN! 24.000 | 334434 | 6SABINE% 230.00 | 0 |  | 1 | 27WP | 640 | 640 | 0 |  | 97.5757 | 97.5896 | [7 empty] | CATEGORYB | NONSINGLE | SPPMGN 17 | 0 | 0 |  | 0 |  | 0 |  |  | Transfer Loading < 100%
2018-AG1 | AFS3 | GSU |  |  | FDNS |  | 5 | 0 | 2018AG1AFS31T15695027WP | FROM->TO | SABINE 230/24.0KV TRANSFORMER CKT 1 | E | EES | EES | EES_TEXAS | EES_TEXAS | 0 | 334440 | 1G4SABIN! 24.000 | 334434 | 6SABINE% 230.00 | 0 |  | 1 | 27WP | 640 | 640 | 0 |  | 97.0829 | 97.0957 | [7 empty] | CATEGORYB | NONSINGLE | SPPMGN 8 | 0 | 0 |  | 0 |  | 0 |  |  | Transfer Loading < 100%
2018-AG1 | AFS3 | GSU |  |  | FDNS |  | 5 | 0 | 2018AG1AFS31T15705027WP | FROM->TO | SABINE 230/24.0KV TRANSFORMER CKT 1 | E | EES | EES | EES_TEXAS | EES_TEXAS | 0 | 334440 | 1G4SABIN! 24.000 | 334434 | 6SABINE% 230.00 | 0 |  | 1 | 27WP | 640 | 640 | 0 |  | 97.0829 | 97.0957 | [7 empty] | CATEGORYB | NONSINGLE | SPPMGN 9 | 0 | 0 |  | 0 |  | 0 |  |  | Transfer Loading < 100%
2018-AG1 | AFS3 | GSU |  |  | FDNS |  | 5 | 0 | 2018AG1AFS31T15735027WP | FROM->TO | SABINE 230/24.0KV TRANSFORMER CKT 1 | E | EES | EES | EES_TEXAS | EES_TEXAS | 0 | 334440 | 1G4SABIN! 24.000 | 334434 | 6SABINE% 230.00 | 0 |  | 1 | 27WP | 640 | 640 | 0 |  | 97.082 | 97.0948 | [7 empty] | CATEGORYB | NONSINGLE | SPPMGN 12 | 0 | 0 |  | 0 |  | 0 |  |  | Transfer Loading < 100%
2018-AG1 | AFS3 | GSU |  |  | FDNS |  | 5 | 0 | 2018AG1AFS31T15725027WP | FROM->TO | SABINE 230/24.0KV TRANSFORMER CKT 1 | E | EES | EES | EES_TEXAS | EES_TEXAS | 0 | 334440 | 1G4SABIN! 24.000 | 334434 | 6SABINE% 230.00 | 0 |  | 1 | 27WP | 640 | 640 | 0 |  | 97.082 | 97.0948 | [7 empty] | CATEGORYB | NONSINGLE | SPPMGN 11 | 0 | 0 |  | 0 |  | 0 |  |  | Transfer Loading < 100%
2018-AG1 | AFS3 | GSU |  |  | FDNS |  | 5 | 0 | 2018AG1AFS31T15775027WP | FROM->TO | SABINE 230/24.0KV TRANSFORMER CKT 1 | E | EES | EES | EES_TEXAS | EES_TEXAS | 0 | 334440 | 1G4SABIN! 24.000 | 334434 | 6SABINE% 230.00 | 0 |  | 1 | 27WP | 640 | 640 | 0 |  | 96.7765 | 96.7864 | [7 empty] | CATEGORYB | NONSINGLE | SPPMGN 19 | 0 | 0 |  | 0 |  | 0 |  |  | Transfer Loading < 100%
2018-AG1 | AFS3 | GSU |  |  | FDNS |  | 5 | 5 | 2018AG1AFS31T13385527WP | FROM->TO | SABINE 230/24.0KV TRANSFORMER CKT 1 | E | EES | EES | EES_TEXAS | EES_TEXAS | 0 | 334440 | 1G4SABIN! 24.000 | 334434 | 6SABINE% 230.00 | 0 |  | 1 | 27WP | 640 | 640 | 0 |  | 96.3213 | 96.679 | [7 empty] | CATEGORYB | NONSINGLE | SPPMGN 16 | 0 | 0 |  | 0 |  | 0 |  |  | Transfer Loading < 100%
2018-AG1 | AFS3 | GSU |  |  | FDNS |  | 5 | 5 | 2018AG1AFS31T13395527WP | FROM->TO | SABINE 230/24.0KV TRANSFORMER CKT 1 | E | EES | EES | EES_TEXAS | EES_TEXAS | 0 | 334440 | 1G4SABIN! 24.000 | 334434 | 6SABINE% 230.00 | 0 |  | 1 | 27WP | 640 | 640 | 0 |  | 96.049 | 96.333 | [7 empty] | CATEGORYB | NONSINGLE | SPPMGN 17 | 0 | 0 |  | 0 |  | 0 |  |  | Transfer Loading < 100%
2018-AG1 | AFS3 | GSU |  |  | FDNS |  | 5 | 5 | 2018AG1AFS31T13325527WP | FROM->TO | SABINE 230/24.0KV TRANSFORMER CKT 1 | E | EES | EES | EES_TEXAS | EES_TEXAS | 0 | 334440 | 1G4SABIN! 24.000 | 334434 | 6SABINE% 230.00 | 0 |  | 1 | 27WP | 640 | 640 | 0 |  | 95.5141 | 95.7791 | [7 empty] | CATEGORYB | NONSINGLE | SPPMGN 8 | 0 | 0 |  | 0 |  | 0 |  |  | Transfer Loading < 100%
2018-AG1 | AFS3 | GSU |  |  | FDNS |  | 5 | 5 | 2018AG1AFS31T13335527WP | FROM->TO | SABINE 230/24.0KV TRANSFORMER CKT 1 | E | EES | EES | EES_TEXAS | EES_TEXAS | 0 | 334440 | 1G4SABIN! 24.000 | 334434 | 6SABINE% 230.00 | 0 |  | 1 | 27WP | 640 | 640 | 0 |  | 95.5141 | 95.7791 | [7 empty] | CATEGORYB | NONSINGLE | SPPMGN 9 | 0 | 0 |  | 0 |  | 0 |  |  | Transfer Loading < 100%
2018-AG1 | AFS3 | GSU |  |  | FDNS |  | 5 | 5 | 2018AG1AFS31T13355527WP | FROM->TO | SABINE 230/24.0KV TRANSFORMER CKT 1 | E | EES | EES | EES_TEXAS | EES_TEXAS | 0 | 334440 | 1G4SABIN! 24.000 | 334434 | 6SABINE% 230.00 | 0 |  | 1 | 27WP | 640 | 640 | 0 |  | 95.5132 | 95.7781 | [7 empty] | CATEGORYB | NONSINGLE | SPPMGN 11 | 0 | 0 |  | 0 |  | 0 |  |  | Transfer Loading < 100%
2018-AG1 | AFS3 | GSU |  |  | FDNS |  | 5 | 5 | 2018AG1AFS31T13365527WP | FROM->TO | SABINE 230/24.0KV TRANSFORMER CKT 1 | E | EES | EES | EES_TEXAS | EES_TEXAS | 0 | 334440 | 1G4SABIN! 24.000 | 334434 | 6SABINE% 230.00 | 0 |  | 1 | 27WP | 640 | 640 | 0 |  | 95.5132 | 95.7781 | [7 empty] | CATEGORYB | NONSINGLE | SPPMGN 12 | 0 | 0 |  | 0 |  | 0 |  |  | Transfer Loading < 100%
2018-AG1 | AFS3 | GSU |  |  | FDNS |  | 5 | 5 | 2018AG1AFS31T13405527WP | FROM->TO | SABINE 230/24.0KV TRANSFORMER CKT 1 | E | EES | EES | EES_TEXAS | EES_TEXAS | 0 | 334440 | 1G4SABIN! 24.000 | 334434 | 6SABINE% 230.00 | 0 |  | 1 | 27WP | 640 | 640 | 0 |  | 95.081 | 95.2726 | [7 empty] | CATEGORYB | NONSINGLE | SPPMGN 19 | 0 | 0 |  | 0 |  | 0 |  |  | Transfer Loading < 100%
2018-AG1 | AFS3 | SWINGBUS | FDNS |  | FDNS |  | 5 | 0 | 2018AG1AFS31T7735019SP | FROM->TO | SEMINOLE 138/20.9KV TRANSFORMER CKT 1 | E | OKGE | OKGE | SHAWNEE | SHAWNEE | 0 | 515040 | SEMINL1G 20.900 | 515044 | SEMINOL4 138.00 | 0 |  | 1 | 19SP | 778 | 898 | 0 | 97 | 97.0449 | 97.1 | [7 empty] | CATEGORYB | NONSINGLE | 81679 | 0 | 0 |  | 0 |  | 0 |  |  | Transfer Loading < 100%
2018-AG1 | AFS3 | SWINGBUS | FDNS |  | FDNS |  | 5 | 0 | 2018AG1AFS31T8325022SP | FROM->TO | SEMINOLE 138/20.9KV TRANSFORMER CKT 1 | E | OKGE | OKGE | SHAWNEE | SHAWNEE | 0 | 515040 | SEMINL1G 20.900 | 515044 | SEMINOL4 138.00 | 0 |  | 1 | 22SP | 778 | 898 | 0 | 96.6 | 96.5875 | 95.5 | [7 empty] | CATEGORYB | NONSINGLE | 81679 | 0 | 0 |  | 0 |  | 0 |  |  | Transfer Loading < 100%
2018-AG1 | AFS3 | SWINGBUS | FDNS |  | FDNS |  | 5 | 0 | 2018AG1AFS31T11385027SP | FROM->TO | SEMINOLE 138/20.9KV TRANSFORMER CKT 1 | E | OKGE | OKGE | SHAWNEE | SHAWNEE | 0 | 515040 | SEMINL1G 20.900 | 515044 | SEMINOL4 138.00 | 0 |  | 1 | 27SP | 778 | 898 | 0 | 96.4 | 96.3714 | 96.9 | [7 empty] | CATEGORYB | NONSINGLE | 81078 | 0 | 0 |  | 0 |  | 0 |  |  | Transfer Loading < 100%
2018-AG1 | AFS3 | SWINGBUS | FDNS |  | FDNS |  | 5 | 0 | 2018AG1AFS31T11375027SP | FROM->TO | SEMINOLE 138/20.9KV TRANSFORMER CKT 1 | E | OKGE | OKGE | SHAWNEE | SHAWNEE | 0 | 515040 | SEMINL1G 20.900 | 515044 | SEMINOL4 138.00 | 0 |  | 1 | 27SP | 778 | 898 | 0 | 96.2 | 96.2305 | 96.8 | [7 empty] | CATEGORYB | NONSINGLE | 81076 | 0 | 0 |  | 0 |  | 0 |  |  | Transfer Loading < 100%
2018-AG1 | AFS3 | SWINGBUS | FDNS |  | FDNS |  | 5 | 0 | 2018AG1AFS31T11705027SP | FROM->TO | SEMINOLE 138/20.9KV TRANSFORMER CKT 1 | E | OKGE | OKGE | SHAWNEE | SHAWNEE | 0 | 515040 | SEMINL1G 20.900 | 515044 | SEMINOL4 138.00 | 0 |  | 1 | 27SP | 778 | 898 | 0 | 96.2 | 96.2287 | 96.8 | [7 empty] | CATEGORYB | NONSINGLE | 81401 | 0 | 0 |  | 0 |  | 0 |  |  | Transfer Loading < 100%
2018-AG1 | AFS3 | SWINGBUS | FDNS |  | FDNS |  | 5 | 5 | 2018AG1AFS31T7685518WP | FROM->TO | SHELDON 115/13.8KV TRANSFORMER CKT 1 | E | NPPD | NPPD | NPPD_686 | NPPD_686 | 0 | 640020 | SHELDN2G 13.800 | 640278 | SHELDON7 115.00 | 0 |  | 1 | 18WP | 140 | 140 | 140 | 100.4 | 100.3675 | 99.5 | [7 empty] | CATEGORYB | NONSINGLE | 85312 | 0 | 0 |  | 0 |  | 0 |  |  | Transfer Loading < 100%
2018-AG1 | AFS3 | SWINGBUS | FDNS |  | FDNS |  | 5 | 5 | 2018AG1AFS31T1425518WP | FROM->TO | SHELDON 115/13.8KV TRANSFORMER CKT 1 | E | NPPD | NPPD | NPPD_686 | NPPD_686 | 0 | 640020 | SHELDN2G 13.800 | 640278 | SHELDON7 115.00 | 0 |  | 1 | 18WP | 140 | 140 | 140 | 98.2 | 55.6076 | 97 | [7 empty] | CATEGORYB | GENOUT | 6714-AINSWORTH WIND | 0 | 0 |  | 0 |  | 0 |  |  | Transfer Loading < 100%
2018-AG1 | AFS3 | SWINGBUS |  |  | FDNS |  | 5 | 5 | 2018AG1AFS31T28655519SP | FROM->TO | SHELDON 115/13.8KV TRANSFORMER CKT 1 | E | NPPD | NPPD | NPPD_686 | NPPD_686 | 0 | 640020 | SHELDN2G 13.800 | 640278 | SHELDON7 115.00 | 0 |  | 1 | 19SP | 140 | 140 | 140 |  | 62.0334 | 99.7 | [7 empty] | CATEGORYB | NONSINGLE | 85333 | 0 | 0 |  | 0 |  | 0 |  |  | Transfer Loading < 100%
2018-AG1 | AFS3 | SWINGBUS |  |  | FDNS |  | 5 | 5 | 2018AG1AFS31T28885519SP | FROM->TO | SHELDON 115/13.8KV TRANSFORMER CKT 1 | E | NPPD | NPPD | NPPD_686 | NPPD_686 | 0 | 640020 | SHELDN2G 13.800 | 640278 | SHELDON7 115.00 | 0 |  | 1 | 19SP | 140 | 140 | 140 |  | 62.7617 | 99.3 | [7 empty] | CATEGORYB | NONSINGLE | 85357 | 0 | 0 |  | 0 |  | 0 |  |  | Transfer Loading < 100%
2018-AG1 | AFS3 | SWINGBUS |  |  | FDNS |  | 5 | 5 | 2018AG1AFS31T28915519SP | FROM->TO | SHELDON 115/13.8KV TRANSFORMER CKT 1 | E | NPPD | NPPD | NPPD_686 | NPPD_686 | 0 | 640020 | SHELDN2G 13.800 | 640278 | SHELDON7 115.00 | 0 |  | 1 | 19SP | 140 | 140 | 140 |  | 62.7617 | 99.3 | [7 empty] | CATEGORYB | NONSINGLE | 85358 | 0 | 0 |  | 0 |  | 0 |  |  | Transfer Loading < 100%
2018-AG1 | AFS3 | SWINGBUS |  |  | FDNS |  | 5 | 5 | 2018AG1AFS31T28975519SP | FROM->TO | SHELDON 115/13.8KV TRANSFORMER CKT 1 | E | NPPD | NPPD | NPPD_686 | NPPD_686 | 0 | 640020 | SHELDN2G 13.800 | 640278 | SHELDON7 115.00 | 0 |  | 1 | 19SP | 140 | 140 | 140 |  | 63.0199 | 99 | [7 empty] | CATEGORYB | NONSINGLE | 85373 | 0 | 0 |  | 0 |  | 0 |  |  | Transfer Loading < 100%
2018-AG1 | AFS3 | SWINGBUS |  |  | FDNS |  | 5 | 5 | 2018AG1AFS31T6915519SP | FROM->TO | SHELDON 115/13.8KV TRANSFORMER CKT 1 | E | NPPD | NPPD | NPPD_686 | NPPD_686 | 0 | 640020 | SHELDN2G 13.800 | 640278 | SHELDON7 115.00 | 0 |  | 1 | 19SP | 140 | 140 | 140 |  | 62.1064 | 98.6 | [7 empty] | CATEGORYB | NONSINGLE | 6775 | 0 | 0 |  | 0 |  | 0 |  |  | Transfer Loading < 100%
2018-AG1 | AFS3 | SWINGBUS |  |  | FDNS |  | 5 | 5 | 2018AG1AFS31T29055519SP | FROM->TO | SHELDON 115/13.8KV TRANSFORMER CKT 1 | E | NPPD | NPPD | NPPD_686 | NPPD_686 | 0 | 640020 | SHELDN2G 13.800 | 640278 | SHELDON7 115.00 | 0 |  | 1 | 19SP | 140 | 140 | 140 |  | 62.2229 | 98.6 | [7 empty] | CATEGORYB | NONSINGLE | 85383 | 0 | 0 |  | 0 |  | 0 |  |  | Transfer Loading < 100%
2018-AG1 | AFS3 | SWINGBUS |  |  | FDNS |  | 5 | 5 | 2018AG1AFS31T29065519SP | FROM->TO | SHELDON 115/13.8KV TRANSFORMER CKT 1 | E | NPPD | NPPD | NPPD_686 | NPPD_686 | 0 | 640020 | SHELDN2G 13.800 | 640278 | SHELDON7 115.00 | 0 |  | 1 | 19SP | 140 | 140 | 140 |  | 62.2229 | 98.6 | [7 empty] | CATEGORYB | NONSINGLE | 85384 | 0 | 0 |  | 0 |  | 0 |  |  | Transfer Loading < 100%
2018-AG1 | AFS3 | SWINGBUS |  |  | FDNS |  | 5 | 5 | 2018AG1AFS31T29245519SP | FROM->TO | SHELDON 115/13.8KV TRANSFORMER CKT 1 | E | NPPD | NPPD | NPPD_686 | NPPD_686 | 0 | 640020 | SHELDN2G 13.800 | 640278 | SHELDON7 115.00 | 0 |  | 1 | 19SP | 140 | 140 | 140 |  | 62.2772 | 98.6 | [7 empty] | CATEGORYB | NONSINGLE | 85408 | 0 | 0 |  | 0 |  | 0 |  |  | Transfer Loading < 100%
2018-AG1 | AFS3 | SWINGBUS | FDNS |  | FDNS |  | 5 | 0 | 2018AG1AFS31T5575019SP | FROM->TO | SHELDON 115/13.8KV TRANSFORMER CKT 1 | E | NPPD | NPPD | NPPD_686 | NPPD_686 | 0 | 640020 | SHELDN2G 13.800 | 640278 | SHELDON7 115.00 | 0 |  | 1 | 19SP | 140 | 140 | 140 | 98.2 | 98.2124 | 98.3 | [7 empty] | CATEGORYB | NONSINGLE | 69586 | 0 | 0 |  | 0 |  | 0 |  |  | Transfer Loading < 100%
2018-AG1 | AFS3 | SWINGBUS |  |  | FDNS |  | 5 | 5 | 2018AG1AFS31T28965519SP | FROM->TO | SHELDON 115/13.8KV TRANSFORMER CKT 1 | E | NPPD | NPPD | NPPD_686 | NPPD_686 | 0 | 640020 | SHELDN2G 13.800 | 640278 | SHELDON7 115.00 | 0 |  | 1 | 19SP | 140 | 140 | 140 |  | 61.4911 | 98.1 | [7 empty] | CATEGORYB | NONSINGLE | 85372 | 0 | 0 |  | 0 |  | 0 |  |  | Transfer Loading < 100%
2018-AG1 | AFS3 | SWINGBUS |  |  | FDNS |  | 5 | 5 | 2018AG1AFS31T6935519SP | FROM->TO | SHELDON 115/13.8KV TRANSFORMER CKT 1 | E | NPPD | NPPD | NPPD_686 | NPPD_686 | 0 | 640020 | SHELDN2G 13.800 | 640278 | SHELDON7 115.00 | 0 |  | 1 | 19SP | 140 | 140 | 140 |  | 61.6781 | 98 | [7 empty] | CATEGORYB | NONSINGLE | 6778 | 0 | 0 |  | 0 |  | 0 |  |  | Transfer Loading < 100%
2018-AG1 | AFS3 | SWINGBUS | FDNSLock |  | FDNSLock |  | 5 | 0 | 2018AG1AFS32T715019SP | FROM->TO | SHELDON 115/13.8KV TRANSFORMER CKT 1 | E | NPPD | NPPD | NPPD_686 | NPPD_686 | 0 | 640020 | SHELDN2G 13.800 | 640278 | SHELDON7 115.00 | 0 |  | 1 | 19SP | 140 | 140 | 140 | 98.2 | 98.1808 | 97.9 | [7 empty] | CATEGORYB | NONSINGLE | 85248 | 0 | 0 |  | 0 |  | 0 |  |  | Transfer Loading < 100%
2018-AG1 | AFS3 | SWINGBUS | FDNSLock |  | FDNSLock |  | 5 | 0 | 2018AG1AFS32T55019SP | FROM->TO | SHELDON 115/13.8KV TRANSFORMER CKT 1 | E | NPPD | NPPD | NPPD_686 | NPPD_686 | 0 | 640020 | SHELDN2G 13.800 | 640278 | SHELDON7 115.00 | 0 |  | 1 | 19SP | 140 | 140 | 140 | 97.7 | 97.6698 | 97.7 | [7 empty] | CATEGORYB | NONSINGLE | 8833 | 0 | 0 |  | 0 |  | 0 |  |  | Transfer Loading < 100%
2018-AG1 | AFS3 | SWINGBUS | FDNSLock |  | FDNSLock |  | 5 | 0 | 2018AG1AFS32T135019SP | FROM->TO | SHELDON 115/13.8KV TRANSFORMER CKT 1 | E | NPPD | NPPD | NPPD_686 | NPPD_686 | 0 | 640020 | SHELDN2G 13.800 | 640278 | SHELDON7 115.00 | 0 |  | 1 | 19SP | 140 | 140 | 140 | 97.7 | 97.6612 | 97.7 | [7 empty] | CATEGORYB | NONSINGLE | 39748 | 0 | 0 |  | 0 |  | 0 |  |  | Transfer Loading < 100%
2018-AG1 | AFS3 | SWINGBUS | FDNSLock |  | FDNSLock |  | 5 | 0 | 2018AG1AFS32T1395019SP | FROM->TO | SHELDON 115/13.8KV TRANSFORMER CKT 1 | E | NPPD | NPPD | NPPD_686 | NPPD_686 | 0 | 640020 | SHELDN2G 13.800 | 640278 | SHELDON7 115.00 | 0 |  | 1 | 19SP | 140 | 140 | 140 | 97.7 | 97.6609 | 97.7 | [7 empty] | CATEGORYB | NONSINGLE | 86700 | 0 | 0 |  | 0 |  | 0 |  |  | Transfer Loading < 100%
2018-AG1 | AFS3 | SWINGBUS |  |  | FDNS |  | 5 | 5 | 2018AG1AFS31T29035519SP | FROM->TO | SHELDON 115/13.8KV TRANSFORMER CKT 1 | E | NPPD | NPPD | NPPD_686 | NPPD_686 | 0 | 640020 | SHELDN2G 13.800 | 640278 | SHELDON7 115.00 | 0 |  | 1 | 19SP | 140 | 140 | 140 |  | 60.044 | 96.5 | [7 empty] | CATEGORYB | NONSINGLE | 85381 | 0 | 0 |  | 0 |  | 0 |  |  | Transfer Loading < 100%
2018-AG1 | AFS3 | SWINGBUS |  |  | FDNS |  | 5 | 5 | 2018AG1AFS31T29045519SP | FROM->TO | SHELDON 115/13.8KV TRANSFORMER CKT 1 | E | NPPD | NPPD | NPPD_686 | NPPD_686 | 0 | 640020 | SHELDN2G 13.800 | 640278 | SHELDON7 115.00 | 0 |  | 1 | 19SP | 140 | 140 | 140 |  | 60.044 | 96.5 | [7 empty] | CATEGORYB | NONSINGLE | 85382 | 0 | 0 |  | 0 |  | 0 |  |  | Transfer Loading < 100%
2018-AG1 | AFS3 | SWINGBUS | FDNS |  | FDNS |  | 5 | 0 | 2018AG1AFS31T5285019SP | FROM->TO | SHELDON 115/13.8KV TRANSFORMER CKT 1 | E | NPPD | NPPD | NPPD_686 | NPPD_686 | 0 | 640020 | SHELDN2G 13.800 | 640278 | SHELDON7 115.00 | 0 |  | 1 | 19SP | 140 | 140 | 140 | 96.8 | 96.7603 | 96.4 | [7 empty] | CATEGORYB | SINGLE | HOSKINS - RAUN 345KV CKT 1 | 0 | 635200 | RAUN 3 345.00 | 640226 | HOSKINS3 345.00 | 0 |  | 1 | Transfer Loading < 100%
2018-AG1 | AFS3 | SWINGBUS | FDNS |  | FDNS |  | 5 | 0 | 2018AG1AFS31T3155019SP | FROM->TO | SHELDON 115/13.8KV TRANSFORMER CKT 1 | E | NPPD | NPPD | NPPD_686 | NPPD_686 | 0 | 640020 | SHELDN2G 13.800 | 640278 | SHELDON7 115.00 | 0 |  | 1 | 19SP | 140 | 140 | 140 | 96.2 | 82.0196 | 96.1 | [7 empty] | CATEGORYB | GENOUT | 6721-JOHNSON NO 2 HYDRO | 0 | 0 |  | 0 |  | 0 |  |  | Transfer Loading < 100%
2018-AG1 | AFS3 | SWINGBUS | FDNS |  | FDNS |  | 5 | 0 | 2018AG1AFS31T13175019SP | FROM->TO | SHELDON 115/13.8KV TRANSFORMER CKT 1 | E | NPPD | NPPD | NPPD_686 | NPPD_686 | 0 | 640020 | SHELDN2G 13.800 | 640278 | SHELDON7 115.00 | 0 |  | 1 | 19SP | 140 | 140 | 140 | 95.7 | 95.6645 | 95.8 | [7 empty] | CATEGORYB | NONSINGLE | 85251 | 0 | 0 |  | 0 |  | 0 |  |  | Transfer Loading < 100%
2018-AG1 | AFS3 | SWINGBUS |  |  | FDNS |  | 5 | 5 | 2018AG1AFS31T28615519SP | FROM->TO | SHELDON 115/13.8KV TRANSFORMER CKT 1 | E | NPPD | NPPD | NPPD_686 | NPPD_686 | 0 | 640020 | SHELDN2G 13.800 | 640278 | SHELDON7 115.00 | 0 |  | 1 | 19SP | 140 | 140 | 140 |  | 59.1505 | 95.5 | [7 empty] | CATEGORYB | NONSINGLE | 85320 | 0 | 0 |  | 0 |  | 0 |  |  | Transfer Loading < 100%
2018-AG1 | AFS3 | SWINGBUS |  |  | FDNS |  | 5 | 5 | 2018AG1AFS31T29105519SP | FROM->TO | SHELDON 115/13.8KV TRANSFORMER CKT 1 | E | NPPD | NPPD | NPPD_686 | NPPD_686 | 0 | 640020 | SHELDN2G 13.800 | 640278 | SHELDON7 115.00 | 0 |  | 1 | 19SP | 140 | 140 | 140 |  | 59.0948 | 95.5 | [7 empty] | CATEGORYB | NONSINGLE | 85388 | 0 | 0 |  | 0 |  | 0 |  |  | Transfer Loading < 100%
2018-AG1 | AFS3 | SWINGBUS |  |  | FDNS |  | 5 | 5 | 2018AG1AFS31T29115519SP | FROM->TO | SHELDON 115/13.8KV TRANSFORMER CKT 1 | E | NPPD | NPPD | NPPD_686 | NPPD_686 | 0 | 640020 | SHELDN2G 13.800 | 640278 | SHELDON7 115.00 | 0 |  | 1 | 19SP | 140 | 140 | 140 |  | 59.0948 | 95.5 | [7 empty] | CATEGORYB | NONSINGLE | 85389 | 0 | 0 |  | 0 |  | 0 |  |  | Transfer Loading < 100%
2018-AG1 | AFS3 | SWINGBUS | FDNS |  | FDNS |  | 5 | 5 | 2018AG1AFS31T6735519WP | FROM->TO | SHELDON 115/13.8KV TRANSFORMER CKT 1 | E | NPPD | NPPD | NPPD_686 | NPPD_686 | 0 | 640020 | SHELDN2G 13.800 | 640278 | SHELDON7 115.00 | 0 |  | 1 | 19WP | 140 | 140 | 140 | 99.2 | 99.1983 | 100 | [7 empty] | CATEGORYB | NONSINGLE | 85312 | 0 | 0 |  | 0 |  | 0 |  |  | Transfer Loading < 100%
2018-AG1 | AFS3 | SWINGBUS | FDNS |  | FDNS |  | 5 | 5 | 2018AG1AFS31T1355519WP | FROM->TO | SHELDON 115/13.8KV TRANSFORMER CKT 1 | E | NPPD | NPPD | NPPD_686 | NPPD_686 | 0 | 640020 | SHELDN2G 13.800 | 640278 | SHELDON7 115.00 | 0 |  | 1 | 19WP | 140 | 140 | 140 | 97.6 | 55.5972 | 97.4 | [7 empty] | CATEGORYB | GENOUT | 6714-AINSWORTH WIND | 0 | 0 |  | 0 |  | 0 |  |  | Transfer Loading < 100%
2018-AG1 | AFS3 | SWINGBUS |  |  | FDNSLock |  | 5 | 5 | 2018AG1AFS32T1225522SP | FROM->TO | SHELDON 115/13.8KV TRANSFORMER CKT 1 | E | NPPD | NPPD | NPPD_686 | NPPD_686 | 0 | 640020 | SHELDN2G 13.800 | 640278 | SHELDON7 115.00 | 0 |  | 1 | 22SP | 140 | 140 | 140 |  | 83.6317 | 99.1 | [7 empty] | CATEGORYB | NONSINGLE | 87085 | 0 | 0 |  | 0 |  | 0 |  |  | Transfer Loading < 100%
2018-AG1 | AFS3 | SWINGBUS |  |  | FDNS |  | 5 | 5 | 2018AG1AFS31T24815522SP | FROM->TO | SHELDON 115/13.8KV TRANSFORMER CKT 1 | E | NPPD | NPPD | NPPD_686 | NPPD_686 | 0 | 640020 | SHELDN2G 13.800 | 640278 | SHELDON7 115.00 | 0 |  | 1 | 22SP | 140 | 140 | 140 |  | 83.2015 | 98.2 | [7 empty] | CATEGORYB | NONSINGLE | 85286 | 0 | 0 |  | 0 |  | 0 |  |  | Transfer Loading < 100%
2018-AG1 | AFS3 | SWINGBUS |  |  | FDNS |  | 5 | 5 | 2018AG1AFS31T6245522SP | FROM->TO | SHELDON 115/13.8KV TRANSFORMER CKT 1 | E | NPPD | NPPD | NPPD_686 | NPPD_686 | 0 | 640020 | SHELDN2G 13.800 | 640278 | SHELDON7 115.00 | 0 |  | 1 | 22SP | 140 | 140 | 140 |  | 82.6324 | 98.1 | [7 empty] | CATEGORYB | SINGLE | STEGALL-LNX3230.00 - WAYSIDE 230KV CKT 1 | 0 | 640404 | WAYSIDE4 230.00 | 652873 | STEGALL-LNX3230.00 | 0 |  | 1 | Transfer Loading < 100%
2018-AG1 | AFS3 | SWINGBUS |  |  | FDNS |  | 5 | 5 | 2018AG1AFS31T20505522SP | FROM->TO | SHELDON 115/13.8KV TRANSFORMER CKT 1 | E | NPPD | NPPD | NPPD_686 | NPPD_686 | 0 | 640020 | SHELDN2G 13.800 | 640278 | SHELDON7 115.00 | 0 |  | 1 | 22SP | 140 | 140 | 140 |  | 93.798 | 97.1 | [7 empty] | CATEGORYB | NONSINGLE | 84741 | 0 | 0 |  | 0 |  | 0 |  |  | Transfer Loading < 100%
2018-AG1 | AFS3 | SWINGBUS | FDNS |  | FDNS |  | 5 | 0 | 2018AG1AFS31T13335022SP | FROM->TO | SHELDON 115/13.8KV TRANSFORMER CKT 1 | E | NPPD | NPPD | NPPD_686 | NPPD_686 | 0 | 640020 | SHELDN2G 13.800 | 640278 | SHELDON7 115.00 | 0 |  | 1 | 22SP | 140 | 140 | 140 | 96.1 | 96.126 | 96.8 | [7 empty] | CATEGORYB | NONSINGLE | 85241 | 0 | 0 |  | 0 |  | 0 |  |  | Transfer Loading < 100%
2018-AG1 | AFS3 | SWINGBUS |  |  | FDNS |  | 5 | 5 | 2018AG1AFS31T24415522SP | FROM->TO | SHELDON 115/13.8KV TRANSFORMER CKT 1 | E | NPPD | NPPD | NPPD_686 | NPPD_686 | 0 | 640020 | SHELDN2G 13.800 | 640278 | SHELDON7 115.00 | 0 |  | 1 | 22SP | 140 | 140 | 140 |  | 88.9625 | 96.7 | [7 empty] | CATEGORYB | NONSINGLE | 85252 | 0 | 0 |  | 0 |  | 0 |  |  | Transfer Loading < 100%
2018-AG1 | AFS3 | SWINGBUS | FDNS |  | FDNS |  | 5 | 0 | 2018AG1AFS31T5995022SP | FROM->TO | SHELDON 115/13.8KV TRANSFORMER CKT 1 | E | NPPD | NPPD | NPPD_686 | NPPD_686 | 0 | 640020 | SHELDN2G 13.800 | 640278 | SHELDON7 115.00 | 0 |  | 1 | 22SP | 140 | 140 | 140 | 97.4 | 97.3763 | 96.6 | [7 empty] | CATEGORYB | NONSINGLE | 69586 | 0 | 0 |  | 0 |  | 0 |  |  | Transfer Loading < 100%
2018-AG1 | AFS3 | SWINGBUS | FDNS |  | FDNS |  | 5 | 0 | 2018AG1AFS31T5695022SP | FROM->TO | SHELDON 115/13.8KV TRANSFORMER CKT 1 | E | NPPD | NPPD | NPPD_686 | NPPD_686 | 0 | 640020 | SHELDN2G 13.800 | 640278 | SHELDON7 115.00 | 0 |  | 1 | 22SP | 140 | 140 | 140 | 97.1 | 97.1264 | 96.5 | [7 empty] | CATEGORYB | NONSINGLE | 40127 | 0 | 0 |  | 0 |  | 0 |  |  | Transfer Loading < 100%
2018-AG1 | AFS3 | SWINGBUS | FDNS |  | FDNS |  | 5 | 0 | 2018AG1AFS31T5705022SP | FROM->TO | SHELDON 115/13.8KV TRANSFORMER CKT 1 | E | NPPD | NPPD | NPPD_686 | NPPD_686 | 0 | 640020 | SHELDN2G 13.800 | 640278 | SHELDON7 115.00 | 0 |  | 1 | 22SP | 140 | 140 | 140 | 97.1 | 97.1264 | 96.5 | [7 empty] | CATEGORYB | NONSINGLE | 40129 | 0 | 0 |  | 0 |  | 0 |  |  | Transfer Loading < 100%
2018-AG1 | AFS3 | SWINGBUS | FDNS |  | FDNS |  | 5 | 0 | 2018AG1AFS31T5715022SP | FROM->TO | SHELDON 115/13.8KV TRANSFORMER CKT 1 | E | NPPD | NPPD | NPPD_686 | NPPD_686 | 0 | 640020 | SHELDN2G 13.800 | 640278 | SHELDON7 115.00 | 0 |  | 1 | 22SP | 140 | 140 | 140 | 97.1 | 97.1264 | 96.5 | [7 empty] | CATEGORYB | NONSINGLE | 40130 | 0 | 0 |  | 0 |  | 0 |  |  | Transfer Loading < 100%
2018-AG1 | AFS3 | SWINGBUS | FDNS |  | FDNS |  | 5 | 0 | 2018AG1AFS31T13645022SP | FROM->TO | SHELDON 115/13.8KV TRANSFORMER CKT 1 | E | NPPD | NPPD | NPPD_686 | NPPD_686 | 0 | 640020 | SHELDN2G 13.800 | 640278 | SHELDON7 115.00 | 0 |  | 1 | 22SP | 140 | 140 | 140 | 97.1 | 97.1264 | 96.5 | [7 empty] | CATEGORYB | NONSINGLE | 85798 | 0 | 0 |  | 0 |  | 0 |  |  | Transfer Loading < 100%
2018-AG1 | AFS3 | SWINGBUS | FDNS |  | FDNS |  | 5 | 0 | 2018AG1AFS31T13965022SP | FROM->TO | SHELDON 115/13.8KV TRANSFORMER CKT 1 | E | NPPD | NPPD | NPPD_686 | NPPD_686 | 0 | 640020 | SHELDN2G 13.800 | 640278 | SHELDON7 115.00 | 0 |  | 1 | 22SP | 140 | 140 | 140 | 97.1 | 97.1264 | 96.5 | [7 empty] | CATEGORYB | NONSINGLE | 86659 | 0 | 0 |  | 0 |  | 0 |  |  | Transfer Loading < 100%
2018-AG1 | AFS3 | SWINGBUS | FDNS |  | FDNS |  | 5 | 0 | 2018AG1AFS31T13975022SP | FROM->TO | SHELDON 115/13.8KV TRANSFORMER CKT 1 | E | NPPD | NPPD | NPPD_686 | NPPD_686 | 0 | 640020 | SHELDN2G 13.800 | 640278 | SHELDON7 115.00 | 0 |  | 1 | 22SP | 140 | 140 | 140 | 97.1 | 97.1264 | 96.5 | [7 empty] | CATEGORYB | NONSINGLE | 86661 | 0 | 0 |  | 0 |  | 0 |  |  | Transfer Loading < 100%
2018-AG1 | AFS3 | SWINGBUS | FDNS |  | FDNS |  | 5 | 0 | 2018AG1AFS31T13985022SP | FROM->TO | SHELDON 115/13.8KV TRANSFORMER CKT 1 | E | NPPD | NPPD | NPPD_686 | NPPD_686 | 0 | 640020 | SHELDN2G 13.800 | 640278 | SHELDON7 115.00 | 0 |  | 1 | 22SP | 140 | 140 | 140 | 97.1 | 97.1264 | 96.5 | [7 empty] | CATEGORYB | NONSINGLE | 86667 | 0 | 0 |  | 0 |  | 0 |  |  | Transfer Loading < 100%
2018-AG1 | AFS3 | SWINGBUS | FDNS |  | FDNS |  | 5 | 0 | 2018AG1AFS31T13995022SP | FROM->TO | SHELDON 115/13.8KV TRANSFORMER CKT 1 | E | NPPD | NPPD | NPPD_686 | NPPD_686 | 0 | 640020 | SHELDN2G 13.800 | 640278 | SHELDON7 115.00 | 0 |  | 1 | 22SP | 140 | 140 | 140 | 97.1 | 97.1264 | 96.5 | [7 empty] | CATEGORYB | NONSINGLE | 86668 | 0 | 0 |  | 0 |  | 0 |  |  | Transfer Loading < 100%
2018-AG1 | AFS3 | SWINGBUS | FDNS |  | FDNS |  | 5 | 0 | 2018AG1AFS31T14005022SP | FROM->TO | SHELDON 115/13.8KV TRANSFORMER CKT 1 | E | NPPD | NPPD | NPPD_686 | NPPD_686 | 0 | 640020 | SHELDN2G 13.800 | 640278 | SHELDON7 115.00 | 0 |  | 1 | 22SP | 140 | 140 | 140 | 97.1 | 97.1264 | 96.5 | [7 empty] | CATEGORYB | NONSINGLE | 86670 | 0 | 0 |  | 0 |  | 0 |  |  | Transfer Loading < 100%
2018-AG1 | AFS3 | SWINGBUS | FDNS |  | FDNS |  | 5 | 0 | 2018AG1AFS31T14015022SP | FROM->TO | SHELDON 115/13.8KV TRANSFORMER CKT 1 | E | NPPD | NPPD | NPPD_686 | NPPD_686 | 0 | 640020 | SHELDN2G 13.800 | 640278 | SHELDON7 115.00 | 0 |  | 1 | 22SP | 140 | 140 | 140 | 97.1 | 97.1264 | 96.5 | [7 empty] | CATEGORYB | NONSINGLE | 86671 | 0 | 0 |  | 0 |  | 0 |  |  | Transfer Loading < 100%
2018-AG1 | AFS3 | SWINGBUS | FDNS |  | FDNS |  | 5 | 0 | 2018AG1AFS31T14025022SP | FROM->TO | SHELDON 115/13.8KV TRANSFORMER CKT 1 | E | NPPD | NPPD | NPPD_686 | NPPD_686 | 0 | 640020 | SHELDN2G 13.800 | 640278 | SHELDON7 115.00 | 0 |  | 1 | 22SP | 140 | 140 | 140 | 97.1 | 97.1264 | 96.5 | [7 empty] | CATEGORYB | NONSINGLE | 86673 | 0 | 0 |  | 0 |  | 0 |  |  | Transfer Loading < 100%
2018-AG1 | AFS3 | SWINGBUS |  |  | FDNS |  | 5 | 5 | 2018AG1AFS31T12625522SP | FROM->TO | SHELDON 115/13.8KV TRANSFORMER CKT 1 | E | NPPD | NPPD | NPPD_686 | NPPD_686 | 0 | 640020 | SHELDN2G 13.800 | 640278 | SHELDON7 115.00 | 0 |  | 1 | 22SP | 140 | 140 | 140 |  | 85.4596 | 96 | [7 empty] | CATEGORYB | NONSINGLE | 40124 | 0 | 0 |  | 0 |  | 0 |  |  | Transfer Loading < 100%
2018-AG1 | AFS3 | SWINGBUS |  |  | FDNS |  | 5 | 5 | 2018AG1AFS31T12665522SP | FROM->TO | SHELDON 115/13.8KV TRANSFORMER CKT 1 | E | NPPD | NPPD | NPPD_686 | NPPD_686 | 0 | 640020 | SHELDN2G 13.800 | 640278 | SHELDON7 115.00 | 0 |  | 1 | 22SP | 140 | 140 | 140 |  | 85.4595 | 96 | [7 empty] | CATEGORYB | NONSINGLE | 40125 | 0 | 0 |  | 0 |  | 0 |  |  | Transfer Loading < 100%
2018-AG1 | AFS3 | SWINGBUS | FDNS |  | FDNS |  | 5 | 0 | 2018AG1AFS31T13355022SP | FROM->TO | SHELDON 115/13.8KV TRANSFORMER CKT 1 | E | NPPD | NPPD | NPPD_686 | NPPD_686 | 0 | 640020 | SHELDN2G 13.800 | 640278 | SHELDON7 115.00 | 0 |  | 1 | 22SP | 140 | 140 | 140 | 95.9 | 95.9038 | 95.8 | [7 empty] | CATEGORYB | NONSINGLE | 85244 | 0 | 0 |  | 0 |  | 0 |  |  | Transfer Loading < 100%
2018-AG1 | AFS3 | SWINGBUS | FDNS |  | FDNS |  | 5 | 5 | 2018AG1AFS31T6025522SP | FROM->TO | SHELDON 115/13.8KV TRANSFORMER CKT 1 | E | NPPD | NPPD | NPPD_686 | NPPD_686 | 0 | 640020 | SHELDN2G 13.800 | 640278 | SHELDON7 115.00 | 0 |  | 1 | 22SP | 140 | 140 | 140 | 95.6 | 81.3829 | 95.7 | [7 empty] | CATEGORYB | GENOUT | 6721-JOHNSON NO 2 HYDRO | 0 | 0 |  | 0 |  | 0 |  |  | Transfer Loading < 100%
2018-AG1 | AFS3 | SWINGBUS |  |  | FDNS |  | 5 | 5 | 2018AG1AFS31T24345522SP | FROM->TO | SHELDON 115/13.8KV TRANSFORMER CKT 1 | E | NPPD | NPPD | NPPD_686 | NPPD_686 | 0 | 640020 | SHELDN2G 13.800 | 640278 | SHELDON7 115.00 | 0 |  | 1 | 22SP | 140 | 140 | 140 |  | 88.7108 | 95.6 | [7 empty] | CATEGORYB | NONSINGLE | 85248 | 0 | 0 |  | 0 |  | 0 |  |  | Transfer Loading < 100%
2018-AG1 | AFS3 | SWINGBUS |  |  | FDNS |  | 5 | 5 | 2018AG1AFS31T11825522SP | FROM->TO | SHELDON 115/13.8KV TRANSFORMER CKT 1 | E | NPPD | NPPD | NPPD_686 | NPPD_686 | 0 | 640020 | SHELDN2G 13.800 | 640278 | SHELDON7 115.00 | 0 |  | 1 | 22SP | 140 | 140 | 140 |  | 84.9348 | 95.3 | [7 empty] | CATEGORYB | SINGLE | FT THOMPSON - FTTHOM2-LNX3345.00 345KV CKT Z | 0 | 652506 | FTTHOMP3 345.00 | 652807 | FTTHOM2-LNX3345.00 | 0 |  | Z | Transfer Loading < 100%
2018-AG1 | AFS3 | SWINGBUS | FDNS |  | FDNS |  | 5 | 0 | 2018AG1AFS31T5725022SP | FROM->TO | SHELDON 115/13.8KV TRANSFORMER CKT 1 | E | NPPD | NPPD | NPPD_686 | NPPD_686 | 0 | 640020 | SHELDN2G 13.800 | 640278 | SHELDON7 115.00 | 0 |  | 1 | 22SP | 140 | 140 | 140 | 97 | 96.9831 | 95.2 | [7 empty] | CATEGORYB | SINGLE | HOSKINS - RAUN 345KV CKT 1 | 0 | 635200 | RAUN 3 345.00 | 640226 | HOSKINS3 345.00 | 0 |  | 1 | Transfer Loading < 100%
2018-AG1 | AFS3 | SWINGBUS |  |  | FDNS |  | 5 | 5 | 2018AG1AFS31T25515522SP | FROM->TO | SHELDON 115/13.8KV TRANSFORMER CKT 1 | E | NPPD | NPPD | NPPD_686 | NPPD_686 | 0 | 640020 | SHELDN2G 13.800 | 640278 | SHELDON7 115.00 | 0 |  | 1 | 22SP | 140 | 140 | 140 |  | 85.5087 | 95.1 | [7 empty] | CATEGORYB | NONSINGLE | 85797 | 0 | 0 |  | 0 |  | 0 |  |  | Transfer Loading < 100%
2018-AG1 | AFS3 | SWINGBUS | FDNS |  | FDNS |  | 5 | 0 | 2018AG1AFS31T3355022SP | FROM->TO | SHELDON 115/13.8KV TRANSFORMER CKT 1 | E | NPPD | NPPD | NPPD_686 | NPPD_686 | 0 | 640020 | SHELDN2G 13.800 | 640278 | SHELDON7 115.00 | 0 |  | 1 | 22SP | 140 | 140 | 140 | 95.5 | 81.5637 | 95.1 | [7 empty] | CATEGORYB | GENOUT | 6721-JOHNSON NO 2 HYDRO | 0 | 0 |  | 0 |  | 0 |  |  | Transfer Loading < 100%
2018-AG1 | AFS3 | SWINGBUS | FDNS |  | FDNS |  | 5 | 0 | 2018AG1AFS31T1585022WP | FROM->TO | SHELDON 115/13.8KV TRANSFORMER CKT 1 | E | NPPD | NPPD | NPPD_686 | NPPD_686 | 0 | 640020 | SHELDN2G 13.800 | 640278 | SHELDON7 115.00 | 0 |  | 1 | 22WP | 140 | 140 | 140 | 98.4 | 85.6879 | 98.9 | [7 empty] | CATEGORYB | GENOUT | 6720-JOHNSON NO 1 HYDRO | 0 | 0 |  | 0 |  | 0 |  |  | Transfer Loading < 100%
2018-AG1 | AFS3 | SWINGBUS | FDNS |  | FDNS |  | 5 | 0 | 2018AG1AFS31T1575022WP | FROM->TO | SHELDON 115/13.8KV TRANSFORMER CKT 1 | E | NPPD | NPPD | NPPD_686 | NPPD_686 | 0 | 640020 | SHELDN2G 13.800 | 640278 | SHELDON7 115.00 | 0 |  | 1 | 22WP | 140 | 140 | 140 | 98.2 | 85.6879 | 98.5 | [7 empty] | CATEGORYB | GENOUT | 6719-JEFFREY HYDRO | 0 | 0 |  | 0 |  | 0 |  |  | Transfer Loading < 100%
2018-AG1 | AFS3 | SWINGBUS | FDNSLock |  | FDNSLock |  | 5 | 0 | 2018AG1AFS32T455022WP | FROM->TO | SHELDON 115/13.8KV TRANSFORMER CKT 1 | E | NPPD | NPPD | NPPD_686 | NPPD_686 | 0 | 640020 | SHELDN2G 13.800 | 640278 | SHELDON7 115.00 | 0 |  | 1 | 22WP | 140 | 140 | 140 | 95.5 | 95.4718 | 97.9 | [7 empty] | CATEGORYB | NONSINGLE | 86699 | 0 | 0 |  | 0 |  | 0 |  |  | Transfer Loading < 100%
2018-AG1 | AFS3 | SWINGBUS | FDNS |  | FDNS |  | 5 | 0 | 2018AG1AFS31T9585022WP | FROM->TO | SHELDON 115/13.8KV TRANSFORMER CKT 1 | E | NPPD | NPPD | NPPD_686 | NPPD_686 | 0 | 640020 | SHELDN2G 13.800 | 640278 | SHELDON7 115.00 | 0 |  | 1 | 22WP | 140 | 140 | 140 | 97.3 | 85.6879 | 97.6 | [7 empty] | CATEGORYB | GENOUT | 6716-COLUMHYDRO UNIT 1 | 0 | 0 |  | 0 |  | 0 |  |  | Transfer Loading < 100%
2018-AG1 | AFS3 | SWINGBUS | FDNS |  | FDNS |  | 5 | 0 | 2018AG1AFS31T9595022WP | FROM->TO | SHELDON 115/13.8KV TRANSFORMER CKT 1 | E | NPPD | NPPD | NPPD_686 | NPPD_686 | 0 | 640020 | SHELDN2G 13.800 | 640278 | SHELDON7 115.00 | 0 |  | 1 | 22WP | 140 | 140 | 140 | 97.3 | 85.6879 | 97.6 | [7 empty] | CATEGORYB | GENOUT | 6717-COLUMHYDRO UNIT 2 | 0 | 0 |  | 0 |  | 0 |  |  | Transfer Loading < 100%
2018-AG1 | AFS3 | SWINGBUS | FDNS |  | FDNS |  | 5 | 0 | 2018AG1AFS31T9605022WP | FROM->TO | SHELDON 115/13.8KV TRANSFORMER CKT 1 | E | NPPD | NPPD | NPPD_686 | NPPD_686 | 0 | 640020 | SHELDN2G 13.800 | 640278 | SHELDON7 115.00 | 0 |  | 1 | 22WP | 140 | 140 | 140 | 97.3 | 85.6879 | 97.6 | [7 empty] | CATEGORYB | GENOUT | 6718-COLUMHYDRO UNIT 3 | 0 | 0 |  | 0 |  | 0 |  |  | Transfer Loading < 100%
2018-AG1 | AFS3 | SWINGBUS | FDNS |  | FDNS |  | 5 | 5 | 2018AG1AFS31T1455522WP | FROM->TO | SHELDON 115/13.8KV TRANSFORMER CKT 1 | E | NPPD | NPPD | NPPD_686 | NPPD_686 | 0 | 640020 | SHELDN2G 13.800 | 640278 | SHELDON7 115.00 | 0 |  | 1 | 22WP | 140 | 140 | 140 | 95.8 | 55.2422 | 97.3 | [7 empty] | CATEGORYB | GENOUT | 6714-AINSWORTH WIND | 0 | 0 |  | 0 |  | 0 |  |  | Transfer Loading < 100%
2018-AG1 | AFS3 | SWINGBUS | FDNS |  | FDNS |  | 5 | 5 | 2018AG1AFS31T8615522WP | FROM->TO | SHELDON 115/13.8KV TRANSFORMER CKT 1 | E | NPPD | NPPD | NPPD_686 | NPPD_686 | 0 | 640020 | SHELDN2G 13.800 | 640278 | SHELDON7 115.00 | 0 |  | 1 | 22WP | 140 | 140 | 140 | 95.6 | 95.5743 | 96.9 | [7 empty] | CATEGORYB | NONSINGLE | 85312 | 0 | 0 |  | 0 |  | 0 |  |  | Transfer Loading < 100%
2018-AG1 | AFS3 | SWINGBUS | FDNS |  | FDNS-CHECK-TC-Iteration Limit Exceeded. |  | 5 | 0 | 2018AG1AFS31T7685022WP | FROM->TO | SHELDON 115/13.8KV TRANSFORMER CKT 1 | E | NPPD | NPPD | NPPD_686 | NPPD_686 | 0 | 640020 | SHELDN2G 13.800 | 640278 | SHELDON7 115.00 | 0 |  | 1 | 22WP | 140 | 140 | 140 | 95.3 | 95.3115 | 96.7 | [7 empty] | CATEGORYB | NONSINGLE | 85273 | 0 | 0 |  | 0 |  | 0 |  |  | Transfer Loading < 100%
2018-AG1 | AFS3 | SWINGBUS | FDNS |  | FDNS |  | 5 | 0 | 2018AG1AFS31T1625022WP | FROM->TO | SHELDON 115/13.8KV TRANSFORMER CKT 1 | E | NPPD | NPPD | NPPD_686 | NPPD_686 | 0 | 640020 | SHELDN2G 13.800 | 640278 | SHELDON7 115.00 | 0 |  | 1 | 22WP | 140 | 140 | 140 | 96.4 | 85.6879 | 96.7 | [7 empty] | CATEGORYB | GENOUT | 6725-CROFTON HILLS WIND | 0 | 0 |  | 0 |  | 0 |  |  | Transfer Loading < 100%
2018-AG1 | AFS3 | SWINGBUS |  |  | FDNSLock |  | 5 | 0 | 2018AG1AFS32T305022WP | FROM->TO | SHELDON 115/13.8KV TRANSFORMER CKT 1 | E | NPPD | NPPD | NPPD_686 | NPPD_686 | 0 | 640020 | SHELDN2G 13.800 | 640278 | SHELDON7 115.00 | 0 |  | 1 | 22WP | 140 | 140 | 140 |  | 94.1676 | 96.4 | [7 empty] | CATEGORYB | NONSINGLE | 85242 | 0 | 0 |  | 0 |  | 0 |  |  | Transfer Loading < 100%
2018-AG1 | AFS3 | SWINGBUS | FDNS |  | FDNS-CHECK-TC-Iteration Limit Exceeded. |  | 5 | 0 | 2018AG1AFS31T7675022WP | FROM->TO | SHELDON 115/13.8KV TRANSFORMER CKT 1 | E | NPPD | NPPD | NPPD_686 | NPPD_686 | 0 | 640020 | SHELDN2G 13.800 | 640278 | SHELDON7 115.00 | 0 |  | 1 | 22WP | 140 | 140 | 140 | 95.2 | 95.2391 | 96.3 | [7 empty] | CATEGORYB | NONSINGLE | 85270 | 0 | 0 |  | 0 |  | 0 |  |  | Transfer Loading < 100%
2018-AG1 | AFS3 | SWINGBUS | FDNS |  | FDNS |  | 5 | 0 | 2018AG1AFS31T20075027SP | FROM->TO | SHELDON 115/13.8KV TRANSFORMER CKT 1 | E | NPPD | NPPD | NPPD_686 | NPPD_686 | 0 | 640020 | SHELDN2G 13.800 | 640278 | SHELDON7 115.00 | 0 |  | 1 | 27SP | 140 | 140 | 140 | 99.6 | 99.6353 | 99.1 | [7 empty] | CATEGORYB | NONSINGLE | 85241 | 0 | 0 |  | 0 |  | 0 |  |  | Transfer Loading < 100%
2018-AG1 | AFS3 | SWINGBUS | FDNS |  | FDNS |  | 5 | 0 | 2018AG1AFS31T7755027SP | FROM->TO | SHELDON 115/13.8KV TRANSFORMER CKT 1 | E | NPPD | NPPD | NPPD_686 | NPPD_686 | 0 | 640020 | SHELDN2G 13.800 | 640278 | SHELDON7 115.00 | 0 |  | 1 | 27SP | 140 | 140 | 140 | 98.5 | 98.5453 | 97 | [7 empty] | CATEGORYB | NONSINGLE | 39941 | 0 | 0 |  | 0 |  | 0 |  |  | Transfer Loading < 100%
2018-AG1 | AFS3 | SWINGBUS | FDNS |  | FDNS |  | 5 | 0 | 2018AG1AFS31T7765027SP | FROM->TO | SHELDON 115/13.8KV TRANSFORMER CKT 1 | E | NPPD | NPPD | NPPD_686 | NPPD_686 | 0 | 640020 | SHELDN2G 13.800 | 640278 | SHELDON7 115.00 | 0 |  | 1 | 27SP | 140 | 140 | 140 | 98.5 | 98.5451 | 97 | [7 empty] | CATEGORYB | NONSINGLE | 39942 | 0 | 0 |  | 0 |  | 0 |  |  | Transfer Loading < 100%
2018-AG1 | AFS3 | SWINGBUS | FDNS |  | FDNS |  | 5 | 0 | 2018AG1AFS31T8455027SP | FROM->TO | SHELDON 115/13.8KV TRANSFORMER CKT 1 | E | NPPD | NPPD | NPPD_686 | NPPD_686 | 0 | 640020 | SHELDN2G 13.800 | 640278 | SHELDON7 115.00 | 0 |  | 1 | 27SP | 140 | 140 | 140 | 97.8 | 97.77 | 96.4 | [7 empty] | CATEGORYB | NONSINGLE | 69586 | 0 | 0 |  | 0 |  | 0 |  |  | Transfer Loading < 100%
2018-AG1 | AFS3 | SWINGBUS | FDNS |  | FDNS |  | 5 | 5 | 2018AG1AFS31T6045527SP | FROM->TO | SHELDON 115/13.8KV TRANSFORMER CKT 1 | E | NPPD | NPPD | NPPD_686 | NPPD_686 | 0 | 640020 | SHELDN2G 13.800 | 640278 | SHELDON7 115.00 | 0 |  | 1 | 27SP | 140 | 140 | 140 | 96.2 | 82.1591 | 95.8 | [7 empty] | CATEGORYB | GENOUT | 6721-JOHNSON NO 2 HYDRO | 0 | 0 |  | 0 |  | 0 |  |  | Transfer Loading < 100%
2018-AG1 | AFS3 | SWINGBUS | FDNSLock |  | FDNSLock |  | 5 | 0 | 2018AG1AFS32T25027SP | FROM->TO | SHELDON 115/13.8KV TRANSFORMER CKT 1 | E | NPPD | NPPD | NPPD_686 | NPPD_686 | 0 | 640020 | SHELDN2G 13.800 | 640278 | SHELDON7 115.00 | 0 |  | 1 | 27SP | 140 | 140 | 140 | 96.8 | 96.841 | 95.6 | [7 empty] | CATEGORYB | NONSINGLE | 39791 | 0 | 0 |  | 0 |  | 0 |  |  | Transfer Loading < 100%
2018-AG1 | AFS3 | SWINGBUS | FDNSLock |  | FDNSLock |  | 5 | 0 | 2018AG1AFS32T305027SP | FROM->TO | SHELDON 115/13.8KV TRANSFORMER CKT 1 | E | NPPD | NPPD | NPPD_686 | NPPD_686 | 0 | 640020 | SHELDN2G 13.800 | 640278 | SHELDON7 115.00 | 0 |  | 1 | 27SP | 140 | 140 | 140 | 96.8 | 96.841 | 95.6 | [7 empty] | CATEGORYB | NONSINGLE | 85624 | 0 | 0 |  | 0 |  | 0 |  |  | Transfer Loading < 100%
2018-AG1 | AFS3 | SWINGBUS | FDNSLock |  | FDNSLock |  | 5 | 0 | 2018AG1AFS32T525027SP | FROM->TO | SHELDON 115/13.8KV TRANSFORMER CKT 1 | E | NPPD | NPPD | NPPD_686 | NPPD_686 | 0 | 640020 | SHELDN2G 13.800 | 640278 | SHELDON7 115.00 | 0 |  | 1 | 27SP | 140 | 140 | 140 | 96.8 | 96.841 | 95.6 | [7 empty] | CATEGORYB | NONSINGLE | 85897 | 0 | 0 |  | 0 |  | 0 |  |  | Transfer Loading < 100%
2018-AG1 | AFS3 | SWINGBUS | FDNSLock |  | FDNSLock |  | 5 | 0 | 2018AG1AFS32T575027SP | FROM->TO | SHELDON 115/13.8KV TRANSFORMER CKT 1 | E | NPPD | NPPD | NPPD_686 | NPPD_686 | 0 | 640020 | SHELDN2G 13.800 | 640278 | SHELDON7 115.00 | 0 |  | 1 | 27SP | 140 | 140 | 140 | 96.8 | 96.841 | 95.6 | [7 empty] | CATEGORYB | NONSINGLE | 85902 | 0 | 0 |  | 0 |  | 0 |  |  | Transfer Loading < 100%
2018-AG1 | AFS3 | SWINGBUS | FDNS |  | FDNS |  | 5 | 0 | 2018AG1AFS31T4765027SP | FROM->TO | SHELDON 115/13.8KV TRANSFORMER CKT 1 | E | NPPD | NPPD | NPPD_686 | NPPD_686 | 0 | 640020 | SHELDN2G 13.800 | 640278 | SHELDON7 115.00 | 0 |  | 1 | 27SP | 140 | 140 | 140 | 95.6 | 81.1756 | 95.5 | [7 empty] | CATEGORYB | GENOUT | 6721-JOHNSON NO 2 HYDRO | 0 | 0 |  | 0 |  | 0 |  |  | Transfer Loading < 100%
2018-AG1 | AFS3 | SWINGBUS | FDNS |  | FDNS |  | 5 | 0 | 2018AG1AFS31T7995027SP | FROM->TO | SHELDON 115/13.8KV TRANSFORMER CKT 1 | E | NPPD | NPPD | NPPD_686 | NPPD_686 | 0 | 640020 | SHELDN2G 13.800 | 640278 | SHELDON7 115.00 | 0 |  | 1 | 27SP | 140 | 140 | 140 | 97.3 | 97.3212 | 95.4 | [7 empty] | CATEGORYB | SINGLE | HOSKINS - RAUN 345KV CKT 1 | 0 | 635200 | RAUN 3 345.00 | 640226 | HOSKINS3 345.00 | 0 |  | 1 | Transfer Loading < 100%
2018-AG1 | AFS3 | SWINGBUS | FDNS |  | FDNS |  | 5 | 0 | 2018AG1AFS31T5055027WP | FROM->TO | SHELDON 115/13.8KV TRANSFORMER CKT 1 | E | NPPD | NPPD | NPPD_686 | NPPD_686 | 0 | 640020 | SHELDN2G 13.800 | 640278 | SHELDON7 115.00 | 0 |  | 1 | 27WP | 140 | 140 | 140 | 100.8 | 100.7524 | 99.4 | [7 empty] | CATEGORYB | NONSINGLE | 40127 | 0 | 0 |  | 0 |  | 0 |  |  | Transfer Loading < 100%
2018-AG1 | AFS3 | SWINGBUS | FDNS |  | FDNS |  | 5 | 0 | 2018AG1AFS31T5065027WP | FROM->TO | SHELDON 115/13.8KV TRANSFORMER CKT 1 | E | NPPD | NPPD | NPPD_686 | NPPD_686 | 0 | 640020 | SHELDN2G 13.800 | 640278 | SHELDON7 115.00 | 0 |  | 1 | 27WP | 140 | 140 | 140 | 100.8 | 100.7524 | 99.4 | [7 empty] | CATEGORYB | NONSINGLE | 40129 | 0 | 0 |  | 0 |  | 0 |  |  | Transfer Loading < 100%
2018-AG1 | AFS3 | SWINGBUS | FDNS |  | FDNS |  | 5 | 0 | 2018AG1AFS31T5075027WP | FROM->TO | SHELDON 115/13.8KV TRANSFORMER CKT 1 | E | NPPD | NPPD | NPPD_686 | NPPD_686 | 0 | 640020 | SHELDN2G 13.800 | 640278 | SHELDON7 115.00 | 0 |  | 1 | 27WP | 140 | 140 | 140 | 100.8 | 100.7524 | 99.4 | [7 empty] | CATEGORYB | NONSINGLE | 40130 | 0 | 0 |  | 0 |  | 0 |  |  | Transfer Loading < 100%
2018-AG1 | AFS3 | SWINGBUS | FDNS |  | FDNS |  | 5 | 0 | 2018AG1AFS31T11515027WP | FROM->TO | SHELDON 115/13.8KV TRANSFORMER CKT 1 | E | NPPD | NPPD | NPPD_686 | NPPD_686 | 0 | 640020 | SHELDN2G 13.800 | 640278 | SHELDON7 115.00 | 0 |  | 1 | 27WP | 140 | 140 | 140 | 100.8 | 100.7524 | 99.4 | [7 empty] | CATEGORYB | NONSINGLE | 85798 | 0 | 0 |  | 0 |  | 0 |  |  | Transfer Loading < 100%
2018-AG1 | AFS3 | SWINGBUS | FDNS |  | FDNS |  | 5 | 0 | 2018AG1AFS31T12525027WP | FROM->TO | SHELDON 115/13.8KV TRANSFORMER CKT 1 | E | NPPD | NPPD | NPPD_686 | NPPD_686 | 0 | 640020 | SHELDN2G 13.800 | 640278 | SHELDON7 115.00 | 0 |  | 1 | 27WP | 140 | 140 | 140 | 100.8 | 100.7524 | 99.4 | [7 empty] | CATEGORYB | NONSINGLE | 86659 | 0 | 0 |  | 0 |  | 0 |  |  | Transfer Loading < 100%
2018-AG1 | AFS3 | SWINGBUS | FDNS |  | FDNS |  | 5 | 0 | 2018AG1AFS31T12535027WP | FROM->TO | SHELDON 115/13.8KV TRANSFORMER CKT 1 | E | NPPD | NPPD | NPPD_686 | NPPD_686 | 0 | 640020 | SHELDN2G 13.800 | 640278 | SHELDON7 115.00 | 0 |  | 1 | 27WP | 140 | 140 | 140 | 100.8 | 100.7524 | 99.4 | [7 empty] | CATEGORYB | NONSINGLE | 86661 | 0 | 0 |  | 0 |  | 0 |  |  | Transfer Loading < 100%
2018-AG1 | AFS3 | SWINGBUS | FDNS |  | FDNS |  | 5 | 0 | 2018AG1AFS31T12545027WP | FROM->TO | SHELDON 115/13.8KV TRANSFORMER CKT 1 | E | NPPD | NPPD | NPPD_686 | NPPD_686 | 0 | 640020 | SHELDN2G 13.800 | 640278 | SHELDON7 115.00 | 0 |  | 1 | 27WP | 140 | 140 | 140 | 100.8 | 100.7524 | 99.4 | [7 empty] | CATEGORYB | NONSINGLE | 86667 | 0 | 0 |  | 0 |  | 0 |  |  | Transfer Loading < 100%
2018-AG1 | AFS3 | SWINGBUS | FDNS |  | FDNS |  | 5 | 0 | 2018AG1AFS31T12555027WP | FROM->TO | SHELDON 115/13.8KV TRANSFORMER CKT 1 | E | NPPD | NPPD | NPPD_686 | NPPD_686 | 0 | 640020 | SHELDN2G 13.800 | 640278 | SHELDON7 115.00 | 0 |  | 1 | 27WP | 140 | 140 | 140 | 100.8 | 100.7524 | 99.4 | [7 empty] | CATEGORYB | NONSINGLE | 86668 | 0 | 0 |  | 0 |  | 0 |  |  | Transfer Loading < 100%
2018-AG1 | AFS3 | SWINGBUS | FDNS |  | FDNS |  | 5 | 0 | 2018AG1AFS31T12565027WP | FROM->TO | SHELDON 115/13.8KV TRANSFORMER CKT 1 | E | NPPD | NPPD | NPPD_686 | NPPD_686 | 0 | 640020 | SHELDN2G 13.800 | 640278 | SHELDON7 115.00 | 0 |  | 1 | 27WP | 140 | 140 | 140 | 100.8 | 100.7524 | 99.4 | [7 empty] | CATEGORYB | NONSINGLE | 86670 | 0 | 0 |  | 0 |  | 0 |  |  | Transfer Loading < 100%
2018-AG1 | AFS3 | SWINGBUS | FDNS |  | FDNS |  | 5 | 0 | 2018AG1AFS31T12575027WP | FROM->TO | SHELDON 115/13.8KV TRANSFORMER CKT 1 | E | NPPD | NPPD | NPPD_686 | NPPD_686 | 0 | 640020 | SHELDN2G 13.800 | 640278 | SHELDON7 115.00 | 0 |  | 1 | 27WP | 140 | 140 | 140 | 100.8 | 100.7524 | 99.4 | [7 empty] | CATEGORYB | NONSINGLE | 86671 | 0 | 0 |  | 0 |  | 0 |  |  | Transfer Loading < 100%
2018-AG1 | AFS3 | SWINGBUS | FDNS |  | FDNS |  | 5 | 0 | 2018AG1AFS31T12585027WP | FROM->TO | SHELDON 115/13.8KV TRANSFORMER CKT 1 | E | NPPD | NPPD | NPPD_686 | NPPD_686 | 0 | 640020 | SHELDN2G 13.800 | 640278 | SHELDON7 115.00 | 0 |  | 1 | 27WP | 140 | 140 | 140 | 100.8 | 100.7524 | 99.4 | [7 empty] | CATEGORYB | NONSINGLE | 86673 | 0 | 0 |  | 0 |  | 0 |  |  | Transfer Loading < 100%
2018-AG1 | AFS3 | SWINGBUS | FDNS |  | FDNS |  | 5 | 0 | 2018AG1AFS31T2575027WP | FROM->TO | SHELDON 115/13.8KV TRANSFORMER CKT 1 | E | NPPD | NPPD | NPPD_686 | NPPD_686 | 0 | 640020 | SHELDN2G 13.800 | 640278 | SHELDON7 115.00 | 0 |  | 1 | 27WP | 140 | 140 | 140 | 98.2 | 85.8977 | 98.7 | [7 empty] | CATEGORYB | GENOUT | 6720-JOHNSON NO 1 HYDRO | 0 | 0 |  | 0 |  | 0 |  |  | Transfer Loading < 100%
2018-AG1 | AFS3 | SWINGBUS | FDNS |  | FDNS |  | 5 | 0 | 2018AG1AFS31T10815027WP | FROM->TO | SHELDON 115/13.8KV TRANSFORMER CKT 1 | E | NPPD | NPPD | NPPD_686 | NPPD_686 | 0 | 640020 | SHELDN2G 13.800 | 640278 | SHELDON7 115.00 | 0 |  | 1 | 27WP | 140 | 140 | 140 | 100.4 | 100.6453 | 98.5 | [7 empty] | CATEGORYB | NONSINGLE | 85259 | 0 | 0 |  | 0 |  | 0 |  |  | Transfer Loading < 100%
2018-AG1 | AFS3 | SWINGBUS | FDNS |  | FDNS |  | 5 | 0 | 2018AG1AFS31T2565027WP | FROM->TO | SHELDON 115/13.8KV TRANSFORMER CKT 1 | E | NPPD | NPPD | NPPD_686 | NPPD_686 | 0 | 640020 | SHELDN2G 13.800 | 640278 | SHELDON7 115.00 | 0 |  | 1 | 27WP | 140 | 140 | 140 | 98.1 | 85.8977 | 98.2 | [7 empty] | CATEGORYB | GENOUT | 6719-JEFFREY HYDRO | 0 | 0 |  | 0 |  | 0 |  |  | Transfer Loading < 100%
2018-AG1 | AFS3 | SWINGBUS |  |  | FDNS |  | 5 | 0 | 2018AG1AFS31T10805027WP | FROM->TO | SHELDON 115/13.8KV TRANSFORMER CKT 1 | E | NPPD | NPPD | NPPD_686 | NPPD_686 | 0 | 640020 | SHELDN2G 13.800 | 640278 | SHELDON7 115.00 | 0 |  | 1 | 27WP | 140 | 140 | 140 |  | -999 | 97.8 | [7 empty] | CATEGORYB | NONSINGLE | 85252 | 0 | 0 |  | 0 |  | 0 |  |  | Transfer Loading < 100%
2018-AG1 | AFS3 | SWINGBUS | FDNS |  | FDNS |  | 5 | 0 | 2018AG1AFS31T10795027WP | FROM->TO | SHELDON 115/13.8KV TRANSFORMER CKT 1 | E | NPPD | NPPD | NPPD_686 | NPPD_686 | 0 | 640020 | SHELDN2G 13.800 | 640278 | SHELDON7 115.00 | 0 |  | 1 | 27WP | 140 | 140 | 140 | 98.9 | 98.9303 | 97.2 | [7 empty] | CATEGORYB | NONSINGLE | 85250 | 0 | 0 |  | 0 |  | 0 |  |  | Transfer Loading < 100%
2018-AG1 | AFS3 | SWINGBUS | FDNS |  | FDNS |  | 5 | 0 | 2018AG1AFS31T14315027WP | FROM->TO | SHELDON 115/13.8KV TRANSFORMER CKT 1 | E | NPPD | NPPD | NPPD_686 | NPPD_686 | 0 | 640020 | SHELDN2G 13.800 | 640278 | SHELDON7 115.00 | 0 |  | 1 | 27WP | 140 | 140 | 140 | 96.8 | 85.8977 | 97.2 | [7 empty] | CATEGORYB | GENOUT | 6716-COLUMHYDRO UNIT 1 | 0 | 0 |  | 0 |  | 0 |  |  | Transfer Loading < 100%
2018-AG1 | AFS3 | SWINGBUS | FDNS |  | FDNS |  | 5 | 0 | 2018AG1AFS31T14325027WP | FROM->TO | SHELDON 115/13.8KV TRANSFORMER CKT 1 | E | NPPD | NPPD | NPPD_686 | NPPD_686 | 0 | 640020 | SHELDN2G 13.800 | 640278 | SHELDON7 115.00 | 0 |  | 1 | 27WP | 140 | 140 | 140 | 96.8 | 85.8977 | 97.2 | [7 empty] | CATEGORYB | GENOUT | 6717-COLUMHYDRO UNIT 2 | 0 | 0 |  | 0 |  | 0 |  |  | Transfer Loading < 100%
2018-AG1 | AFS3 | SWINGBUS | FDNS |  | FDNS |  | 5 | 0 | 2018AG1AFS31T14335027WP | FROM->TO | SHELDON 115/13.8KV TRANSFORMER CKT 1 | E | NPPD | NPPD | NPPD_686 | NPPD_686 | 0 | 640020 | SHELDN2G 13.800 | 640278 | SHELDON7 115.00 | 0 |  | 1 | 27WP | 140 | 140 | 140 | 96.8 | 85.8977 | 97.2 | [7 empty] | CATEGORYB | GENOUT | 6718-COLUMHYDRO UNIT 3 | 0 | 0 |  | 0 |  | 0 |  |  | Transfer Loading < 100%
2018-AG1 | AFS3 | SWINGBUS | FDNS |  | FDNS |  | 5 | 0 | 2018AG1AFS31T435027WP | FROM->TO | SHELDON 115/13.8KV TRANSFORMER CKT 1 | E | NPPD | NPPD | NPPD_686 | NPPD_686 | 0 | 640020 | SHELDN2G 13.800 | 640278 | SHELDON7 115.00 | 0 |  | 1 | 27WP | 140 | 140 | 140 | 98.5 | 98.521 | 96.4 | [7 empty] | CATEGORYB | NONSINGLE | 3898 | 0 | 0 |  | 0 |  | 0 |  |  | Transfer Loading < 100%
2018-AG1 | AFS3 | SWINGBUS | FDNS |  | FDNS |  | 5 | 0 | 2018AG1AFS31T395027WP | FROM->TO | SHELDON 115/13.8KV TRANSFORMER CKT 1 | E | NPPD | NPPD | NPPD_686 | NPPD_686 | 0 | 640020 | SHELDN2G 13.800 | 640278 | SHELDON7 115.00 | 0 |  | 1 | 27WP | 140 | 140 | 140 | 98.5 | 98.5225 | 96.4 | [7 empty] | CATEGORYB | SINGLE | MINGO - RED WILLOW 345KV CKT 1 | 0 | 531451 | MINGO 7 345.00 | 640325 | REDWILO3 345.00 | 0 |  | 1 | Transfer Loading < 100%
2018-AG1 | AFS3 | SWINGBUS | FDNS |  | FDNS |  | 5 | 0 | 2018AG1AFS31T2615027WP | FROM->TO | SHELDON 115/13.8KV TRANSFORMER CKT 1 | E | NPPD | NPPD | NPPD_686 | NPPD_686 | 0 | 640020 | SHELDN2G 13.800 | 640278 | SHELDON7 115.00 | 0 |  | 1 | 27WP | 140 | 140 | 140 | 96.2 | 85.8977 | 96.2 | [7 empty] | CATEGORYB | GENOUT | 6725-CROFTON HILLS WIND | 0 | 0 |  | 0 |  | 0 |  |  | Transfer Loading < 100%
2018-AG1 | AFS3 | SWINGBUS | FDNS |  | FDNS |  | 5 | 5 | 2018AG1AFS31T9145527WP | FROM->TO | SHELDON 115/13.8KV TRANSFORMER CKT 1 | E | NPPD | NPPD | NPPD_686 | NPPD_686 | 0 | 640020 | SHELDN2G 13.800 | 640278 | SHELDON7 115.00 | 0 |  | 1 | 27WP | 140 | 140 | 140 | 96.4 | 96.4197 | 95.2 | [7 empty] | CATEGORYB | NONSINGLE | 85312 | 0 | 0 |  | 0 |  | 0 |  |  | Transfer Loading < 100%
2018-AG1 | AFS3 | GSU |  |  | FDNS |  | 5 | 5 | 2018AG1AFS31T24655519SP | FROM->TO | SIKESTON 161/13.8KV TRANSFORMER CKT 1 | E | SWPA | SWPA | EMINTH | EMINTH | 0 | 505432 | SIKGEN 1 13.800 | 505428 | SIKESTN5 161.00 | 0 |  | 1 | 19SP | 260 | 260 | 0 |  | 93.9521 | 93.9536 | [7 empty] | CATEGORYB | SINGLE | NF | 0 | 505430 | SIKESTN2 69.000 | 0 | NF | 0 |  |  | Transfer Loading < 100%
2018-AG1 | AFS3 | GSU |  |  | FDNS |  | 5 | 5 | 2018AG1AFS31T25575519SP | FROM->TO | SIKESTON 161/13.8KV TRANSFORMER CKT 1 | E | SWPA | SWPA | EMINTH | EMINTH | 0 | 505432 | SIKGEN 1 13.800 | 505428 | SIKESTN5 161.00 | 0 |  | 1 | 19SP | 260 | 260 | 0 |  | 93.9521 | 93.9536 | [7 empty] | CATEGORYB | SINGLE | NF | 0 | 505430 | SIKESTN2 69.000 | 0 | NF | 0 |  |  | Transfer Loading < 100%
2018-AG1 | AFS3 | GSU |  |  | FDNS |  | 5 | 5 | 2018AG1AFS31T26585519SP | FROM->TO | SIKESTON 161/13.8KV TRANSFORMER CKT 1 | E | SWPA | SWPA | EMINTH | EMINTH | 0 | 505432 | SIKGEN 1 13.800 | 505428 | SIKESTN5 161.00 | 0 |  | 1 | 19SP | 260 | 260 | 0 |  | 93.9521 | 93.9536 | [7 empty] | CATEGORYB | SINGLE | NF | 0 | 505430 | SIKESTN2 69.000 | 0 | NF | 0 |  |  | Transfer Loading < 100%
2018-AG1 | AFS3 | GSU |  |  | FDNS |  | 5 | 0 | 2018AG1AFS31T10345019SP | FROM->TO | SIKESTON 161/13.8KV TRANSFORMER CKT 1 | E | SWPA | SWPA | EMINTH | EMINTH | 0 | 505432 | SIKGEN 1 13.800 | 505428 | SIKESTN5 161.00 | 0 |  | 1 | 19SP | 260 | 260 | 0 |  | 93.7192 | 93.7374 | [7 empty] | CATEGORYB | SINGLE | NF | 0 | 505430 | SIKESTN2 69.000 | 0 | NF | 0 |  |  | Transfer Loading < 100%
2018-AG1 | AFS3 | GSU |  |  | FDNS |  | 5 | 0 | 2018AG1AFS31T11285019SP | FROM->TO | SIKESTON 161/13.8KV TRANSFORMER CKT 1 | E | SWPA | SWPA | EMINTH | EMINTH | 0 | 505432 | SIKGEN 1 13.800 | 505428 | SIKESTN5 161.00 | 0 |  | 1 | 19SP | 260 | 260 | 0 |  | 93.7192 | 93.7374 | [7 empty] | CATEGORYB | SINGLE | NF | 0 | 505430 | SIKESTN2 69.000 | 0 | NF | 0 |  |  | Transfer Loading < 100%
2018-AG1 | AFS3 | GSU |  |  | FDNS |  | 5 | 0 | 2018AG1AFS31T12275019SP | FROM->TO | SIKESTON 161/13.8KV TRANSFORMER CKT 1 | E | SWPA | SWPA | EMINTH | EMINTH | 0 | 505432 | SIKGEN 1 13.800 | 505428 | SIKESTN5 161.00 | 0 |  | 1 | 19SP | 260 | 260 | 0 |  | 93.7192 | 93.7374 | [7 empty] | CATEGORYB | SINGLE | NF | 0 | 505430 | SIKESTN2 69.000 | 0 | NF | 0 |  |  | Transfer Loading < 100%
2018-AG1 | AFS3 | GSU |  |  | FDNS |  | 5 | 0 | 2018AG1AFS31T10755022SP | FROM->TO | SIKESTON 161/13.8KV TRANSFORMER CKT 1 | E | SWPA | SWPA | EMINTH | EMINTH | 0 | 505432 | SIKGEN 1 13.800 | 505428 | SIKESTN5 161.00 | 0 |  | 1 | 22SP | 260 | 260 | 0 |  | 94.8432 | 94.7959 | [7 empty] | CATEGORYB | SINGLE | NF | 0 | 505430 | SIKESTN2 69.000 | 0 | NF | 0 |  |  | Transfer Loading < 100%
2018-AG1 | AFS3 | GSU |  |  | FDNS |  | 5 | 0 | 2018AG1AFS31T11625022SP | FROM->TO | SIKESTON 161/13.8KV TRANSFORMER CKT 1 | E | SWPA | SWPA | EMINTH | EMINTH | 0 | 505432 | SIKGEN 1 13.800 | 505428 | SIKESTN5 161.00 | 0 |  | 1 | 22SP | 260 | 260 | 0 |  | 94.8432 | 94.7959 | [7 empty] | CATEGORYB | SINGLE | NF | 0 | 505430 | SIKESTN2 69.000 | 0 | NF | 0 |  |  | Transfer Loading < 100%
2018-AG1 | AFS3 | GSU |  |  | FDNS |  | 5 | 0 | 2018AG1AFS31T12525022SP | FROM->TO | SIKESTON 161/13.8KV TRANSFORMER CKT 1 | E | SWPA | SWPA | EMINTH | EMINTH | 0 | 505432 | SIKGEN 1 13.800 | 505428 | SIKESTN5 161.00 | 0 |  | 1 | 22SP | 260 | 260 | 0 |  | 94.8432 | 94.7959 | [7 empty] | CATEGORYB | SINGLE | NF | 0 | 505430 | SIKESTN2 69.000 | 0 | NF | 0 |  |  | Transfer Loading < 100%
2018-AG1 | AFS3 | GSU |  |  | FDNS |  | 5 | 5 | 2018AG1AFS31T21335522SP | FROM->TO | SIKESTON 161/13.8KV TRANSFORMER CKT 1 | E | SWPA | SWPA | EMINTH | EMINTH | 0 | 505432 | SIKGEN 1 13.800 | 505428 | SIKESTN5 161.00 | 0 |  | 1 | 22SP | 260 | 260 | 0 |  | 93.9026 | 93.9122 | [7 empty] | CATEGORYB | SINGLE | NF | 0 | 505430 | SIKESTN2 69.000 | 0 | NF | 0 |  |  | Transfer Loading < 100%
2018-AG1 | AFS3 | GSU |  |  | FDNS |  | 5 | 5 | 2018AG1AFS31T22305522SP | FROM->TO | SIKESTON 161/13.8KV TRANSFORMER CKT 1 | E | SWPA | SWPA | EMINTH | EMINTH | 0 | 505432 | SIKGEN 1 13.800 | 505428 | SIKESTN5 161.00 | 0 |  | 1 | 22SP | 260 | 260 | 0 |  | 93.9026 | 93.9122 | [7 empty] | CATEGORYB | SINGLE | NF | 0 | 505430 | SIKESTN2 69.000 | 0 | NF | 0 |  |  | Transfer Loading < 100%
2018-AG1 | AFS3 | GSU |  |  | FDNS |  | 5 | 5 | 2018AG1AFS31T23345522SP | FROM->TO | SIKESTON 161/13.8KV TRANSFORMER CKT 1 | E | SWPA | SWPA | EMINTH | EMINTH | 0 | 505432 | SIKGEN 1 13.800 | 505428 | SIKESTN5 161.00 | 0 |  | 1 | 22SP | 260 | 260 | 0 |  | 93.9026 | 93.9122 | [7 empty] | CATEGORYB | SINGLE | NF | 0 | 505430 | SIKESTN2 69.000 | 0 | NF | 0 |  |  | Transfer Loading < 100%
2018-AG1 | AFS3 | GSU |  |  | FDNS |  | 5 | 0 | 2018AG1AFS31T5555022WP | FROM->TO | SIKESTON 161/13.8KV TRANSFORMER CKT 1 | E | SWPA | SWPA | EMINTH | EMINTH | 0 | 505432 | SIKGEN 1 13.800 | 505428 | SIKESTN5 161.00 | 0 |  | 1 | 22WP | 260 | 260 | 0 |  | 94.8505 | 94.8508 | [7 empty] | CATEGORYB | SINGLE | NF | 0 | 505430 | SIKESTN2 69.000 | 0 | NF | 0 |  |  | Transfer Loading < 100%
2018-AG1 | AFS3 | GSU |  |  | FDNS |  | 5 | 0 | 2018AG1AFS31T6245022WP | FROM->TO | SIKESTON 161/13.8KV TRANSFORMER CKT 1 | E | SWPA | SWPA | EMINTH | EMINTH | 0 | 505432 | SIKGEN 1 13.800 | 505428 | SIKESTN5 161.00 | 0 |  | 1 | 22WP | 260 | 260 | 0 |  | 94.8505 | 94.8508 | [7 empty] | CATEGORYB | SINGLE | NF | 0 | 505430 | SIKESTN2 69.000 | 0 | NF | 0 |  |  | Transfer Loading < 100%
2018-AG1 | AFS3 | GSU |  |  | FDNS |  | 5 | 0 | 2018AG1AFS31T7005022WP | FROM->TO | SIKESTON 161/13.8KV TRANSFORMER CKT 1 | E | SWPA | SWPA | EMINTH | EMINTH | 0 | 505432 | SIKGEN 1 13.800 | 505428 | SIKESTN5 161.00 | 0 |  | 1 | 22WP | 260 | 260 | 0 |  | 94.8505 | 94.8508 | [7 empty] | CATEGORYB | SINGLE | NF | 0 | 505430 | SIKESTN2 69.000 | 0 | NF | 0 |  |  | Transfer Loading < 100%
2018-AG1 | AFS3 | GSU |  |  | FDNS |  | 5 | 0 | 2018AG1AFS31T16605027SP | FROM->TO | SIKESTON 161/13.8KV TRANSFORMER CKT 1 | E | SWPA | SWPA | EMINTH | EMINTH | 0 | 505432 | SIKGEN 1 13.800 | 505428 | SIKESTN5 161.00 | 0 |  | 1 | 27SP | 260 | 260 | 0 |  | 94.4129 | 94.4044 | [7 empty] | CATEGORYB | SINGLE | NF | 0 | 505430 | SIKESTN2 69.000 | 0 | NF | 0 |  |  | Transfer Loading < 100%
2018-AG1 | AFS3 | GSU |  |  | FDNS |  | 5 | 0 | 2018AG1AFS31T17805027SP | FROM->TO | SIKESTON 161/13.8KV TRANSFORMER CKT 1 | E | SWPA | SWPA | EMINTH | EMINTH | 0 | 505432 | SIKGEN 1 13.800 | 505428 | SIKESTN5 161.00 | 0 |  | 1 | 27SP | 260 | 260 | 0 |  | 94.4129 | 94.4044 | [7 empty] | CATEGORYB | SINGLE | NF | 0 | 505430 | SIKESTN2 69.000 | 0 | NF | 0 |  |  | Transfer Loading < 100%
2018-AG1 | AFS3 | GSU |  |  | FDNS |  | 5 | 0 | 2018AG1AFS31T18995027SP | FROM->TO | SIKESTON 161/13.8KV TRANSFORMER CKT 1 | E | SWPA | SWPA | EMINTH | EMINTH | 0 | 505432 | SIKGEN 1 13.800 | 505428 | SIKESTN5 161.00 | 0 |  | 1 | 27SP | 260 | 260 | 0 |  | 94.4129 | 94.4044 | [7 empty] | CATEGORYB | SINGLE | NF | 0 | 505430 | SIKESTN2 69.000 | 0 | NF | 0 |  |  | Transfer Loading < 100%
2018-AG1 | AFS3 | GSU |  |  | FDNS |  | 5 | 5 | 2018AG1AFS31T21445527SP | FROM->TO | SIKESTON 161/13.8KV TRANSFORMER CKT 1 | E | SWPA | SWPA | EMINTH | EMINTH | 0 | 505432 | SIKGEN 1 13.800 | 505428 | SIKESTN5 161.00 | 0 |  | 1 | 27SP | 260 | 260 | 0 |  | 93.6971 | 93.7004 | [7 empty] | CATEGORYB | SINGLE | NF | 0 | 505430 | SIKESTN2 69.000 | 0 | NF | 0 |  |  | Transfer Loading < 100%
2018-AG1 | AFS3 | GSU |  |  | FDNS |  | 5 | 5 | 2018AG1AFS31T22315527SP | FROM->TO | SIKESTON 161/13.8KV TRANSFORMER CKT 1 | E | SWPA | SWPA | EMINTH | EMINTH | 0 | 505432 | SIKGEN 1 13.800 | 505428 | SIKESTN5 161.00 | 0 |  | 1 | 27SP | 260 | 260 | 0 |  | 93.6971 | 93.7004 | [7 empty] | CATEGORYB | SINGLE | NF | 0 | 505430 | SIKESTN2 69.000 | 0 | NF | 0 |  |  | Transfer Loading < 100%
2018-AG1 | AFS3 | GSU |  |  | FDNS |  | 5 | 5 | 2018AG1AFS31T23215527SP | FROM->TO | SIKESTON 161/13.8KV TRANSFORMER CKT 1 | E | SWPA | SWPA | EMINTH | EMINTH | 0 | 505432 | SIKGEN 1 13.800 | 505428 | SIKESTN5 161.00 | 0 |  | 1 | 27SP | 260 | 260 | 0 |  | 93.6971 | 93.7004 | [7 empty] | CATEGORYB | SINGLE | NF | 0 | 505430 | SIKESTN2 69.000 | 0 | NF | 0 |  |  | Transfer Loading < 100%
2018-AG1 | AFS3 | GSU |  |  | FDNS |  | 5 | 0 | 2018AG1AFS31T8365027WP | FROM->TO | SIKESTON 161/13.8KV TRANSFORMER CKT 1 | E | SWPA | SWPA | EMINTH | EMINTH | 0 | 505432 | SIKGEN 1 13.800 | 505428 | SIKESTN5 161.00 | 0 |  | 1 | 27WP | 260 | 260 | 0 |  | 95.2817 | 95.2833 | [7 empty] | CATEGORYB | SINGLE | NF | 0 | 505430 | SIKESTN2 69.000 | 0 | NF | 0 |  |  | Transfer Loading < 100%
2018-AG1 | AFS3 | GSU |  |  | FDNS |  | 5 | 0 | 2018AG1AFS31T9145027WP | FROM->TO | SIKESTON 161/13.8KV TRANSFORMER CKT 1 | E | SWPA | SWPA | EMINTH | EMINTH | 0 | 505432 | SIKGEN 1 13.800 | 505428 | SIKESTN5 161.00 | 0 |  | 1 | 27WP | 260 | 260 | 0 |  | 95.2817 | 95.2833 | [7 empty] | CATEGORYB | SINGLE | NF | 0 | 505430 | SIKESTN2 69.000 | 0 | NF | 0 |  |  | Transfer Loading < 100%
2018-AG1 | AFS3 | GSU |  |  | FDNS |  | 5 | 0 | 2018AG1AFS31T9995027WP | FROM->TO | SIKESTON 161/13.8KV TRANSFORMER CKT 1 | E | SWPA | SWPA | EMINTH | EMINTH | 0 | 505432 | SIKGEN 1 13.800 | 505428 | SIKESTN5 161.00 | 0 |  | 1 | 27WP | 260 | 260 | 0 |  | 95.2817 | 95.2833 | [7 empty] | CATEGORYB | SINGLE | NF | 0 | 505430 | SIKESTN2 69.000 | 0 | NF | 0 |  |  | Transfer Loading < 100%
2018-AG1 | AFS3 | SWINGBUS | FDNS |  | FDNS |  | 5 | 0 | 2018AG1AFS31T4655022WP | FROM->TO | SOUTHWEST 161/20.0KV TRANSFORMER CKT 1 | E | SPRM | SPRM | SPRM | SPRM | 0 | 549893 | JTEC GEN#2 120.000 | 549954 | JTEC 5161.00 | 0 |  | 1 | 22WP | 375 | 375 | 0 | 95.3 | 95.2812 | 95.3 | [7 empty] | CATEGORYB | NONSINGLE | 80743 | 0 | 0 |  | 0 |  | 0 |  |  | Transfer Loading < 100%
2018-AG1 | AFS3 | SWINGBUS | FDNS |  | FDNS |  | 5 | 0 | 2018AG1AFS31T4705022WP | FROM->TO | SOUTHWEST 161/20.0KV TRANSFORMER CKT 1 | E | SPRM | SPRM | SPRM | SPRM | 0 | 549893 | JTEC GEN#2 120.000 | 549954 | JTEC 5161.00 | 0 |  | 1 | 22WP | 375 | 375 | 0 | 95.3 | 95.2812 | 95.3 | [7 empty] | CATEGORYB | NONSINGLE | 80761 | 0 | 0 |  | 0 |  | 0 |  |  | Transfer Loading < 100%
2018-AG1 | AFS3 | SWINGBUS | FDNS |  | FDNS |  | 5 | 0 | 2018AG1AFS31T4755022WP | FROM->TO | SOUTHWEST 161/20.0KV TRANSFORMER CKT 1 | E | SPRM | SPRM | SPRM | SPRM | 0 | 549893 | JTEC GEN#2 120.000 | 549954 | JTEC 5161.00 | 0 |  | 1 | 22WP | 375 | 375 | 0 | 95.3 | 95.2812 | 95.3 | [7 empty] | CATEGORYB | NONSINGLE | 80788 | 0 | 0 |  | 0 |  | 0 |  |  | Transfer Loading < 100%
2018-AG1 | AFS3 |  | FDNS |  | FDNS |  | 5 | 0 | 2018AG1AFS31T10635019WP | FROM->TO | SQUARE BUTTE - STANTON 230KV CKT 1 | E | OTP | GRE | MPC-1620 | GRE-NON_LOAD | 0 | 657756 | SQBUTTE4 230.00 | 615901 | GRE-STANTON4230.00 | 0 |  | 1 | 19WP | 478 | 478 | 478 | 98.6 | 98.6232 | 98.4 | [7 empty] | CATEGORYB | GENOUT | GEN615002 2-COAL CREEK | 0 | 0 |  | 0 |  | 0 |  |  | Transfer Loading < 100%
2018-AG1 | AFS3 |  | FDNS |  | FDNS |  | 5 | 5 | 2018AG1AFS31T9395519WP | FROM->TO | SQUARE BUTTE - STANTON 230KV CKT 1 | E | OTP | GRE | MPC-1620 | GRE-NON_LOAD | 0 | 657756 | SQBUTTE4 230.00 | 615901 | GRE-STANTON4230.00 | 0 |  | 1 | 19WP | 478 | 478 | 478 | 100.6 | 100.6 | 97.7 | [7 empty] | CATEGORYB | GENOUT | GEN615002 2-COAL CREEK | 0 | 0 |  | 0 |  | 0 |  |  | Transfer Loading < 100%
2018-AG1 | AFS3 |  | FDNS |  | FDNS |  | 5 | 5 | 2018AG1AFS31T11805522WP | FROM->TO | SQUARE BUTTE - STANTON 230KV CKT 1 | E | OTP | GRE | MPC-1620 | GRE-NON_LOAD | 0 | 657756 | SQBUTTE4 230.00 | 615901 | GRE-STANTON4230.00 | 0 |  | 1 | 22WP | 478 | 478 | 478 | 96.9 | 96.8803 | 95.6 | [7 empty] | CATEGORYB | GENOUT | GEN615002 2-COAL CREEK | 0 | 0 |  | 0 |  | 0 |  |  | Transfer Loading < 100%
2018-AG1 | AFS3 |  |  |  | FDNS |  | 5 | 0 | 2018AG1AFS31T15445027WP | FROM->TO | SQUARE BUTTE - STANTON 230KV CKT 1 | E | OTP | GRE | MPC-1620 | GRE-NON_LOAD | 0 | 657756 | SQBUTTE4 230.00 | 615901 | GRE-STANTON4230.00 | 0 |  | 1 | 27WP | 478 | 478 | 478 |  | -999 | 98.4 | [7 empty] | CATEGORYB | GENOUT | GEN615002 2-COAL CREEK | 0 | 0 |  | 0 |  | 0 |  |  | Transfer Loading < 100%
2018-AG1 | AFS3 |  |  |  | FDNS |  | 5 | 0 | 2018AG1AFS31T15425027WP | FROM->TO | SQUARE BUTTE - STANTON 230KV CKT 1 | E | OTP | GRE | MPC-1620 | GRE-NON_LOAD | 0 | 657756 | SQBUTTE4 230.00 | 615901 | GRE-STANTON4230.00 | 0 |  | 1 | 27WP | 478 | 478 | 478 |  | -999 | 97.7 | [7 empty] | CATEGORYB | GENOUT | GEN615001 1-COAL CREEK | 0 | 0 |  | 0 |  | 0 |  |  | Transfer Loading < 100%
2018-AG1 | AFS3 |  | FDNS |  | FDNS |  | 5 | 5 | 2018AG1AFS31T24175519SP | FROM->TO | STILWELL (STLWL 11) 345/161/13.8KV TRANSFORMER CKT 11 | E | KCPL | KCPL | KACP | JOCO | 1 | 542968 | STILWEL7 345.00 | 542969 | STILWEL5 161.00 | 543647 | STIL T11 13.800 | 11 | 19SP | 550 | 605 | 0 | 96.7 | 96.7221 | 97.3 | [7 empty] | CATEGORYB | NONSINGLE | 84788 | 0 | 0 |  | 0 |  | 0 |  |  | Transfer Loading < 100%
2018-AG1 | AFS3 |  |  |  | FDNS |  | 5 | 5 | 2018AG1AFS31T22255519SP | FROM->TO | STILWELL (STLWL 11) 345/161/13.8KV TRANSFORMER CKT 11 | E | KCPL | KCPL | KACP | JOCO | 1 | 542968 | STILWEL7 345.00 | 542969 | STILWEL5 161.00 | 543647 | STIL T11 13.800 | 11 | 19SP | 550 | 605 | 0 |  | 94.7357 | 95.2 | [7 empty] | CATEGORYB | NONSINGLE | 84679 | 0 | 0 |  | 0 |  | 0 |  |  | Transfer Loading < 100%
2018-AG1 | AFS3 |  |  |  | FDNS |  | 5 | 5 | 2018AG1AFS31T22515519SP | FROM->TO | STILWELL (STLWL 11) 345/161/13.8KV TRANSFORMER CKT 11 | E | KCPL | KCPL | KACP | JOCO | 1 | 542968 | STILWEL7 345.00 | 542969 | STILWEL5 161.00 | 543647 | STIL T11 13.800 | 11 | 19SP | 550 | 605 | 0 |  | 94.5417 | 95.1 | [7 empty] | CATEGORYB | NONSINGLE | 84682 | 0 | 0 |  | 0 |  | 0 |  |  | Transfer Loading < 100%
2018-AG1 | AFS3 |  | FDNS |  | FDNS |  | 5 | 5 | 2018AG1AFS31T20955522SP | FROM->TO | STILWELL (STLWL 11) 345/161/13.8KV TRANSFORMER CKT 11 | E | KCPL | KCPL | KACP | JOCO | 1 | 542968 | STILWEL7 345.00 | 542969 | STILWEL5 161.00 | 543647 | STIL T11 13.800 | 11 | 22SP | 550 | 605 | 0 | 96.2 | 96.1962 | 96.7 | [7 empty] | CATEGORYB | NONSINGLE | 84788 | 0 | 0 |  | 0 |  | 0 |  |  | Transfer Loading < 100%
2018-AG1 | AFS3 |  | FDNS |  | FDNS |  | 5 | 5 | 2018AG1AFS31T21125527SP | FROM->TO | STILWELL (STLWL 11) 345/161/13.8KV TRANSFORMER CKT 11 | E | KCPL | KCPL | KACP | JOCO | 1 | 542968 | STILWEL7 345.00 | 542969 | STILWEL5 161.00 | 543647 | STIL T11 13.800 | 11 | 27SP | 550 | 605 | 0 | 96.1 | 96.1199 | 96 | [7 empty] | CATEGORYB | NONSINGLE | 84788 | 0 | 0 |  | 0 |  | 0 |  |  | Transfer Loading < 100%
2018-AG1 | AFS3 |  | FDNS |  | FDNS |  | 5 | 5 | 2018AG1AFS31T5585518WP | FROM->TO | STILWELL (STLWL 22) 345/161/13.8KV TRANSFORMER CKT 22 | E | KCPL | KCPL | KACP | JOCO | 1 | 542968 | STILWEL7 345.00 | 542969 | STILWEL5 161.00 | 543648 | STIL T22 13.800 | 22 | 18WP | 550 | 605 | 0 | 99 | 98.98 | 99.1 | [7 empty] | CATEGORYB | NONSINGLE | 84785 | 0 | 0 |  | 0 |  | 0 |  |  | Transfer Loading < 100%
2018-AG1 | AFS3 |  | FDNS |  | FDNS |  | 5 | 5 | 2018AG1AFS31T24185519SP | FROM->TO | STILWELL (STLWL 22) 345/161/13.8KV TRANSFORMER CKT 22 | E | KCPL | KCPL | KACP | JOCO | 1 | 542968 | STILWEL7 345.00 | 542969 | STILWEL5 161.00 | 543648 | STIL T22 13.800 | 22 | 19SP | 550 | 605 | 0 | 97.9 | 97.8665 | 98.5 | [7 empty] | CATEGORYB | NONSINGLE | 84788 | 0 | 0 |  | 0 |  | 0 |  |  | Transfer Loading < 100%
2018-AG1 | AFS3 |  | FDNS |  | FDNS |  | 5 | 5 | 2018AG1AFS31T22525519SP | FROM->TO | STILWELL (STLWL 22) 345/161/13.8KV TRANSFORMER CKT 22 | E | KCPL | KCPL | KACP | JOCO | 1 | 542968 | STILWEL7 345.00 | 542969 | STILWEL5 161.00 | 543648 | STIL T22 13.800 | 22 | 19SP | 550 | 605 | 0 | 95.7 | 95.6603 | 96.2 | [7 empty] | CATEGORYB | NONSINGLE | 84682 | 0 | 0 |  | 0 |  | 0 |  |  | Transfer Loading < 100%
2018-AG1 | AFS3 |  | FDNS |  | FDNS |  | 5 | 0 | 2018AG1AFS31T5305019WP | FROM->TO | STILWELL (STLWL 22) 345/161/13.8KV TRANSFORMER CKT 22 | E | KCPL | KCPL | KACP | JOCO | 1 | 542968 | STILWEL7 345.00 | 542969 | STILWEL5 161.00 | 543648 | STIL T22 13.800 | 22 | 19WP | 550 | 605 | 0 | 95.4 | 95.3666 | 95.4 | [7 empty] | CATEGORYB | NONSINGLE | 84785 | 0 | 0 |  | 0 |  | 0 |  |  | Transfer Loading < 100%
2018-AG1 | AFS3 |  | FDNS |  | FDNS |  | 5 | 5 | 2018AG1AFS31T20965522SP | FROM->TO | STILWELL (STLWL 22) 345/161/13.8KV TRANSFORMER CKT 22 | E | KCPL | KCPL | KACP | JOCO | 1 | 542968 | STILWEL7 345.00 | 542969 | STILWEL5 161.00 | 543648 | STIL T22 13.800 | 22 | 22SP | 550 | 605 | 0 | 97.3 | 97.3343 | 97.8 | [7 empty] | CATEGORYB | NONSINGLE | 84788 | 0 | 0 |  | 0 |  | 0 |  |  | Transfer Loading < 100%
2018-AG1 | AFS3 |  | FDNS |  | FDNSLock |  | 5 | 5 | 2018AG1AFS32T345522SP | FROM->TO | STILWELL (STLWL 22) 345/161/13.8KV TRANSFORMER CKT 22 | E | KCPL | KCPL | KACP | JOCO | 1 | 542968 | STILWEL7 345.00 | 542969 | STILWEL5 161.00 | 543648 | STIL T22 13.800 | 22 | 22SP | 550 | 605 | 0 | 95.1 | 95.0585 | 95.5 | [7 empty] | CATEGORYB | NONSINGLE | 84682 | 0 | 0 |  | 0 |  | 0 |  |  | Transfer Loading < 100%
2018-AG1 | AFS3 |  | FDNS |  | FDNS |  | 5 | 5 | 2018AG1AFS31T21135527SP | FROM->TO | STILWELL (STLWL 22) 345/161/13.8KV TRANSFORMER CKT 22 | E | KCPL | KCPL | KACP | JOCO | 1 | 542968 | STILWEL7 345.00 | 542969 | STILWEL5 161.00 | 543648 | STIL T22 13.800 | 22 | 27SP | 550 | 605 | 0 | 97.3 | 97.2572 | 97.2 | [7 empty] | CATEGORYB | NONSINGLE | 84788 | 0 | 0 |  | 0 |  | 0 |  |  | Transfer Loading < 100%
2018-AG1 | AFS3 |  | FDNS |  | FDNS |  | 5 | 5 | 2018AG1AFS31T19925527SP | FROM->TO | STILWELL (STLWL 22) 345/161/13.8KV TRANSFORMER CKT 22 | E | KCPL | KCPL | KACP | JOCO | 1 | 542968 | STILWEL7 345.00 | 542969 | STILWEL5 161.00 | 543648 | STIL T22 13.800 | 22 | 27SP | 550 | 605 | 0 | 95.1 | 95.0761 | 95 | [7 empty] | CATEGORYB | NONSINGLE | 84682 | 0 | 0 |  | 0 |  | 0 |  |  | Transfer Loading < 100%
2018-AG1 | AFS3 |  | FDNS |  | FDNS |  | 5 | 5 | 2018AG1AFS31T16305527SP | TO->FROM | SUB 1201 - SUB 1206 161KV CKT 1 | E | OPPD | OPPD | OPPD_691 | OPPD_691 | 0 | 646206 | S1206 5 161.00 | 646201 | S1201 5 161.00 | 0 |  | 1 | 27SP | 221 | 221 | 221 | 100.1 | 100.0777 | 99.4 | [7 empty] | CATEGORYB | NONSINGLE | 82750 | 0 | 0 |  | 0 |  | 0 |  |  | Transfer Loading < 100%
2018-AG1 | AFS3 | SWINGBUS | FDNS |  | FDNS |  | 5 | 5 | 2018AG1AFS31T5005519SP | FROM->TO | SUB 1211 161/20.0KV TRANSFORMER CKT 1 | E | OPPD | OPPD | OPPD_691 | OPPD_691 | 0 | 645025 | N OMA 5G 20.000 | 646211 | S1211 5 161.00 | 0 |  | 1 | 19SP | 250 | 250 | 250 | 98.4 | 80.8223 | 99.8 | [7 empty] | CATEGORYB | GENOUT | 5111-SARPY COUNTY 5 | 0 | 0 |  | 0 |  | 0 |  |  | Transfer Loading < 100%
2018-AG1 | AFS3 | SWINGBUS | FDNS |  | FDNS |  | 5 | 0 | 2018AG1AFS31T8195019SP | FROM->TO | SUB 1211 161/20.0KV TRANSFORMER CKT 1 | E | OPPD | OPPD | OPPD_691 | OPPD_691 | 0 | 645025 | N OMA 5G 20.000 | 646211 | S1211 5 161.00 | 0 |  | 1 | 19SP | 250 | 250 | 250 | 99.5 | 99.5416 | 99.4 | [7 empty] | CATEGORYB | NONSINGLE | 82732 | 0 | 0 |  | 0 |  | 0 |  |  | Transfer Loading < 100%
2018-AG1 | AFS3 | SWINGBUS | FDNS |  | FDNS |  | 5 | 0 | 2018AG1AFS31T8145019SP | FROM->TO | SUB 1211 161/20.0KV TRANSFORMER CKT 1 | E | OPPD | OPPD | OPPD_691 | OPPD_691 | 0 | 645025 | N OMA 5G 20.000 | 646211 | S1211 5 161.00 | 0 |  | 1 | 19SP | 250 | 250 | 250 | 98.8 | 98.8317 | 98.8 | [7 empty] | CATEGORYB | NONSINGLE | 82726 | 0 | 0 |  | 0 |  | 0 |  |  | Transfer Loading < 100%
2018-AG1 | AFS3 | SWINGBUS | FDNS |  | FDNS |  | 5 | 0 | 2018AG1AFS31T8175019SP | FROM->TO | SUB 1211 161/20.0KV TRANSFORMER CKT 1 | E | OPPD | OPPD | OPPD_691 | OPPD_691 | 0 | 645025 | N OMA 5G 20.000 | 646211 | S1211 5 161.00 | 0 |  | 1 | 19SP | 250 | 250 | 250 | 98.4 | 98.4398 | 98.6 | [7 empty] | CATEGORYB | NONSINGLE | 82729 | 0 | 0 |  | 0 |  | 0 |  |  | Transfer Loading < 100%
2018-AG1 | AFS3 | SWINGBUS | FDNS |  | FDNS |  | 5 | 0 | 2018AG1AFS31T8155019SP | FROM->TO | SUB 1211 161/20.0KV TRANSFORMER CKT 1 | E | OPPD | OPPD | OPPD_691 | OPPD_691 | 0 | 645025 | N OMA 5G 20.000 | 646211 | S1211 5 161.00 | 0 |  | 1 | 19SP | 250 | 250 | 250 | 97.9 | 97.9141 | 98.5 | [7 empty] | CATEGORYB | NONSINGLE | 82727 | 0 | 0 |  | 0 |  | 0 |  |  | Transfer Loading < 100%
2018-AG1 | AFS3 | SWINGBUS | FDNS |  | FDNS |  | 5 | 0 | 2018AG1AFS31T8165019SP | FROM->TO | SUB 1211 161/20.0KV TRANSFORMER CKT 1 | E | OPPD | OPPD | OPPD_691 | OPPD_691 | 0 | 645025 | N OMA 5G 20.000 | 646211 | S1211 5 161.00 | 0 |  | 1 | 19SP | 250 | 250 | 250 | 97.9 | 97.9252 | 98.5 | [7 empty] | CATEGORYB | NONSINGLE | 82728 | 0 | 0 |  | 0 |  | 0 |  |  | Transfer Loading < 100%
2018-AG1 | AFS3 | SWINGBUS | FDNS |  | FDNS |  | 5 | 0 | 2018AG1AFS31T1365019SP | FROM->TO | SUB 1211 161/20.0KV TRANSFORMER CKT 1 | E | OPPD | OPPD | OPPD_691 | OPPD_691 | 0 | 645025 | N OMA 5G 20.000 | 646211 | S1211 5 161.00 | 0 |  | 1 | 19SP | 250 | 250 | 250 | 97.8 | 77.0357 | 98.3 | [7 empty] | CATEGORYB | GENOUT | 5108-SARPY COUNTY 2 | 0 | 0 |  | 0 |  | 0 |  |  | Transfer Loading < 100%
2018-AG1 | AFS3 | SWINGBUS | FDNS |  | FDNS |  | 5 | 0 | 2018AG1AFS31T1355019SP | FROM->TO | SUB 1211 161/20.0KV TRANSFORMER CKT 1 | E | OPPD | OPPD | OPPD_691 | OPPD_691 | 0 | 645025 | N OMA 5G 20.000 | 646211 | S1211 5 161.00 | 0 |  | 1 | 19SP | 250 | 250 | 250 | 97.8 | 77.0357 | 98 | [7 empty] | CATEGORYB | GENOUT | 5107-SARPY COUNTY 1 | 0 | 0 |  | 0 |  | 0 |  |  | Transfer Loading < 100%
2018-AG1 | AFS3 | SWINGBUS | FDNS |  | FDNS |  | 5 | 0 | 2018AG1AFS31T8185019SP | FROM->TO | SUB 1211 161/20.0KV TRANSFORMER CKT 1 | E | OPPD | OPPD | OPPD_691 | OPPD_691 | 0 | 645025 | N OMA 5G 20.000 | 646211 | S1211 5 161.00 | 0 |  | 1 | 19SP | 250 | 250 | 250 | 96.2 | 96.2415 | 96.6 | [7 empty] | CATEGORYB | NONSINGLE | 82730 | 0 | 0 |  | 0 |  | 0 |  |  | Transfer Loading < 100%
2018-AG1 | AFS3 | SWINGBUS |  |  | FDNS |  | 5 | 5 | 2018AG1AFS31T29425519SP | FROM->TO | SUB 1211 161/20.0KV TRANSFORMER CKT 1 | E | OPPD | OPPD | OPPD_691 | OPPD_691 | 0 | 645025 | N OMA 5G 20.000 | 646211 | S1211 5 161.00 | 0 |  | 1 | 19SP | 250 | 250 | 250 |  | 94.7868 | 96.5 | [7 empty] | CATEGORYB | NONSINGLE | 85431 | 0 | 0 |  | 0 |  | 0 |  |  | Transfer Loading < 100%
2018-AG1 | AFS3 | SWINGBUS |  |  | FDNS |  | 5 | 5 | 2018AG1AFS31T5035519SP | FROM->TO | SUB 1211 161/20.0KV TRANSFORMER CKT 1 | E | OPPD | OPPD | OPPD_691 | OPPD_691 | 0 | 645025 | N OMA 5G 20.000 | 646211 | S1211 5 161.00 | 0 |  | 1 | 19SP | 250 | 250 | 250 |  | 80.8223 | 96.4 | [7 empty] | CATEGORYB | GENOUT | 5122-TPWPBG1W 0.6900 | 0 | 0 |  | 0 |  | 0 |  |  | Transfer Loading < 100%
2018-AG1 | AFS3 | SWINGBUS | FDNS |  | FDNS |  | 5 | 0 | 2018AG1AFS31T1385019SP | FROM->TO | SUB 1211 161/20.0KV TRANSFORMER CKT 1 | E | OPPD | OPPD | OPPD_691 | OPPD_691 | 0 | 645025 | N OMA 5G 20.000 | 646211 | S1211 5 161.00 | 0 |  | 1 | 19SP | 250 | 250 | 250 | 95.1 | 77.0357 | 95.6 | [7 empty] | CATEGORYB | GENOUT | 5110-SARPY COUNTY 4 | 0 | 0 |  | 0 |  | 0 |  |  | Transfer Loading < 100%
2018-AG1 | AFS3 | SWINGBUS |  |  | FDNS |  | 5 | 0 | 2018AG1AFS31T1395019SP | FROM->TO | SUB 1211 161/20.0KV TRANSFORMER CKT 1 | E | OPPD | OPPD | OPPD_691 | OPPD_691 | 0 | 645025 | N OMA 5G 20.000 | 646211 | S1211 5 161.00 | 0 |  | 1 | 19SP | 250 | 250 | 250 |  | 77.0357 | 95.3 | [7 empty] | CATEGORYB | GENOUT | 5111-SARPY COUNTY 5 | 0 | 0 |  | 0 |  | 0 |  |  | Transfer Loading < 100%
2018-AG1 | AFS3 | SWINGBUS | FDNS |  | FDNS |  | 5 | 5 | 2018AG1AFS31T4555522SP | FROM->TO | SUB 1211 161/20.0KV TRANSFORMER CKT 1 | E | OPPD | OPPD | OPPD_691 | OPPD_691 | 0 | 645025 | N OMA 5G 20.000 | 646211 | S1211 5 161.00 | 0 |  | 1 | 22SP | 250 | 250 | 250 | 97.8 | 79.8094 | 97.9 | [7 empty] | CATEGORYB | GENOUT | 5110-SARPY COUNTY 4 | 0 | 0 |  | 0 |  | 0 |  |  | Transfer Loading < 100%
2018-AG1 | AFS3 | SWINGBUS | FDNS |  | FDNS |  | 5 | 5 | 2018AG1AFS31T4565522SP | FROM->TO | SUB 1211 161/20.0KV TRANSFORMER CKT 1 | E | OPPD | OPPD | OPPD_691 | OPPD_691 | 0 | 645025 | N OMA 5G 20.000 | 646211 | S1211 5 161.00 | 0 |  | 1 | 22SP | 250 | 250 | 250 | 97.4 | 79.8094 | 97.6 | [7 empty] | CATEGORYB | GENOUT | 5111-SARPY COUNTY 5 | 0 | 0 |  | 0 |  | 0 |  |  | Transfer Loading < 100%
2018-AG1 | AFS3 | SWINGBUS | FDNS |  | FDNS |  | 5 | 0 | 2018AG1AFS31T12695027SP | FROM->TO | SUB 1211 161/20.0KV TRANSFORMER CKT 1 | E | OPPD | OPPD | OPPD_691 | OPPD_691 | 0 | 645025 | N OMA 5G 20.000 | 646211 | S1211 5 161.00 | 0 |  | 1 | 27SP | 250 | 250 | 250 | 97.1 | 97.1062 | 97.8 | [7 empty] | CATEGORYB | NONSINGLE | 82731 | 0 | 0 |  | 0 |  | 0 |  |  | Transfer Loading < 100%
2018-AG1 | AFS3 | SWINGBUS | FDNS |  | FDNS |  | 5 | 0 | 2018AG1AFS31T12735027SP | FROM->TO | SUB 1211 161/20.0KV TRANSFORMER CKT 1 | E | OPPD | OPPD | OPPD_691 | OPPD_691 | 0 | 645025 | N OMA 5G 20.000 | 646211 | S1211 5 161.00 | 0 |  | 1 | 27SP | 250 | 250 | 250 | 97.1 | 97.1055 | 97.6 | [7 empty] | CATEGORYB | NONSINGLE | 82812 | 0 | 0 |  | 0 |  | 0 |  |  | Transfer Loading < 100%
2018-AG1 | AFS3 | SWINGBUS | FDNS |  | FDNS |  | 5 | 0 | 2018AG1AFS31T7385027WP | FROM->TO | SUB 1211 161/20.0KV TRANSFORMER CKT 1 | E | OPPD | OPPD | OPPD_691 | OPPD_691 | 0 | 645025 | N OMA 5G 20.000 | 646211 | S1211 5 161.00 | 0 |  | 1 | 27WP | 250 | 250 | 250 | 96.1 | 96.0755 | 96.6 | [7 empty] | CATEGORYB | NONSINGLE | 82804 | 0 | 0 |  | 0 |  | 0 |  |  | Transfer Loading < 100%
2018-AG1 | AFS3 |  | FDNS |  | FDNS |  | 5 | 5 | 2018AG1AFS31T16035527SP | FROM->TO | SUB 1221 - SUB 1231 161KV CKT 1 | E | OPPD | OPPD | OPPD_691 | OPPD_691 | 0 | 646221 | S1221 5 161.00 | 646231 | S1231 5 161.00 | 0 |  | 1 | 27SP | 217 | 217 | 217 | 96.7 | 96.6937 | 99 | [7 empty] | CATEGORYB | NONSINGLE | 82405 | 0 | 0 |  | 0 |  | 0 |  |  | Transfer Loading < 100%
2018-AG1 | AFS3 |  | FDNS |  | FDNS |  | 5 | 5 | 2018AG1AFS31T15965527SP | FROM->TO | SUB 1221 - SUB 1231 161KV CKT 1 | E | OPPD | OPPD | OPPD_691 | OPPD_691 | 0 | 646221 | S1221 5 161.00 | 646231 | S1231 5 161.00 | 0 |  | 1 | 27SP | 217 | 217 | 217 | 96.5 | 96.4765 | 98.3 | [7 empty] | CATEGORYB | NONSINGLE | 82393 | 0 | 0 |  | 0 |  | 0 |  |  | Transfer Loading < 100%
2018-AG1 | AFS3 |  |  |  | FDNS |  | 5 | 5 | 2018AG1AFS31T18535519SP | TO->FROM | SUB 1221 - SUB 1255 161KV CKT 1 | E | OPPD | OPPD | OPPD_691 | OPPD_691 | 0 | 646255 | S1255 5 161.00 | 646221 | S1221 5 161.00 | 0 |  | 1 | 19SP | 352 | 352 | 352 |  | 93.4463 | 95.2 | [7 empty] | CATEGORYB | NONSINGLE | 82405 | 0 | 0 |  | 0 |  | 0 |  |  | Transfer Loading < 100%
2018-AG1 | AFS3 |  |  |  | FDNS |  | 5 | 5 | 2018AG1AFS31T16635522SP | TO->FROM | SUB 1221 - SUB 1255 161KV CKT 1 | E | OPPD | OPPD | OPPD_691 | OPPD_691 | 0 | 646255 | S1255 5 161.00 | 646221 | S1221 5 161.00 | 0 |  | 1 | 22SP | 352 | 352 | 352 |  | 94.3693 | 96.1 | [7 empty] | CATEGORYB | NONSINGLE | 82393 | 0 | 0 |  | 0 |  | 0 |  |  | Transfer Loading < 100%
2018-AG1 | AFS3 |  | FDNS |  | FDNS |  | 5 | 5 | 2018AG1AFS31T4555527SP | TO->FROM | SUB 3455 - SUB 3740 345KV CKT 1 | E | OPPD | OPPD | OPPD_691 | OPPD_691 | 0 | 645740 | S3740 3 345.00 | 645455 | S3455 3 345.00 | 0 |  | 1 | 27SP | 1073 | 1073 | 1073 | 99.4 | 99.3581 | 99.2 | [7 empty] | CATEGORYB | SINGLE | SUB 3456 - SUB 3458 NEB CTY 345KV CKT 1 | 0 | 645456 | S3456 3 345.00 | 645458 | S3458 3 345.00 | 0 |  | 1 | Transfer Loading < 100%
2018-AG1 | AFS3 |  | FDNS |  | FDNS |  | 5 | 5 | 2018AG1AFS31T15995527SP | TO->FROM | SUB 3455 - SUB 3740 345KV CKT 1 | E | OPPD | OPPD | OPPD_691 | OPPD_691 | 0 | 645740 | S3740 3 345.00 | 645455 | S3455 3 345.00 | 0 |  | 1 | 27SP | 1073 | 1073 | 1073 | 98.9 | 98.9053 | 98.7 | [7 empty] | CATEGORYB | NONSINGLE | 82396 | 0 | 0 |  | 0 |  | 0 |  |  | Transfer Loading < 100%
2018-AG1 | AFS3 |  | FDNS |  | FDNS |  | 5 | 5 | 2018AG1AFS31T4735527SP | FROM->TO | SUB 3455 (S3455 T1) 345/161/13.8KV TRANSFORMER CKT 1 | E | OPPD | OPPD | OPPD_691 | OPPD_691 | 1 | 645455 | S3455 3 345.00 | 646255 | S1255 5 161.00 | 648255 | S3455T19 13.800 | 1 | 27SP | 558 | 558 | 560 | 95.5 | 95.4871 | 96.6 | [7 empty] | CATEGORYB | SINGLE | SUB 3455 (S3455 T3) 345/161/13.8KV TRANSFORMER CKT 1 | 1 | 645455 | S3455 3 345.00 | 646255 | S1255 5 161.00 | 648355 | S3455T39 13.800 | 1 | Transfer Loading < 100%
2018-AG1 | AFS3 |  | FDNS |  | FDNS |  | 5 | 5 | 2018AG1AFS31T4715527SP | FROM->TO | SUB 3455 (S3455 T3) 345/161/13.8KV TRANSFORMER CKT 1 | E | OPPD | OPPD | OPPD_691 | OPPD_691 | 1 | 645455 | S3455 3 345.00 | 646255 | S1255 5 161.00 | 648355 | S3455T39 13.800 | 1 | 27SP | 558 | 558 | 560 | 97.1 | 97.119 | 98.2 | [7 empty] | CATEGORYB | SINGLE | SUB 3455 (S3455 T1) 345/161/13.8KV TRANSFORMER CKT 1 | 1 | 645455 | S3455 3 345.00 | 646255 | S1255 5 161.00 | 648255 | S3455T19 13.800 | 1 | Transfer Loading < 100%
2018-AG1 | AFS3 |  |  |  | FDNS |  | 5 | 5 | 2018AG1AFS31T15925527SP | FROM->TO | SUB 3455 (S3455 T3) 345/161/13.8KV TRANSFORMER CKT 1 | E | OPPD | OPPD | OPPD_691 | OPPD_691 | 1 | 645455 | S3455 3 345.00 | 646255 | S1255 5 161.00 | 648355 | S3455T39 13.800 | 1 | 27SP | 558 | 558 | 560 |  | 94.1131 | 96.3 | [7 empty] | CATEGORYB | NONSINGLE | 82384 | 0 | 0 |  | 0 |  | 0 |  |  | Transfer Loading < 100%
2018-AG1 | AFS3 |  |  |  | FDNS |  | 5 | 5 | 2018AG1AFS31T18585519SP | TO->FROM | SUB 3456 - SUB 3458 NEB CTY 345KV CKT 1 | E | OPPD | OPPD | OPPD_691 | OPPD_691 | 0 | 645458 | S3458 3 345.00 | 645456 | S3456 3 345.00 | 0 |  | 1 | 19SP | 956 | 956 | 982 |  | 94.0562 | 97.7 | [7 empty] | CATEGORYB | NONSINGLE | 82413 | 0 | 0 |  | 0 |  | 0 |  |  | Transfer Loading < 100%
2018-AG1 | AFS3 |  | FDNS |  | FDNS |  | 5 | 5 | 2018AG1AFS31T4595527SP | TO->FROM | SUB 3456 - SUB 3458 NEB CTY 345KV CKT 1 | E | OPPD | OPPD | OPPD_691 | OPPD_691 | 0 | 645458 | S3458 3 345.00 | 645456 | S3456 3 345.00 | 0 |  | 1 | 27SP | 956 | 956 | 982 | 95.5 | 95.4736 | 96.1 | [7 empty] | CATEGORYB | SINGLE | SUB 3458 NEB CTY - SUB 3740 345KV CKT 1 | 0 | 645458 | S3458 3 345.00 | 645740 | S3740 3 345.00 | 0 |  | 1 | Transfer Loading < 100%
2018-AG1 | AFS3 |  |  |  | FDNS |  | 5 | 5 | 2018AG1AFS31T16065527SP | FROM->TO | SUB 3456 (S3456 T4) 345/161/13.8KV TRANSFORMER CKT 1 | E | OPPD | OPPD | OPPD_691 | OPPD_691 | 2 | 645456 | S3456 3 345.00 | 646206 | S1206 5 161.00 | 648256 | S3456T49 13.800 | 1 | 27SP | 500 | 500 | 500 |  | 93.6289 | 98.8 | [7 empty] | CATEGORYB | NONSINGLE | 82405 | 0 | 0 |  | 0 |  | 0 |  |  | Transfer Loading < 100%
2018-AG1 | AFS3 |  |  |  | FDNS |  | 5 | 5 | 2018AG1AFS31T16085527SP | FROM->TO | SUB 3456 (S3456 T4) 345/161/13.8KV TRANSFORMER CKT 1 | E | OPPD | OPPD | OPPD_691 | OPPD_691 | 2 | 645456 | S3456 3 345.00 | 646206 | S1206 5 161.00 | 648256 | S3456T49 13.800 | 1 | 27SP | 500 | 500 | 500 |  | 91.7746 | 96.6 | [7 empty] | CATEGORYB | NONSINGLE | 82410 | 0 | 0 |  | 0 |  | 0 |  |  | Transfer Loading < 100%
2018-AG1 | AFS3 |  |  |  | FDNS |  | 5 | 5 | 2018AG1AFS31T16025527SP | FROM->TO | SUB 3456 (S3456 T4) 345/161/13.8KV TRANSFORMER CKT 1 | E | OPPD | OPPD | OPPD_691 | OPPD_691 | 2 | 645456 | S3456 3 345.00 | 646206 | S1206 5 161.00 | 648256 | S3456T49 13.800 | 1 | 27SP | 500 | 500 | 500 |  | 91.5505 | 96.4 | [7 empty] | CATEGORYB | NONSINGLE | 82402 | 0 | 0 |  | 0 |  | 0 |  |  | Transfer Loading < 100%
2018-AG1 | AFS3 |  |  |  | FDNS |  | 5 | 0 | 2018AG1AFS31T27415027SP | FROM->TO | SUNDOWN INTERCHANGE (WH XDS70381) 230/115/13.8KV TRANSFORMER CKT 1 | E | SPS | SPS | SPS-CNPL | SPS-CNPL | 2 | 526435 | SUNDOWN 6230.00 | 526434 | SUNDOWN 3115.00 | 526432 | SUNDOWN_TR1113.800 | 1 | 27SP | 149 | 149 | 0 |  | 100.4096 | 99.6 | [7 empty] | CATEGORYB | NONSINGLE | SPPMGN 115 | 0 | 0 |  | 0 |  | 0 |  |  | Transfer Loading < 100%
2018-AG1 | AFS3 |  |  |  | FDNS |  | 5 | 5 | 2018AG1AFS31T35865527SP | FROM->TO | SUNDOWN INTERCHANGE (WH XDS70381) 230/115/13.8KV TRANSFORMER CKT 1 | E | SPS | SPS | SPS-CNPL | SPS-CNPL | 1 | 526435 | SUNDOWN 6230.00 | 526434 | SUNDOWN 3115.00 | 526432 | SUNDOWN_TR1113.800 | 1 | 27SP | 149 | 149 | 0 |  | 97.2424 | 97.4 | [7 empty] | CATEGORYB | NONSINGLE | SPPMGN 119 | 0 | 0 |  | 0 |  | 0 |  |  | Transfer Loading < 100%
2018-AG1 | AFS3 |  | FDNS |  | FDNS |  | 5 | 5 | 2018AG1AFS31T8975519SP | FROM->TO | SWISSVALE - WEST GARDNER 345KV CKT 1 | E | WERE | KCPL | NEAST | KACP | 0 | 532774 | SWISVAL7 345.00 | 542965 | W.GRDNR7 345.00 | 0 |  | 1 | 19SP | 956 | 956 | 0 | 96.6 | 96.5776 | 98.1 | [7 empty] | CATEGORYB | NONSINGLE | 8271 | 0 | 0 |  | 0 |  | 0 |  |  | Transfer Loading < 100%
2018-AG1 | AFS3 |  |  |  | FDNS |  | 5 | 5 | 2018AG1AFS31T9665519SP | FROM->TO | SWISSVALE - WEST GARDNER 345KV CKT 1 | E | WERE | KCPL | NEAST | KACP | 0 | 532774 | SWISVAL7 345.00 | 542965 | W.GRDNR7 345.00 | 0 |  | 1 | 19SP | 956 | 956 | 0 |  | 93.8212 | 95.4 | [7 empty] | CATEGORYB | NONSINGLE | 8295 | 0 | 0 |  | 0 |  | 0 |  |  | Transfer Loading < 100%
2018-AG1 | AFS3 |  | FDNS |  | FDNS |  | 5 | 5 | 2018AG1AFS31T8365522SP | FROM->TO | SWISSVALE - WEST GARDNER 345KV CKT 1 | E | WERE | KCPL | NEAST | KACP | 0 | 532774 | SWISVAL7 345.00 | 542965 | W.GRDNR7 345.00 | 0 |  | 1 | 22SP | 956 | 956 | 0 | 98.2 | 98.2385 | 99.8 | [7 empty] | CATEGORYB | NONSINGLE | 8294 | 0 | 0 |  | 0 |  | 0 |  |  | Transfer Loading < 100%
2018-AG1 | AFS3 |  | FDNS |  | FDNS |  | 5 | 5 | 2018AG1AFS31T7855522SP | FROM->TO | SWISSVALE - WEST GARDNER 345KV CKT 1 | E | WERE | KCPL | NEAST | KACP | 0 | 532774 | SWISVAL7 345.00 | 542965 | W.GRDNR7 345.00 | 0 |  | 1 | 22SP | 956 | 956 | 0 | 97 | 96.9706 | 98.6 | [7 empty] | CATEGORYB | NONSINGLE | 8271 | 0 | 0 |  | 0 |  | 0 |  |  | Transfer Loading < 100%
2018-AG1 | AFS3 | CONT-0803 - Hoyt - Stranger 345kV |  |  | FDNS |  | 5 | 5 | 2018AG1AFS31T2745522SP | FROM->TO | SWISSVALE - WEST GARDNER 345KV CKT 1 | E | WERE | KCPL | NEAST | KACP | 0 | 532774 | SWISVAL7 345.00 | 542965 | W.GRDNR7 345.00 | 0 |  | 1 | 22SP | 956 | 956 | 0 |  | 94.5601 | 96.1 | [7 empty] | CATEGORYB | SINGLE | HOYT - STRANGER CREEK 345KV CKT 1 | 0 | 532765 | HOYT 7 345.00 | 532772 | STRANGR7 345.00 | 0 |  | 1 | Transfer Loading < 100%
2018-AG1 | AFS3 |  |  |  | FDNS |  | 5 | 5 | 2018AG1AFS31T8455522SP | FROM->TO | SWISSVALE - WEST GARDNER 345KV CKT 1 | E | WERE | KCPL | NEAST | KACP | 0 | 532774 | SWISVAL7 345.00 | 542965 | W.GRDNR7 345.00 | 0 |  | 1 | 22SP | 956 | 956 | 0 |  | 94.2867 | 95.8 | [7 empty] | CATEGORYB | NONSINGLE | 8295 | 0 | 0 |  | 0 |  | 0 |  |  | Transfer Loading < 100%
2018-AG1 | AFS3 |  | FDNS |  | FDNS |  | 5 | 5 | 2018AG1AFS31T7975527SP | FROM->TO | SWISSVALE - WEST GARDNER 345KV CKT 1 | E | WERE | KCPL | NEAST | KACP | 0 | 532774 | SWISVAL7 345.00 | 542965 | W.GRDNR7 345.00 | 0 |  | 1 | 27SP | 956 | 956 | 0 | 97.8 | 97.7882 | 96.7 | [7 empty] | CATEGORYB | NONSINGLE | 8294 | 0 | 0 |  | 0 |  | 0 |  |  | Transfer Loading < 100%
2018-AG1 | AFS3 |  | FDNS |  | FDNS |  | 5 | 5 | 2018AG1AFS31T7515527SP | FROM->TO | SWISSVALE - WEST GARDNER 345KV CKT 1 | E | WERE | KCPL | NEAST | KACP | 0 | 532774 | SWISVAL7 345.00 | 542965 | W.GRDNR7 345.00 | 0 |  | 1 | 27SP | 956 | 956 | 0 | 96.9 | 96.899 | 95.7 | [7 empty] | CATEGORYB | NONSINGLE | 8271 | 0 | 0 |  | 0 |  | 0 |  |  | Transfer Loading < 100%
2018-AG1 | AFS3 |  | FDNS |  | FDNS |  | 5 | 5 | 2018AG1AFS31T10345519SP | FROM->TO | TECUMSEH HILL (TECH TX-3) 230/115/13.8KV TRANSFORMER CKT 1 | E | WERE | WERE | NEAST | NEAST | 2 | 532857 | TECHILL6 230.00 | 533182 | TECHILE3 115.00 | 532886 | TECHILL1 13.800 | 1 | 19SP | 239 | 239 | 0 | 95.5 | 95.5063 | 95.7 | [7 empty] | CATEGORYB | NONSINGLE | 8329 | 0 | 0 |  | 0 |  | 0 |  |  | Transfer Loading < 100%
2018-AG1 | AFS3 |  | FDNS |  | FDNS |  | 5 | 5 | 2018AG1AFS31T9025522SP | FROM->TO | TECUMSEH HILL (TECH TX-3) 230/115/13.8KV TRANSFORMER CKT 1 | E | WERE | WERE | NEAST | NEAST | 2 | 532857 | TECHILL6 230.00 | 533182 | TECHILE3 115.00 | 532886 | TECHILL1 13.800 | 1 | 22SP | 239 | 239 | 0 | 97.8 | 97.7947 | 97.5 | [7 empty] | CATEGORYB | NONSINGLE | 8329 | 0 | 0 |  | 0 |  | 0 |  |  | Transfer Loading < 100%
2018-AG1 | AFS3 |  | FDNS |  | FDNS |  | 5 | 5 | 2018AG1AFS31T8585527SP | FROM->TO | TECUMSEH HILL (TECH TX-3) 230/115/13.8KV TRANSFORMER CKT 1 | E | WERE | WERE | NEAST | NEAST | 2 | 532857 | TECHILL6 230.00 | 533182 | TECHILE3 115.00 | 532886 | TECHILL1 13.800 | 1 | 27SP | 239 | 239 | 0 | 100.1 | 100.1334 | 99.3 | [7 empty] | CATEGORYB | NONSINGLE | 8329 | 0 | 0 |  | 0 |  | 0 |  |  | Transfer Loading < 100%
2018-AG1 | AFS3 |  | FDNS |  | FDNS |  | 5 | 5 | 2018AG1AFS31T6685527SP | FROM->TO | TECUMSEH HILL (TECH TX-3) 230/115/13.8KV TRANSFORMER CKT 1 | E | WERE | WERE | NEAST | NEAST | 2 | 532857 | TECHILL6 230.00 | 533182 | TECHILE3 115.00 | 532886 | TECHILL1 13.800 | 1 | 27SP | 239 | 239 | 0 | 95.8 | 95.8201 | 95.5 | [7 empty] | CATEGORYB | NONSINGLE | 7784 | 0 | 0 |  | 0 |  | 0 |  |  | Transfer Loading < 100%
2018-AG1 | AFS3 | SWINGBUS | FDNS |  | FDNS |  | 5 | 5 | 2018AG1AFS31T4985518WP | FROM->TO | TOLK STATION EAST 230/24.0KV TRANSFORMER CKT 1 | E | SPS | SPS | SPS-CNPL | SPS-CNPL | 0 | 525561 | TOLK_1 124.000 | 525524 | TOLK_EAST 6230.00 | 0 |  | 1 | 18WP | 728 | 728 | 0 | 100.7 | 100.6992 | 99.6 | [7 empty] | CATEGORYB | NONSINGLE | 83631 | 0 | 0 |  | 0 |  | 0 |  |  | Transfer Loading < 100%
2018-AG1 | AFS3 | SWINGBUS | FDNS |  | FDNS |  | 5 | 0 | 2018AG1AFS31T3905018WP | FROM->TO | TOLK STATION EAST 230/24.0KV TRANSFORMER CKT 1 | E | SPS | SPS | SPS-CNPL | SPS-CNPL | 0 | 525561 | TOLK_1 124.000 | 525524 | TOLK_EAST 6230.00 | 0 |  | 1 | 18WP | 728 | 728 | 0 | 96.9 | 96.8587 | 95.7 | [7 empty] | CATEGORYB | NONSINGLE | 83490 | 0 | 0 |  | 0 |  | 0 |  |  | Transfer Loading < 100%
2018-AG1 | AFS3 | SWINGBUS | FDNS |  | FDNS |  | 5 | 5 | 2018AG1AFS31T20245519SP | FROM->TO | TOLK STATION EAST 230/24.0KV TRANSFORMER CKT 1 | E | SPS | SPS | SPS-CNPL | SPS-CNPL | 0 | 525561 | TOLK_1 124.000 | 525524 | TOLK_EAST 6230.00 | 0 |  | 1 | 19SP | 728 | 728 | 0 | 99 | 99.0421 | 98.3 | [7 empty] | CATEGORYB | NONSINGLE | 83490 | 0 | 0 |  | 0 |  | 0 |  |  | Transfer Loading < 100%
2018-AG1 | AFS3 | SWINGBUS | FDNS |  | FDNS |  | 5 | 5 | 2018AG1AFS31T20425519SP | FROM->TO | TOLK STATION EAST 230/24.0KV TRANSFORMER CKT 1 | E | SPS | SPS | SPS-CNPL | SPS-CNPL | 0 | 525561 | TOLK_1 124.000 | 525524 | TOLK_EAST 6230.00 | 0 |  | 1 | 19SP | 728 | 728 | 0 | 97.8 | 97.7566 | 96.9 | [7 empty] | CATEGORYB | NONSINGLE | 83631 | 0 | 0 |  | 0 |  | 0 |  |  | Transfer Loading < 100%
2018-AG1 | AFS3 | SWINGBUS | FDNS |  | FDNS |  | 5 | 0 | 2018AG1AFS31T8555019SP | FROM->TO | TOLK STATION EAST 230/24.0KV TRANSFORMER CKT 1 | E | SPS | SPS | SPS-CNPL | SPS-CNPL | 0 | 525561 | TOLK_1 124.000 | 525524 | TOLK_EAST 6230.00 | 0 |  | 1 | 19SP | 728 | 728 | 0 | 97 | 97.0107 | 95.8 | [7 empty] | CATEGORYB | NONSINGLE | 83490 | 0 | 0 |  | 0 |  | 0 |  |  | Transfer Loading < 100%
2018-AG1 | AFS3 | SWINGBUS | FDNS |  | FDNS |  | 5 | 0 | 2018AG1AFS31T8605019SP | FROM->TO | TOLK STATION EAST 230/24.0KV TRANSFORMER CKT 1 | E | SPS | SPS | SPS-CNPL | SPS-CNPL | 0 | 525561 | TOLK_1 124.000 | 525524 | TOLK_EAST 6230.00 | 0 |  | 1 | 19SP | 728 | 728 | 0 | 96.5 | 96.5301 | 95.4 | [7 empty] | CATEGORYB | NONSINGLE | 83496 | 0 | 0 |  | 0 |  | 0 |  |  | Transfer Loading < 100%
2018-AG1 | AFS3 | SWINGBUS | FDNS |  | FDNS |  | 5 | 0 | 2018AG1AFS31T8635019SP | FROM->TO | TOLK STATION EAST 230/24.0KV TRANSFORMER CKT 1 | E | SPS | SPS | SPS-CNPL | SPS-CNPL | 0 | 525561 | TOLK_1 124.000 | 525524 | TOLK_EAST 6230.00 | 0 |  | 1 | 19SP | 728 | 728 | 0 | 96.5 | 96.5301 | 95.4 | [7 empty] | CATEGORYB | NONSINGLE | 83501 | 0 | 0 |  | 0 |  | 0 |  |  | Transfer Loading < 100%
2018-AG1 | AFS3 | SWINGBUS | FDNS |  | FDNS |  | 5 | 5 | 2018AG1AFS31T4175519WP | FROM->TO | TOLK STATION EAST 230/24.0KV TRANSFORMER CKT 1 | E | SPS | SPS | SPS-CNPL | SPS-CNPL | 0 | 525561 | TOLK_1 124.000 | 525524 | TOLK_EAST 6230.00 | 0 |  | 1 | 19WP | 728 | 728 | 0 | 98.5 | 98.5456 | 97.3 | [7 empty] | CATEGORYB | NONSINGLE | 83631 | 0 | 0 |  | 0 |  | 0 |  |  | Transfer Loading < 100%
2018-AG1 | AFS3 | SWINGBUS | FDNS |  | FDNS |  | 5 | 5 | 2018AG1AFS31T4115519WP | FROM->TO | TOLK STATION EAST 230/24.0KV TRANSFORMER CKT 1 | E | SPS | SPS | SPS-CNPL | SPS-CNPL | 0 | 525561 | TOLK_1 124.000 | 525524 | TOLK_EAST 6230.00 | 0 |  | 1 | 19WP | 728 | 728 | 0 | 98.4 | 98.4135 | 97.1 | [7 empty] | CATEGORYB | NONSINGLE | 83490 | 0 | 0 |  | 0 |  | 0 |  |  | Transfer Loading < 100%
2018-AG1 | AFS3 | SWINGBUS | FDNS |  | FDNS |  | 5 | 5 | 2018AG1AFS31T4145519WP | FROM->TO | TOLK STATION EAST 230/24.0KV TRANSFORMER CKT 1 | E | SPS | SPS | SPS-CNPL | SPS-CNPL | 0 | 525561 | TOLK_1 124.000 | 525524 | TOLK_EAST 6230.00 | 0 |  | 1 | 19WP | 728 | 728 | 0 | 97.2 | 97.1556 | 95.9 | [7 empty] | CATEGORYB | NONSINGLE | 83499 | 0 | 0 |  | 0 |  | 0 |  |  | Transfer Loading < 100%
2018-AG1 | AFS3 | SWINGBUS | FDNS |  | FDNS |  | 5 | 0 | 2018AG1AFS31T4665019WP | FROM->TO | TOLK STATION EAST 230/24.0KV TRANSFORMER CKT 1 | E | SPS | SPS | SPS-CNPL | SPS-CNPL | 0 | 525561 | TOLK_1 124.000 | 525524 | TOLK_EAST 6230.00 | 0 |  | 1 | 19WP | 728 | 728 | 0 | 96.4 | 96.3702 | 95.3 | [7 empty] | CATEGORYB | NONSINGLE | 83490 | 0 | 0 |  | 0 |  | 0 |  |  | Transfer Loading < 100%
2018-AG1 | AFS3 | SWINGBUS | FDNS |  | FDNS |  | 5 | 0 | 2018AG1AFS31T9425022SP | FROM->TO | TOLK STATION EAST 230/24.0KV TRANSFORMER CKT 1 | E | SPS | SPS | SPS-CNPL | SPS-CNPL | 0 | 525561 | TOLK_1 124.000 | 525524 | TOLK_EAST 6230.00 | 0 |  | 1 | 22SP | 728 | 728 | 0 | 97.6 | 97.5943 | 96.4 | [7 empty] | CATEGORYB | NONSINGLE | 83509 | 0 | 0 |  | 0 |  | 0 |  |  | Transfer Loading < 100%
2018-AG1 | AFS3 | SWINGBUS | FDNS |  | FDNS |  | 5 | 0 | 2018AG1AFS31T9635022SP | FROM->TO | TOLK STATION EAST 230/24.0KV TRANSFORMER CKT 1 | E | SPS | SPS | SPS-CNPL | SPS-CNPL | 0 | 525561 | TOLK_1 124.000 | 525524 | TOLK_EAST 6230.00 | 0 |  | 1 | 22SP | 728 | 728 | 0 | 97.6 | 97.5943 | 96.4 | [7 empty] | CATEGORYB | NONSINGLE | 83708 | 0 | 0 |  | 0 |  | 0 |  |  | Transfer Loading < 100%
2018-AG1 | AFS3 | SWINGBUS | FDNS |  | FDNS |  | 5 | 0 | 2018AG1AFS31T9745022SP | FROM->TO | TOLK STATION EAST 230/24.0KV TRANSFORMER CKT 1 | E | SPS | SPS | SPS-CNPL | SPS-CNPL | 0 | 525561 | TOLK_1 124.000 | 525524 | TOLK_EAST 6230.00 | 0 |  | 1 | 22SP | 728 | 728 | 0 | 97.5 | 97.4732 | 96.3 | [7 empty] | CATEGORYB | NONSINGLE | 83751 | 0 | 0 |  | 0 |  | 0 |  |  | Transfer Loading < 100%
2018-AG1 | AFS3 | SWINGBUS | FDNS |  | FDNS |  | 5 | 5 | 2018AG1AFS31T17715522SP | FROM->TO | TOLK STATION EAST 230/24.0KV TRANSFORMER CKT 1 | E | SPS | SPS | SPS-CNPL | SPS-CNPL | 0 | 525561 | TOLK_1 124.000 | 525524 | TOLK_EAST 6230.00 | 0 |  | 1 | 22SP | 728 | 728 | 0 | 97.1 | 97.121 | 96 | [7 empty] | CATEGORYB | NONSINGLE | 83490 | 0 | 0 |  | 0 |  | 0 |  |  | Transfer Loading < 100%
2018-AG1 | AFS3 | SWINGBUS | FDNS |  | FDNS |  | 5 | 0 | 2018AG1AFS31T9335022SP | FROM->TO | TOLK STATION EAST 230/24.0KV TRANSFORMER CKT 1 | E | SPS | SPS | SPS-CNPL | SPS-CNPL | 0 | 525561 | TOLK_1 124.000 | 525524 | TOLK_EAST 6230.00 | 0 |  | 1 | 22SP | 728 | 728 | 0 | 96.6 | 96.6044 | 95.3 | [7 empty] | CATEGORYB | NONSINGLE | 83496 | 0 | 0 |  | 0 |  | 0 |  |  | Transfer Loading < 100%
2018-AG1 | AFS3 | SWINGBUS | FDNS |  | FDNS |  | 5 | 0 | 2018AG1AFS31T9365022SP | FROM->TO | TOLK STATION EAST 230/24.0KV TRANSFORMER CKT 1 | E | SPS | SPS | SPS-CNPL | SPS-CNPL | 0 | 525561 | TOLK_1 124.000 | 525524 | TOLK_EAST 6230.00 | 0 |  | 1 | 22SP | 728 | 728 | 0 | 96.6 | 96.6044 | 95.3 | [7 empty] | CATEGORYB | NONSINGLE | 83501 | 0 | 0 |  | 0 |  | 0 |  |  | Transfer Loading < 100%
2018-AG1 | AFS3 | SWINGBUS |  |  | FDNS |  | 5 | 0 | 2018AG1AFS31T13795027SP | FROM->TO | TOLK STATION EAST 230/24.0KV TRANSFORMER CKT 1 | E | SPS | SPS | SPS-CNPL | SPS-CNPL | 0 | 525561 | TOLK_1 124.000 | 525524 | TOLK_EAST 6230.00 | 0 |  | 1 | 27SP | 728 | 728 | 0 |  | 93.4903 | 99.2 | [7 empty] | CATEGORYB | NONSINGLE | 83499 | 0 | 0 |  | 0 |  | 0 |  |  | Transfer Loading < 100%
2018-AG1 | AFS3 | SWINGBUS |  |  | FDNS |  | 5 | 0 | 2018AG1AFS31T13415027SP | FROM->TO | TOLK STATION EAST 230/24.0KV TRANSFORMER CKT 1 | E | SPS | SPS | SPS-CNPL | SPS-CNPL | 0 | 525561 | TOLK_1 124.000 | 525524 | TOLK_EAST 6230.00 | 0 |  | 1 | 27SP | 728 | 728 | 0 |  | 91.6049 | 97.1 | [7 empty] | CATEGORYB | NONSINGLE | 83381 | 0 | 0 |  | 0 |  | 0 |  |  | Transfer Loading < 100%
2018-AG1 | AFS3 | SWINGBUS |  |  | FDNS |  | 5 | 0 | 2018AG1AFS31T13385027SP | FROM->TO | TOLK STATION EAST 230/24.0KV TRANSFORMER CKT 1 | E | SPS | SPS | SPS-CNPL | SPS-CNPL | 0 | 525561 | TOLK_1 124.000 | 525524 | TOLK_EAST 6230.00 | 0 |  | 1 | 27SP | 728 | 728 | 0 |  | 91.2601 | 96.8 | [7 empty] | CATEGORYB | NONSINGLE | 83380 | 0 | 0 |  | 0 |  | 0 |  |  | Transfer Loading < 100%
2018-AG1 | AFS3 | SWINGBUS |  |  | FDNS |  | 5 | 0 | 2018AG1AFS31T13345027SP | FROM->TO | TOLK STATION EAST 230/24.0KV TRANSFORMER CKT 1 | E | SPS | SPS | SPS-CNPL | SPS-CNPL | 0 | 525561 | TOLK_1 124.000 | 525524 | TOLK_EAST 6230.00 | 0 |  | 1 | 27SP | 728 | 728 | 0 |  | 90.2822 | 96.2 | [7 empty] | CATEGORYB | NONSINGLE | 83362 | 0 | 0 |  | 0 |  | 0 |  |  | Transfer Loading < 100%
2018-AG1 | AFS3 | SWINGBUS | FDNS |  | FDNS |  | 5 | 5 | 2018AG1AFS31T17385527SP | FROM->TO | TOLK STATION EAST 230/24.0KV TRANSFORMER CKT 1 | E | SPS | SPS | SPS-CNPL | SPS-CNPL | 0 | 525561 | TOLK_1 124.000 | 525524 | TOLK_EAST 6230.00 | 0 |  | 1 | 27SP | 728 | 728 | 0 | 97.3 | 97.2936 | 96.1 | [7 empty] | CATEGORYB | NONSINGLE | 83509 | 0 | 0 |  | 0 |  | 0 |  |  | Transfer Loading < 100%
2018-AG1 | AFS3 | SWINGBUS | FDNS |  | FDNS |  | 5 | 5 | 2018AG1AFS31T17775527SP | FROM->TO | TOLK STATION EAST 230/24.0KV TRANSFORMER CKT 1 | E | SPS | SPS | SPS-CNPL | SPS-CNPL | 0 | 525561 | TOLK_1 124.000 | 525524 | TOLK_EAST 6230.00 | 0 |  | 1 | 27SP | 728 | 728 | 0 | 97.3 | 97.2936 | 96.1 | [7 empty] | CATEGORYB | NONSINGLE | 83708 | 0 | 0 |  | 0 |  | 0 |  |  | Transfer Loading < 100%
2018-AG1 | AFS3 | SWINGBUS | FDNS |  | FDNS-CHECK-TC-Iteration Limit Exceeded. |  | 5 | 5 | 2018AG1AFS31T17235527SP | FROM->TO | TOLK STATION EAST 230/24.0KV TRANSFORMER CKT 1 | E | SPS | SPS | SPS-CNPL | SPS-CNPL | 0 | 525561 | TOLK_1 124.000 | 525524 | TOLK_EAST 6230.00 | 0 |  | 1 | 27SP | 728 | 728 | 0 | 96.6 | 96.6302 | 95.5 | [7 empty] | CATEGORYB | NONSINGLE | 83496 | 0 | 0 |  | 0 |  | 0 |  |  | Transfer Loading < 100%
2018-AG1 | AFS3 | SWINGBUS | FDNS |  | FDNS-CHECK-TC-Iteration Limit Exceeded. |  | 5 | 5 | 2018AG1AFS31T17285527SP | FROM->TO | TOLK STATION EAST 230/24.0KV TRANSFORMER CKT 1 | E | SPS | SPS | SPS-CNPL | SPS-CNPL | 0 | 525561 | TOLK_1 124.000 | 525524 | TOLK_EAST 6230.00 | 0 |  | 1 | 27SP | 728 | 728 | 0 | 96.6 | 96.6302 | 95.5 | [7 empty] | CATEGORYB | NONSINGLE | 83501 | 0 | 0 |  | 0 |  | 0 |  |  | Transfer Loading < 100%
2018-AG1 | AFS3 | SWINGBUS | FDNS |  | FDNS |  | 5 | 0 | 2018AG1AFS31T7545027WP | FROM->TO | TOLK STATION EAST 230/24.0KV TRANSFORMER CKT 1 | E | SPS | SPS | SPS-CNPL | SPS-CNPL | 0 | 525561 | TOLK_1 124.000 | 525524 | TOLK_EAST 6230.00 | 0 |  | 1 | 27WP | 728 | 728 | 0 | 96.8 | 96.7628 | 95.6 | [7 empty] | CATEGORYB | NONSINGLE | 83496 | 0 | 0 |  | 0 |  | 0 |  |  | Transfer Loading < 100%
2018-AG1 | AFS3 | SWINGBUS | FDNS |  | FDNS |  | 5 | 0 | 2018AG1AFS31T7565027WP | FROM->TO | TOLK STATION EAST 230/24.0KV TRANSFORMER CKT 1 | E | SPS | SPS | SPS-CNPL | SPS-CNPL | 0 | 525561 | TOLK_1 124.000 | 525524 | TOLK_EAST 6230.00 | 0 |  | 1 | 27WP | 728 | 728 | 0 | 96.8 | 96.7628 | 95.6 | [7 empty] | CATEGORYB | NONSINGLE | 83501 | 0 | 0 |  | 0 |  | 0 |  |  | Transfer Loading < 100%
2018-AG1 | AFS3 | SWINGBUS | FDNS |  | FDNS |  | 5 | 5 | 2018AG1AFS31T6335527WP | FROM->TO | TOLK STATION EAST 230/24.0KV TRANSFORMER CKT 1 | E | SPS | SPS | SPS-CNPL | SPS-CNPL | 0 | 525561 | TOLK_1 124.000 | 525524 | TOLK_EAST 6230.00 | 0 |  | 1 | 27WP | 728 | 728 | 0 | 96.7 | 96.6742 | 95.5 | [7 empty] | CATEGORYB | NONSINGLE | 83490 | 0 | 0 |  | 0 |  | 0 |  |  | Transfer Loading < 100%
2018-AG1 | AFS3 | SWINGBUS | FDNS |  | FDNS |  | 5 | 5 | 2018AG1AFS31T6375527WP | FROM->TO | TOLK STATION EAST 230/24.0KV TRANSFORMER CKT 1 | E | SPS | SPS | SPS-CNPL | SPS-CNPL | 0 | 525561 | TOLK_1 124.000 | 525524 | TOLK_EAST 6230.00 | 0 |  | 1 | 27WP | 728 | 728 | 0 | 96.5 | 96.4923 | 95.4 | [7 empty] | CATEGORYB | NONSINGLE | 83631 | 0 | 0 |  | 0 |  | 0 |  |  | Transfer Loading < 100%
2018-AG1 | AFS3 | GSU |  |  | FDNS |  | 5 | 0 | 2018AG1AFS31T17255022SP | FROM->TO | TRUMAN 161/13.8KV TRANSFORMER CKT 1 | E | SWPA | SWPA | EMINTH | EMINTH | 0 | 505506 | TRU456 1 13.800 | 505502 | TRUMAN 5 161.00 | 0 |  | 1 | 22SP | 91 | 91 | 0 |  | 95.9156 | 96.2977 | [7 empty] | CATEGORYB | NONSINGLE | SPPMGN 55 | 0 | 0 |  | 0 |  | 0 |  |  | Transfer Loading < 100%
2018-AG1 | AFS3 | GSU |  |  | FDNS |  | 5 | 0 | 2018AG1AFS31T17265022SP | FROM->TO | TRUMAN 161/13.8KV TRANSFORMER CKT 1 | E | SWPA | SWPA | EMINTH | EMINTH | 0 | 505504 | TRU123 1 13.800 | 505502 | TRUMAN 5 161.00 | 0 |  | 1 | 22SP | 91 | 91 | 0 |  | 95.8493 | 96.2282 | [7 empty] | CATEGORYB | NONSINGLE | SPPMGN 56 | 0 | 0 |  | 0 |  | 0 |  |  | Transfer Loading < 100%
2018-AG1 | AFS3 | GSU |  |  | FDNS |  | 5 | 0 | 2018AG1AFS31T27325027SP | FROM->TO | TRUMAN 161/13.8KV TRANSFORMER CKT 1 | E | SWPA | SWPA | EMINTH | EMINTH | 0 | 505506 | TRU456 1 13.800 | 505502 | TRUMAN 5 161.00 | 0 |  | 1 | 27SP | 91 | 91 | 0 |  | 97.1651 | 97.1702 | [7 empty] | CATEGORYB | NONSINGLE | SPPMGN 68 | 0 | 0 |  | 0 |  | 0 |  |  | Transfer Loading < 100%
2018-AG1 | AFS3 | GSU |  |  | FDNS |  | 5 | 0 | 2018AG1AFS31T27335027SP | FROM->TO | TRUMAN 161/13.8KV TRANSFORMER CKT 1 | E | SWPA | SWPA | EMINTH | EMINTH | 0 | 505504 | TRU123 1 13.800 | 505502 | TRUMAN 5 161.00 | 0 |  | 1 | 27SP | 91 | 91 | 0 |  | 97.1651 | 97.1702 | [7 empty] | CATEGORYB | NONSINGLE | SPPMGN 69 | 0 | 0 |  | 0 |  | 0 |  |  | Transfer Loading < 100%
2018-AG1 | AFS3 | GSU |  |  | FDNS |  | 5 | 0 | 2018AG1AFS31T15795027WP | FROM->TO | TRUMAN 161/13.8KV TRANSFORMER CKT 1 | E | SWPA | SWPA | EMINTH | EMINTH | 0 | 505504 | TRU123 1 13.800 | 505502 | TRUMAN 5 161.00 | 0 |  | 1 | 27WP | 91 | 91 | 0 |  | 97.163 | 97.1689 | [7 empty] | CATEGORYB | NONSINGLE | SPPMGN 47 | 0 | 0 |  | 0 |  | 0 |  |  | Transfer Loading < 100%
2018-AG1 | AFS3 | GSU |  |  | FDNS |  | 5 | 0 | 2018AG1AFS31T15785027WP | FROM->TO | TRUMAN 161/13.8KV TRANSFORMER CKT 1 | E | SWPA | SWPA | EMINTH | EMINTH | 0 | 505506 | TRU456 1 13.800 | 505502 | TRUMAN 5 161.00 | 0 |  | 1 | 27WP | 91 | 91 | 0 |  | 97.163 | 97.1689 | [7 empty] | CATEGORYB | NONSINGLE | SPPMGN 46 | 0 | 0 |  | 0 |  | 0 |  |  | Transfer Loading < 100%
2018-AG1 | AFS3 | NOT GSU |  |  | FDNS |  | 5 | 0 | 2018AG1AFS31T27405027SP | FROM->TO | TUCO INTERCHANGE 230/13.0KV TRANSFORMER CKT 1 | E | SPS | SPS | SPS-CNPL | SPS-CNPL | 0 | 525830 | TUCO_INT 6230.00 | 525820 | TUCO_SVC 113.000 | 0 |  | 1 | 27SP | 150 | 150 | 0 |  | 99.9998 | 100 | [7 empty] | CATEGORYB | NONSINGLE | SPPMGN 115 | 0 | 0 |  | 0 |  | 0 |  |  | Transfer Loading < 100%
2018-AG1 | AFS3 | GSU |  |  | FDNS |  | 5 | 0 | 2018AG1AFS31T27395027SP | FROM->TO | TUCO INTERCHANGE 230/13.0KV TRANSFORMER CKT 1 | E | SPS | SPS | SPS-CNPL | SPS-CNPL | 0 | 525830 | TUCO_INT 6230.00 | 525820 | TUCO_SVC 113.000 | 0 |  | 1 | 27SP | 150 | 150 | 0 |  | 100 | 99.9988 | [7 empty] | CATEGORYB | NONSINGLE | SPPMGN 111 | 0 | 0 |  | 0 |  | 0 |  |  | Transfer Loading < 100%
2018-AG1 | AFS3 |  | FDNS |  | FDNS |  | 5 | 5 | 2018AG1AFS31T2515519WP | FROM->TO | WATFORD (WC KV1A) 230/115/13.2KV TRANSFORMER CKT 1 | E | WAPA | WAPA | WAPA-EMT/WND | WAPA-EMT/WND | 1 | 652216 | WATFORD4 230.00 | 652408 | WATFORD7 115.00 | 652471 | WATFORD9 13.200 | 1 | 19WP | 100 | 125 | 0 | 97.3 | 97.3155 | 97.3 | [7 empty] | CATEGORYB | SINGLE | WATFORD (WC KV2A) 230/115/13.2KV TRANSFORMER CKT 1 | 1 | 652216 | WATFORD4 230.00 | 652408 | WATFORD7 115.00 | 652472 | WATFORD29 13.200 | 1 | Transfer Loading < 100%
2018-AG1 | AFS3 |  | FDNS |  | FDNS |  | 5 | 5 | 2018AG1AFS31T11955522SP | FROM->TO | WATFORD (WC KV1A) 230/115/13.2KV TRANSFORMER CKT 1 | E | WAPA | WAPA | WAPA-EMT/WND | WAPA-EMT/WND | 1 | 652216 | WATFORD4 230.00 | 652408 | WATFORD7 115.00 | 652471 | WATFORD9 13.200 | 1 | 22SP | 100 | 125 | 0 | 98.5 | 98.5462 | 98.6 | [7 empty] | CATEGORYB | SINGLE | WATFORD (WC KV2A) 230/115/13.2KV TRANSFORMER CKT 1 | 1 | 652216 | WATFORD4 230.00 | 652408 | WATFORD7 115.00 | 652472 | WATFORD29 13.200 | 1 | Transfer Loading < 100%
2018-AG1 | AFS3 |  | FDNS |  | FDNS |  | 5 | 5 | 2018AG1AFS31T11955522SP | FROM->TO | WATFORD (WC KV1A) 230/115/13.2KV TRANSFORMER CKT 1 | E | WAPA | WAPA | WAPA-EMT/WND | WAPA-EMT/WND | 1 | 652216 | WATFORD4 230.00 | 652408 | WATFORD7 115.00 | 652471 | WATFORD9 13.200 | 1 | 22SP | 100 | 125 | 0 | 98.5 | 98.5462 | 98.6 | [7 empty] | CATEGORYB | SINGLE | WATFORD (WC KV2A) 230/115/13.2KV TRANSFORMER CKT 1 | 1 | 652216 | WATFORD4 230.00 | 652408 | WATFORD7 115.00 | 652472 | WATFORD29 13.200 | 1 | Transfer Loading < 100%
2018-AG1 | AFS3 |  | FDNS |  | FDNS |  | 5 | 5 | 2018AG1AFS31T20025522SP | FROM->TO | WEST GARDNER (WGARD 11) 345/161/13.8KV TRANSFORMER CKT 11 | E | KCPL | KCPL | KACP | SDIST | 1 | 542965 | W.GRDNR7 345.00 | 542966 | WGARDNR5 161.00 | 543649 | WGAR T11 13.800 | 11 | 22SP | 600 | 660 | 0 | 98.1 | 98.0649 | 98.5 | [7 empty] | CATEGORYB | NONSINGLE | 84720 | 0 | 0 |  | 0 |  | 0 |  |  | Transfer Loading < 100%
2018-AG1 | AFS3 |  | FDNS |  | FDNS |  | 5 | 5 | 2018AG1AFS31T20165522SP | FROM->TO | WEST GARDNER (WGARD 11) 345/161/13.8KV TRANSFORMER CKT 11 | E | KCPL | KCPL | KACP | SDIST | 1 | 542965 | W.GRDNR7 345.00 | 542966 | WGARDNR5 161.00 | 543649 | WGAR T11 13.800 | 11 | 22SP | 600 | 660 | 0 | 97.5 | 97.4695 | 98 | [7 empty] | CATEGORYB | NONSINGLE | 84724 | 0 | 0 |  | 0 |  | 0 |  |  | Transfer Loading < 100%
2018-AG1 | AFS3 |  | FDNS |  | FDNS |  | 5 | 5 | 2018AG1AFS31T29815522SP | FROM->TO | WEST GARDNER (WGARD 11) 345/161/13.8KV TRANSFORMER CKT 11 | E | KCPL | KCPL | KACP | SDIST | 1 | 542965 | W.GRDNR7 345.00 | 542966 | WGARDNR5 161.00 | 543649 | WGAR T11 13.800 | 11 | 22SP | 600 | 660 | 0 | 96.2 | 96.2097 | 96.7 | [7 empty] | CATEGORYB | SINGLE | CRAIG - WEST GARDNER 345KV CKT 1 | 0 | 542965 | W.GRDNR7 345.00 | 542977 | CRAIG 7 345.00 | 0 |  | 1 | Transfer Loading < 100%
2018-AG1 | AFS3 |  | FDNS |  | FDNS |  | 5 | 5 | 2018AG1AFS31T20405527SP | FROM->TO | WEST GARDNER (WGARD 11) 345/161/13.8KV TRANSFORMER CKT 11 | E | KCPL | KCPL | KACP | SDIST | 1 | 542965 | W.GRDNR7 345.00 | 542966 | WGARDNR5 161.00 | 543649 | WGAR T11 13.800 | 11 | 27SP | 600 | 660 | 0 | 99.7 | 99.7057 | 99.6 | [7 empty] | CATEGORYB | NONSINGLE | 84724 | 0 | 0 |  | 0 |  | 0 |  |  | Transfer Loading < 100%
2018-AG1 | AFS3 |  | FDNS |  | FDNS |  | 5 | 5 | 2018AG1AFS31T29725527SP | FROM->TO | WEST GARDNER (WGARD 11) 345/161/13.8KV TRANSFORMER CKT 11 | E | KCPL | KCPL | KACP | SDIST | 1 | 542965 | W.GRDNR7 345.00 | 542966 | WGARDNR5 161.00 | 543649 | WGAR T11 13.800 | 11 | 27SP | 600 | 660 | 0 | 98.4 | 98.4378 | 98.3 | [7 empty] | CATEGORYB | SINGLE | CRAIG - WEST GARDNER 345KV CKT 1 | 0 | 542965 | W.GRDNR7 345.00 | 542977 | CRAIG 7 345.00 | 0 |  | 1 | Transfer Loading < 100%
2018-AG1 | AFS3 | SWINGBUS | FDNS |  | FDNS |  | 5 | 5 | 2018AG1AFS31T5655518WP | FROM->TO | WHITE BLUFF 500/26.0KV TRANSFORMER CKT 1 | E | EES-EAI | EES-EAI | EES_ARK | EES_ARK | 0 | 337653 | 1WHT BLUF U226.000 | 337651 | 8WHT BLUFF% 500.00 | 0 |  | 1 | 18WP | 910 | 910 | 0 | 99 | 98.9763 | 99 | [7 empty] | CATEGORYB | NONSINGLE | 84873 | 0 | 0 |  | 0 |  | 0 |  |  | Transfer Loading < 100%
2018-AG1 | AFS3 | SWINGBUS | FDNS |  | FDNS |  | 5 | 5 | 2018AG1AFS31T6645518WP | FROM->TO | WHITE BLUFF 500/26.0KV TRANSFORMER CKT 1 | E | EES-EAI | EES-EAI | EES_ARK | EES_ARK | 0 | 337653 | 1WHT BLUF U226.000 | 337651 | 8WHT BLUFF% 500.00 | 0 |  | 1 | 18WP | 910 | 910 | 0 | 99 | 98.9763 | 99 | [7 empty] | CATEGORYB | NONSINGLE | 85052 | 0 | 0 |  | 0 |  | 0 |  |  | Transfer Loading < 100%
2018-AG1 | AFS3 | SWINGBUS | FDNS |  | FDNS |  | 5 | 5 | 2018AG1AFS31T7055518WP | FROM->TO | WHITE BLUFF 500/26.0KV TRANSFORMER CKT 1 | E | EES-EAI | EES-EAI | EES_ARK | EES_ARK | 0 | 337653 | 1WHT BLUF U226.000 | 337651 | 8WHT BLUFF% 500.00 | 0 |  | 1 | 18WP | 910 | 910 | 0 | 99 | 98.9763 | 99 | [7 empty] | CATEGORYB | NONSINGLE | 85119 | 0 | 0 |  | 0 |  | 0 |  |  | Transfer Loading < 100%
2018-AG1 | AFS3 | SWINGBUS | FDNS |  | FDNS |  | 5 | 5 | 2018AG1AFS31T1375518WP | FROM->TO | WHITE BLUFF 500/26.0KV TRANSFORMER CKT 1 | E | EES-EAI | EES-EAI | EES_ARK | EES_ARK | 0 | 337653 | 1WHT BLUF U226.000 | 337651 | 8WHT BLUFF% 500.00 | 0 |  | 1 | 18WP | 910 | 910 | 0 | 98.9 | 98.9442 | 98.9 | [7 empty] | CATEGORYB | NONSINGLE | 6681 | 0 | 0 |  | 0 |  | 0 |  |  | Transfer Loading < 100%
2018-AG1 | AFS3 | SWINGBUS | FDNS |  | FDNS |  | 5 | 5 | 2018AG1AFS31T2405518WP | FROM->TO | WHITE BLUFF 500/26.0KV TRANSFORMER CKT 1 | E | EES-EAI | EES-EAI | EES_ARK | EES_ARK | 0 | 337653 | 1WHT BLUF U226.000 | 337651 | 8WHT BLUFF% 500.00 | 0 |  | 1 | 18WP | 910 | 910 | 0 | 98.9 | 98.9442 | 98.9 | [7 empty] | CATEGORYB | NONSINGLE | 33867 | 0 | 0 |  | 0 |  | 0 |  |  | Transfer Loading < 100%
2018-AG1 | AFS3 | SWINGBUS | FDNS |  | FDNS |  | 5 | 5 | 2018AG1AFS31T3555518WP | FROM->TO | WHITE BLUFF 500/26.0KV TRANSFORMER CKT 1 | E | EES-EAI | EES-EAI | EES_ARK | EES_ARK | 0 | 337653 | 1WHT BLUF U226.000 | 337651 | 8WHT BLUFF% 500.00 | 0 |  | 1 | 18WP | 910 | 910 | 0 | 98 | 98.0445 | 98 | [7 empty] | CATEGORYB | NONSINGLE | 64185 | 0 | 0 |  | 0 |  | 0 |  |  | Transfer Loading < 100%
2018-AG1 | AFS3 | SWINGBUS | FDNS |  | FDNS |  | 5 | 5 | 2018AG1AFS31T3565518WP | FROM->TO | WHITE BLUFF 500/26.0KV TRANSFORMER CKT 1 | E | EES-EAI | EES-EAI | EES_ARK | EES_ARK | 0 | 337653 | 1WHT BLUF U226.000 | 337651 | 8WHT BLUFF% 500.00 | 0 |  | 1 | 18WP | 910 | 910 | 0 | 98 | 98.0345 | 98 | [7 empty] | CATEGORYB | NONSINGLE | 64195 | 0 | 0 |  | 0 |  | 0 |  |  | Transfer Loading < 100%
2018-AG1 | AFS3 | SWINGBUS | FDNS |  | FDNS |  | 5 | 5 | 2018AG1AFS31T3415518WP | FROM->TO | WHITE BLUFF 500/26.0KV TRANSFORMER CKT 1 | E | EES-EAI | EES-EAI | EES_ARK | EES_ARK | 0 | 337653 | 1WHT BLUF U226.000 | 337651 | 8WHT BLUFF% 500.00 | 0 |  | 1 | 18WP | 910 | 910 | 0 | 96.4 | 96.3903 | 96.4 | [7 empty] | CATEGORYB | NONSINGLE | 63814 | 0 | 0 |  | 0 |  | 0 |  |  | Transfer Loading < 100%
2018-AG1 | AFS3 | SWINGBUS | FDNS |  | FDNS |  | 5 | 5 | 2018AG1AFS31T3425518WP | FROM->TO | WHITE BLUFF 500/26.0KV TRANSFORMER CKT 1 | E | EES-EAI | EES-EAI | EES_ARK | EES_ARK | 0 | 337653 | 1WHT BLUF U226.000 | 337651 | 8WHT BLUFF% 500.00 | 0 |  | 1 | 18WP | 910 | 910 | 0 | 95.7 | 95.6989 | 95.7 | [7 empty] | CATEGORYB | NONSINGLE | 64034 | 0 | 0 |  | 0 |  | 0 |  |  | Transfer Loading < 100%
2018-AG1 | AFS3 | SWINGBUS | FDNS |  | FDNS |  | 5 | 5 | 2018AG1AFS31T5995518WP | FROM->TO | WHITE BLUFF 500/26.0KV TRANSFORMER CKT 1 | E | EES-EAI | EES-EAI | EES_ARK | EES_ARK | 0 | 337653 | 1WHT BLUF U226.000 | 337651 | 8WHT BLUFF% 500.00 | 0 |  | 1 | 18WP | 910 | 910 | 0 | 95.7 | 95.7493 | 95.7 | [7 empty] | CATEGORYB | NONSINGLE | 84890 | 0 | 0 |  | 0 |  | 0 |  |  | Transfer Loading < 100%
2018-AG1 | AFS3 | SWINGBUS | FDNS |  | FDNS |  | 5 | 5 | 2018AG1AFS31T6565518WP | FROM->TO | WHITE BLUFF 500/26.0KV TRANSFORMER CKT 1 | E | EES-EAI | EES-EAI | EES_ARK | EES_ARK | 0 | 337653 | 1WHT BLUF U226.000 | 337651 | 8WHT BLUFF% 500.00 | 0 |  | 1 | 18WP | 910 | 910 | 0 | 95.7 | 95.7493 | 95.7 | [7 empty] | CATEGORYB | NONSINGLE | 85027 | 0 | 0 |  | 0 |  | 0 |  |  | Transfer Loading < 100%
2018-AG1 | AFS3 | SWINGBUS | FDNS |  | FDNS |  | 5 | 5 | 2018AG1AFS31T7395518WP | FROM->TO | WHITE BLUFF 500/26.0KV TRANSFORMER CKT 1 | E | EES-EAI | EES-EAI | EES_ARK | EES_ARK | 0 | 337653 | 1WHT BLUF U226.000 | 337651 | 8WHT BLUFF% 500.00 | 0 |  | 1 | 18WP | 910 | 910 | 0 | 95.7 | 95.7493 | 95.7 | [7 empty] | CATEGORYB | NONSINGLE | 85136 | 0 | 0 |  | 0 |  | 0 |  |  | Transfer Loading < 100%
2018-AG1 | AFS3 | SWINGBUS | FDNS |  | FDNS |  | 5 | 0 | 2018AG1AFS31T3095018WP | FROM->TO | WHITE BLUFF 500/26.0KV TRANSFORMER CKT 1 | E | EES-EAI | EES-EAI | EES_ARK | EES_ARK | 0 | 337653 | 1WHT BLUF U226.000 | 337651 | 8WHT BLUFF% 500.00 | 0 |  | 1 | 18WP | 910 | 910 | 0 | 95.6 | 95.6106 | 95.6 | [7 empty] | CATEGORYB | NONSINGLE | 63785 | 0 | 0 |  | 0 |  | 0 |  |  | Transfer Loading < 100%
2018-AG1 | AFS3 | GSU |  |  | FDNS |  | 5 | 0 | 2018AG1AFS31T17165019SP | FROM->TO | WHITE BLUFF 500/26.0KV TRANSFORMER CKT 1 | E | EES-EAI | EES-EAI | EES_ARK | EES_ARK | 0 | 337653 | 1WHT BLUF U226.000 | 337651 | 8WHT BLUFF% 500.00 | 0 |  | 1 | 19SP | 910 | 910 | 0 |  | 96.042 | 95.9984 | [7 empty] | CATEGORYB | NONSINGLE | SPPMGN 5 | 0 | 0 |  | 0 |  | 0 |  |  | Transfer Loading < 100%
2018-AG1 | AFS3 | GSU |  |  | FDNS |  | 5 | 5 | 2018AG1AFS31T40265519SP | FROM->TO | WHITE BLUFF 500/26.0KV TRANSFORMER CKT 1 | E | EES-EAI | EES-EAI | EES_ARK | EES_ARK | 0 | 337653 | 1WHT BLUF U226.000 | 337651 | 8WHT BLUFF% 500.00 | 0 |  | 1 | 19SP | 910 | 910 | 0 |  | 95.8897 | 95.9341 | [7 empty] | CATEGORYB | NONSINGLE | SPPMGN 5 | 0 | 0 |  | 0 |  | 0 |  |  | Transfer Loading < 100%
2018-AG1 | AFS3 | GSU |  |  | FDNS |  | 5 | 0 | 2018AG1AFS31T17265019SP | FROM->TO | WHITE BLUFF 500/26.0KV TRANSFORMER CKT 1 | E | EES-EAI | EES-EAI | EES_ARK | EES_ARK | 0 | 337653 | 1WHT BLUF U226.000 | 337651 | 8WHT BLUFF% 500.00 | 0 |  | 1 | 19SP | 910 | 910 | 0 |  | 95.2583 | 95.2249 | [7 empty] | CATEGORYB | NONSINGLE | SPPMGN 70 | 0 | 0 |  | 0 |  | 0 |  |  | Transfer Loading < 100%
2018-AG1 | AFS3 | GSU |  |  | FDNS |  | 5 | 0 | 2018AG1AFS31T17215019SP | FROM->TO | WHITE BLUFF 500/26.0KV TRANSFORMER CKT 1 | E | EES-EAI | EES-EAI | EES_ARK | EES_ARK | 0 | 337653 | 1WHT BLUF U226.000 | 337651 | 8WHT BLUFF% 500.00 | 0 |  | 1 | 19SP | 910 | 910 | 0 |  | 95.2306 | 95.2001 | [7 empty] | CATEGORYB | NONSINGLE | SPPMGN 31 | 0 | 0 |  | 0 |  | 0 |  |  | Transfer Loading < 100%
2018-AG1 | AFS3 | GSU |  |  | FDNS |  | 5 | 0 | 2018AG1AFS31T17175019SP | FROM->TO | WHITE BLUFF 500/26.0KV TRANSFORMER CKT 1 | E | EES-EAI | EES-EAI | EES_ARK | EES_ARK | 0 | 337653 | 1WHT BLUF U226.000 | 337651 | 8WHT BLUFF% 500.00 | 0 |  | 1 | 19SP | 910 | 910 | 0 |  | 95.2032 | 95.1726 | [7 empty] | CATEGORYB | NONSINGLE | SPPMGN 14 | 0 | 0 |  | 0 |  | 0 |  |  | Transfer Loading < 100%
2018-AG1 | AFS3 | GSU |  |  | FDNS |  | 5 | 0 | 2018AG1AFS31T17185019SP | FROM->TO | WHITE BLUFF 500/26.0KV TRANSFORMER CKT 1 | E | EES-EAI | EES-EAI | EES_ARK | EES_ARK | 0 | 337653 | 1WHT BLUF U226.000 | 337651 | 8WHT BLUFF% 500.00 | 0 |  | 1 | 19SP | 910 | 910 | 0 |  | 95.2032 | 95.1726 | [7 empty] | CATEGORYB | NONSINGLE | SPPMGN 17 | 0 | 0 |  | 0 |  | 0 |  |  | Transfer Loading < 100%
2018-AG1 | AFS3 | GSU |  |  | FDNS |  | 5 | 5 | 2018AG1AFS31T40425519SP | FROM->TO | WHITE BLUFF 500/26.0KV TRANSFORMER CKT 1 | E | EES-EAI | EES-EAI | EES_ARK | EES_ARK | 0 | 337653 | 1WHT BLUF U226.000 | 337651 | 8WHT BLUFF% 500.00 | 0 |  | 1 | 19SP | 910 | 910 | 0 |  | 95.131 | 95.166 | [7 empty] | CATEGORYB | NONSINGLE | SPPMGN 31 | 0 | 0 |  | 0 |  | 0 |  |  | Transfer Loading < 100%
2018-AG1 | AFS3 | GSU |  |  | FDNS |  | 5 | 5 | 2018AG1AFS31T40565519SP | FROM->TO | WHITE BLUFF 500/26.0KV TRANSFORMER CKT 1 | E | EES-EAI | EES-EAI | EES_ARK | EES_ARK | 0 | 337653 | 1WHT BLUF U226.000 | 337651 | 8WHT BLUFF% 500.00 | 0 |  | 1 | 19SP | 910 | 910 | 0 |  | 95.1148 | 95.1482 | [7 empty] | CATEGORYB | NONSINGLE | SPPMGN 70 | 0 | 0 |  | 0 |  | 0 |  |  | Transfer Loading < 100%
2018-AG1 | AFS3 | GSU |  |  | FDNS |  | 5 | 5 | 2018AG1AFS31T40595519SP | FROM->TO | WHITE BLUFF 500/26.0KV TRANSFORMER CKT 1 | E | EES-EAI | EES-EAI | EES_ARK | EES_ARK | 0 | 337653 | 1WHT BLUF U226.000 | 337651 | 8WHT BLUFF% 500.00 | 0 |  | 1 | 19SP | 910 | 910 | 0 |  | 95.1069 | 95.1367 | [7 empty] | CATEGORYB | NONSINGLE | SPPMGN 71 | 0 | 0 |  | 0 |  | 0 |  |  | Transfer Loading < 100%
2018-AG1 | AFS3 | GSU |  |  | FDNS |  | 5 | 5 | 2018AG1AFS31T41265519SP | FROM->TO | WHITE BLUFF 500/26.0KV TRANSFORMER CKT 1 | E | EES-EAI | EES-EAI | EES_ARK | EES_ARK | 0 | 337653 | 1WHT BLUF U226.000 | 337651 | 8WHT BLUFF% 500.00 | 0 |  | 1 | 19SP | 910 | 910 | 0 |  | 95.1001 | 95.1224 | [7 empty] | CATEGORYB | NONSINGLE | SPPMGN 129 | 0 | 0 |  | 0 |  | 0 |  |  | Transfer Loading < 100%
2018-AG1 | AFS3 | GSU |  |  | FDNS |  | 5 | 5 | 2018AG1AFS31T40325519SP | FROM->TO | WHITE BLUFF 500/26.0KV TRANSFORMER CKT 1 | E | EES-EAI | EES-EAI | EES_ARK | EES_ARK | 0 | 337653 | 1WHT BLUF U226.000 | 337651 | 8WHT BLUFF% 500.00 | 0 |  | 1 | 19SP | 910 | 910 | 0 |  | 95.0868 | 95.1211 | [7 empty] | CATEGORYB | NONSINGLE | SPPMGN 14 | 0 | 0 |  | 0 |  | 0 |  |  | Transfer Loading < 100%
2018-AG1 | AFS3 | GSU |  |  | FDNS |  | 5 | 5 | 2018AG1AFS31T40365519SP | FROM->TO | WHITE BLUFF 500/26.0KV TRANSFORMER CKT 1 | E | EES-EAI | EES-EAI | EES_ARK | EES_ARK | 0 | 337653 | 1WHT BLUF U226.000 | 337651 | 8WHT BLUFF% 500.00 | 0 |  | 1 | 19SP | 910 | 910 | 0 |  | 95.0868 | 95.1211 | [7 empty] | CATEGORYB | NONSINGLE | SPPMGN 17 | 0 | 0 |  | 0 |  | 0 |  |  | Transfer Loading < 100%
2018-AG1 | AFS3 | GSU |  |  | FDNS |  | 5 | 5 | 2018AG1AFS31T40395519SP | FROM->TO | WHITE BLUFF 500/26.0KV TRANSFORMER CKT 1 | E | EES-EAI | EES-EAI | EES_ARK | EES_ARK | 0 | 337653 | 1WHT BLUF U226.000 | 337651 | 8WHT BLUFF% 500.00 | 0 |  | 1 | 19SP | 910 | 910 | 0 |  | 95.0217 | 95.0548 | [7 empty] | CATEGORYB | NONSINGLE | SPPMGN 30 | 0 | 0 |  | 0 |  | 0 |  |  | Transfer Loading < 100%
2018-AG1 | AFS3 | GSU |  |  | FDNS |  | 5 | 0 | 2018AG1AFS31T17195019SP | FROM->TO | WHITE BLUFF 500/26.0KV TRANSFORMER CKT 1 | E | EES-EAI | EES-EAI | EES_ARK | EES_ARK | 0 | 337653 | 1WHT BLUF U226.000 | 337651 | 8WHT BLUFF% 500.00 | 0 |  | 1 | 19SP | 910 | 910 | 0 |  | 95.0578 | 95.032 | [7 empty] | CATEGORYB | NONSINGLE | SPPMGN 30 | 0 | 0 |  | 0 |  | 0 |  |  | Transfer Loading < 100%
2018-AG1 | AFS3 | SWINGBUS | FDNS |  | FDNS |  | 5 | 0 | 2018AG1AFS31T5765019WP | FROM->TO | WHITE BLUFF 500/26.0KV TRANSFORMER CKT 1 | E | EES-EAI | EES-EAI | EES_ARK | EES_ARK | 0 | 337653 | 1WHT BLUF U226.000 | 337651 | 8WHT BLUFF% 500.00 | 0 |  | 1 | 19WP | 910 | 910 | 0 | 99.2 | 99.1814 | 99.2 | [7 empty] | CATEGORYB | NONSINGLE | 84892 | 0 | 0 |  | 0 |  | 0 |  |  | Transfer Loading < 100%
2018-AG1 | AFS3 | SWINGBUS | FDNS |  | FDNS |  | 5 | 0 | 2018AG1AFS31T6375019WP | FROM->TO | WHITE BLUFF 500/26.0KV TRANSFORMER CKT 1 | E | EES-EAI | EES-EAI | EES_ARK | EES_ARK | 0 | 337653 | 1WHT BLUF U226.000 | 337651 | 8WHT BLUFF% 500.00 | 0 |  | 1 | 19WP | 910 | 910 | 0 | 99.2 | 99.1814 | 99.2 | [7 empty] | CATEGORYB | NONSINGLE | 85029 | 0 | 0 |  | 0 |  | 0 |  |  | Transfer Loading < 100%
2018-AG1 | AFS3 | SWINGBUS | FDNS |  | FDNS |  | 5 | 0 | 2018AG1AFS31T7275019WP | FROM->TO | WHITE BLUFF 500/26.0KV TRANSFORMER CKT 1 | E | EES-EAI | EES-EAI | EES_ARK | EES_ARK | 0 | 337653 | 1WHT BLUF U226.000 | 337651 | 8WHT BLUFF% 500.00 | 0 |  | 1 | 19WP | 910 | 910 | 0 | 99.2 | 99.1814 | 99.2 | [7 empty] | CATEGORYB | NONSINGLE | 85138 | 0 | 0 |  | 0 |  | 0 |  |  | Transfer Loading < 100%
2018-AG1 | AFS3 | SWINGBUS | FDNS |  | FDNS |  | 5 | 0 | 2018AG1AFS31T5775019WP | FROM->TO | WHITE BLUFF 500/26.0KV TRANSFORMER CKT 1 | E | EES-EAI | EES-EAI | EES_ARK | EES_ARK | 0 | 337653 | 1WHT BLUF U226.000 | 337651 | 8WHT BLUFF% 500.00 | 0 |  | 1 | 19WP | 910 | 910 | 0 | 99.1 | 99.1463 | 99.1 | [7 empty] | CATEGORYB | NONSINGLE | 84893 | 0 | 0 |  | 0 |  | 0 |  |  | Transfer Loading < 100%
2018-AG1 | AFS3 | SWINGBUS | FDNS |  | FDNS |  | 5 | 0 | 2018AG1AFS31T6385019WP | FROM->TO | WHITE BLUFF 500/26.0KV TRANSFORMER CKT 1 | E | EES-EAI | EES-EAI | EES_ARK | EES_ARK | 0 | 337653 | 1WHT BLUF U226.000 | 337651 | 8WHT BLUFF% 500.00 | 0 |  | 1 | 19WP | 910 | 910 | 0 | 99.1 | 99.1463 | 99.1 | [7 empty] | CATEGORYB | NONSINGLE | 85030 | 0 | 0 |  | 0 |  | 0 |  |  | Transfer Loading < 100%
2018-AG1 | AFS3 | SWINGBUS | FDNS |  | FDNS |  | 5 | 0 | 2018AG1AFS31T7285019WP | FROM->TO | WHITE BLUFF 500/26.0KV TRANSFORMER CKT 1 | E | EES-EAI | EES-EAI | EES_ARK | EES_ARK | 0 | 337653 | 1WHT BLUF U226.000 | 337651 | 8WHT BLUFF% 500.00 | 0 |  | 1 | 19WP | 910 | 910 | 0 | 99.1 | 99.1463 | 99.1 | [7 empty] | CATEGORYB | NONSINGLE | 85139 | 0 | 0 |  | 0 |  | 0 |  |  | Transfer Loading < 100%
2018-AG1 | AFS3 | SWINGBUS | FDNS |  | FDNS |  | 5 | 0 | 2018AG1AFS31T1075019WP | FROM->TO | WHITE BLUFF 500/26.0KV TRANSFORMER CKT 1 | E | EES-EAI | EES-EAI | EES_ARK | EES_ARK | 0 | 337653 | 1WHT BLUF U226.000 | 337651 | 8WHT BLUFF% 500.00 | 0 |  | 1 | 19WP | 910 | 910 | 0 | 99.1 | 99.1116 | 99.1 | [7 empty] | CATEGORYB | SINGLE | BEAVER - EUREKA SPRINGS 161KV CKT 1 | 0 | 505480 | BEAVER 5 161.00 | 506932 | EUREKA 5 161.00 | 0 |  | 1 | Transfer Loading < 100%
2018-AG1 | AFS3 | SWINGBUS | FDNS |  | FDNS |  | 5 | 0 | 2018AG1AFS31T1365019WP | FROM->TO | WHITE BLUFF 500/26.0KV TRANSFORMER CKT 1 | E | EES-EAI | EES-EAI | EES_ARK | EES_ARK | 0 | 337653 | 1WHT BLUF U226.000 | 337651 | 8WHT BLUFF% 500.00 | 0 |  | 1 | 19WP | 910 | 910 | 0 | 99 | 99.0386 | 99 | [7 empty] | CATEGORYB | NONSINGLE | 6688 | 0 | 0 |  | 0 |  | 0 |  |  | Transfer Loading < 100%
2018-AG1 | AFS3 | SWINGBUS | FDNS |  | FDNS |  | 5 | 0 | 2018AG1AFS31T5405019WP | FROM->TO | WHITE BLUFF 500/26.0KV TRANSFORMER CKT 1 | E | EES-EAI | EES-EAI | EES_ARK | EES_ARK | 0 | 337653 | 1WHT BLUF U226.000 | 337651 | 8WHT BLUFF% 500.00 | 0 |  | 1 | 19WP | 910 | 910 | 0 | 99 | 98.9933 | 99 | [7 empty] | CATEGORYB | NONSINGLE | 84874 | 0 | 0 |  | 0 |  | 0 |  |  | Transfer Loading < 100%
2018-AG1 | AFS3 | SWINGBUS | FDNS |  | FDNS |  | 5 | 0 | 2018AG1AFS31T6135019WP | FROM->TO | WHITE BLUFF 500/26.0KV TRANSFORMER CKT 1 | E | EES-EAI | EES-EAI | EES_ARK | EES_ARK | 0 | 337653 | 1WHT BLUF U226.000 | 337651 | 8WHT BLUFF% 500.00 | 0 |  | 1 | 19WP | 910 | 910 | 0 | 99 | 98.9933 | 99 | [7 empty] | CATEGORYB | NONSINGLE | 84983 | 0 | 0 |  | 0 |  | 0 |  |  | Transfer Loading < 100%
2018-AG1 | AFS3 | SWINGBUS | FDNS |  | FDNS |  | 5 | 0 | 2018AG1AFS31T6915019WP | FROM->TO | WHITE BLUFF 500/26.0KV TRANSFORMER CKT 1 | E | EES-EAI | EES-EAI | EES_ARK | EES_ARK | 0 | 337653 | 1WHT BLUF U226.000 | 337651 | 8WHT BLUFF% 500.00 | 0 |  | 1 | 19WP | 910 | 910 | 0 | 99 | 98.9933 | 99 | [7 empty] | CATEGORYB | NONSINGLE | 85120 | 0 | 0 |  | 0 |  | 0 |  |  | Transfer Loading < 100%
2018-AG1 | AFS3 | SWINGBUS | FDNS |  | FDNS |  | 5 | 0 | 2018AG1AFS31T9175019WP | FROM->TO | WHITE BLUFF 500/26.0KV TRANSFORMER CKT 1 | E | EES-EAI | EES-EAI | EES_ARK | EES_ARK | 0 | 337653 | 1WHT BLUF U226.000 | 337651 | 8WHT BLUFF% 500.00 | 0 |  | 1 | 19WP | 910 | 910 | 0 | 99 | 99.0386 | 99 | [7 empty] | CATEGORYB | NONSINGLE | 87239 | 0 | 0 |  | 0 |  | 0 |  |  | Transfer Loading < 100%
2018-AG1 | AFS3 | SWINGBUS | FDNS |  | FDNS |  | 5 | 0 | 2018AG1AFS31T4215019WP | FROM->TO | WHITE BLUFF 500/26.0KV TRANSFORMER CKT 1 | E | EES-EAI | EES-EAI | EES_ARK | EES_ARK | 0 | 337653 | 1WHT BLUF U226.000 | 337651 | 8WHT BLUFF% 500.00 | 0 |  | 1 | 19WP | 910 | 910 | 0 | 98.9 | 98.8837 | 98.9 | [7 empty] | CATEGORYB | NONSINGLE | 80741 | 0 | 0 |  | 0 |  | 0 |  |  | Transfer Loading < 100%
2018-AG1 | AFS3 | SWINGBUS | FDNS |  | FDNS |  | 5 | 0 | 2018AG1AFS31T4295019WP | FROM->TO | WHITE BLUFF 500/26.0KV TRANSFORMER CKT 1 | E | EES-EAI | EES-EAI | EES_ARK | EES_ARK | 0 | 337653 | 1WHT BLUF U226.000 | 337651 | 8WHT BLUFF% 500.00 | 0 |  | 1 | 19WP | 910 | 910 | 0 | 98.9 | 98.8837 | 98.9 | [7 empty] | CATEGORYB | NONSINGLE | 80759 | 0 | 0 |  | 0 |  | 0 |  |  | Transfer Loading < 100%
2018-AG1 | AFS3 | SWINGBUS | FDNS |  | FDNS |  | 5 | 0 | 2018AG1AFS31T4375019WP | FROM->TO | WHITE BLUFF 500/26.0KV TRANSFORMER CKT 1 | E | EES-EAI | EES-EAI | EES_ARK | EES_ARK | 0 | 337653 | 1WHT BLUF U226.000 | 337651 | 8WHT BLUFF% 500.00 | 0 |  | 1 | 19WP | 910 | 910 | 0 | 98.9 | 98.8837 | 98.9 | [7 empty] | CATEGORYB | NONSINGLE | 80776 | 0 | 0 |  | 0 |  | 0 |  |  | Transfer Loading < 100%
2018-AG1 | AFS3 | SWINGBUS | FDNS |  | FDNS |  | 5 | 0 | 2018AG1AFS31T2705019WP | FROM->TO | WHITE BLUFF 500/26.0KV TRANSFORMER CKT 1 | E | EES-EAI | EES-EAI | EES_ARK | EES_ARK | 0 | 337653 | 1WHT BLUF U226.000 | 337651 | 8WHT BLUFF% 500.00 | 0 |  | 1 | 19WP | 910 | 910 | 0 | 98.9 | 98.8828 | 98.9 | [7 empty] | CATEGORYB | SINGLE | NORFORK - SOUTHLAND AECC 161KV CKT 1 | 0 | 338814 | 5SOLAND# 161.00 | 505448 | NORFORK5 161.00 | 0 |  | 1 | Transfer Loading < 100%
2018-AG1 | AFS3 | SWINGBUS | FDNS |  | FDNS |  | 5 | 0 | 2018AG1AFS31T4225019WP | FROM->TO | WHITE BLUFF 500/26.0KV TRANSFORMER CKT 1 | E | EES-EAI | EES-EAI | EES_ARK | EES_ARK | 0 | 337653 | 1WHT BLUF U226.000 | 337651 | 8WHT BLUFF% 500.00 | 0 |  | 1 | 19WP | 910 | 910 | 0 | 98.8 | 98.7885 | 98.8 | [7 empty] | CATEGORYB | NONSINGLE | 80754 | 0 | 0 |  | 0 |  | 0 |  |  | Transfer Loading < 100%
2018-AG1 | AFS3 | SWINGBUS | FDNS |  | FDNS |  | 5 | 0 | 2018AG1AFS31T4255019WP | FROM->TO | WHITE BLUFF 500/26.0KV TRANSFORMER CKT 1 | E | EES-EAI | EES-EAI | EES_ARK | EES_ARK | 0 | 337653 | 1WHT BLUF U226.000 | 337651 | 8WHT BLUFF% 500.00 | 0 |  | 1 | 19WP | 910 | 910 | 0 | 98.8 | 98.8254 | 98.8 | [7 empty] | CATEGORYB | NONSINGLE | 80757 | 0 | 0 |  | 0 |  | 0 |  |  | Transfer Loading < 100%
2018-AG1 | AFS3 | SWINGBUS | FDNS |  | FDNS |  | 5 | 0 | 2018AG1AFS31T4305019WP | FROM->TO | WHITE BLUFF 500/26.0KV TRANSFORMER CKT 1 | E | EES-EAI | EES-EAI | EES_ARK | EES_ARK | 0 | 337653 | 1WHT BLUF U226.000 | 337651 | 8WHT BLUFF% 500.00 | 0 |  | 1 | 19WP | 910 | 910 | 0 | 98.8 | 98.7885 | 98.8 | [7 empty] | CATEGORYB | NONSINGLE | 80772 | 0 | 0 |  | 0 |  | 0 |  |  | Transfer Loading < 100%
2018-AG1 | AFS3 | SWINGBUS | FDNS |  | FDNS |  | 5 | 0 | 2018AG1AFS31T4335019WP | FROM->TO | WHITE BLUFF 500/26.0KV TRANSFORMER CKT 1 | E | EES-EAI | EES-EAI | EES_ARK | EES_ARK | 0 | 337653 | 1WHT BLUF U226.000 | 337651 | 8WHT BLUFF% 500.00 | 0 |  | 1 | 19WP | 910 | 910 | 0 | 98.8 | 98.8254 | 98.8 | [7 empty] | CATEGORYB | NONSINGLE | 80775 | 0 | 0 |  | 0 |  | 0 |  |  | Transfer Loading < 100%
2018-AG1 | AFS3 | SWINGBUS | FDNS |  | FDNS |  | 5 | 0 | 2018AG1AFS31T4385019WP | FROM->TO | WHITE BLUFF 500/26.0KV TRANSFORMER CKT 1 | E | EES-EAI | EES-EAI | EES_ARK | EES_ARK | 0 | 337653 | 1WHT BLUF U226.000 | 337651 | 8WHT BLUFF% 500.00 | 0 |  | 1 | 19WP | 910 | 910 | 0 | 98.8 | 98.7885 | 98.8 | [7 empty] | CATEGORYB | NONSINGLE | 80789 | 0 | 0 |  | 0 |  | 0 |  |  | Transfer Loading < 100%
2018-AG1 | AFS3 | SWINGBUS | FDNS |  | FDNS |  | 5 | 0 | 2018AG1AFS31T4415019WP | FROM->TO | WHITE BLUFF 500/26.0KV TRANSFORMER CKT 1 | E | EES-EAI | EES-EAI | EES_ARK | EES_ARK | 0 | 337653 | 1WHT BLUF U226.000 | 337651 | 8WHT BLUFF% 500.00 | 0 |  | 1 | 19WP | 910 | 910 | 0 | 98.8 | 98.8254 | 98.8 | [7 empty] | CATEGORYB | NONSINGLE | 80792 | 0 | 0 |  | 0 |  | 0 |  |  | Transfer Loading < 100%
2018-AG1 | AFS3 | SWINGBUS | FDNS |  | FDNS |  | 5 | 0 | 2018AG1AFS31T9605019WP | FROM->TO | WHITE BLUFF 500/26.0KV TRANSFORMER CKT 1 | E | EES-EAI | EES-EAI | EES_ARK | EES_ARK | 0 | 337653 | 1WHT BLUF U226.000 | 337651 | 8WHT BLUFF% 500.00 | 0 |  | 1 | 19WP | 910 | 910 | 0 | 98.8 | 98.8187 | 98.8 | [7 empty] | CATEGORYB | NONSINGLE | 87549 | 0 | 0 |  | 0 |  | 0 |  |  | Transfer Loading < 100%
2018-AG1 | AFS3 | SWINGBUS | FDNS |  | FDNS |  | 5 | 0 | 2018AG1AFS31T9635019WP | FROM->TO | WHITE BLUFF 500/26.0KV TRANSFORMER CKT 1 | E | EES-EAI | EES-EAI | EES_ARK | EES_ARK | 0 | 337653 | 1WHT BLUF U226.000 | 337651 | 8WHT BLUFF% 500.00 | 0 |  | 1 | 19WP | 910 | 910 | 0 | 98.8 | 98.8206 | 98.8 | [7 empty] | CATEGORYB | NONSINGLE | 87552 | 0 | 0 |  | 0 |  | 0 |  |  | Transfer Loading < 100%
2018-AG1 | AFS3 | SWINGBUS | FDNS |  | FDNS |  | 5 | 0 | 2018AG1AFS31T2265019WP | FROM->TO | WHITE BLUFF 500/26.0KV TRANSFORMER CKT 1 | E | EES-EAI | EES-EAI | EES_ARK | EES_ARK | 0 | 337653 | 1WHT BLUF U226.000 | 337651 | 8WHT BLUFF% 500.00 | 0 |  | 1 | 19WP | 910 | 910 | 0 | 98.8 | 98.28 | 98.8 | [7 empty] | CATEGORYB | GENOUT | 32031-FLINT CREEK | 0 | 0 |  | 0 |  | 0 |  |  | Transfer Loading < 100%
2018-AG1 | AFS3 | SWINGBUS | FDNS |  | FDNS |  | 5 | 0 | 2018AG1AFS31T905019WP | FROM->TO | WHITE BLUFF 500/26.0KV TRANSFORMER CKT 1 | E | EES-EAI | EES-EAI | EES_ARK | EES_ARK | 0 | 337653 | 1WHT BLUF U226.000 | 337651 | 8WHT BLUFF% 500.00 | 0 |  | 1 | 19WP | 910 | 910 | 0 | 98.8 | 98.28 | 98.8 | [7 empty] | CATEGORYB | GENOUT | 5778-FLINT CREEK | 0 | 0 |  | 0 |  | 0 |  |  | Transfer Loading < 100%
2018-AG1 | AFS3 | SWINGBUS | FDNS |  | FDNS |  | 5 | 0 | 2018AG1AFS31T5045019WP | FROM->TO | WHITE BLUFF 500/26.0KV TRANSFORMER CKT 1 | E | EES-EAI | EES-EAI | EES_ARK | EES_ARK | 0 | 337653 | 1WHT BLUF U226.000 | 337651 | 8WHT BLUFF% 500.00 | 0 |  | 1 | 19WP | 910 | 910 | 0 | 98.7 | 98.6833 | 98.7 | [7 empty] | CATEGORYB | NONSINGLE | 84207 | 0 | 0 |  | 0 |  | 0 |  |  | Transfer Loading < 100%
2018-AG1 | AFS3 | SWINGBUS | FDNS |  | FDNS |  | 5 | 0 | 2018AG1AFS31T5055019WP | FROM->TO | WHITE BLUFF 500/26.0KV TRANSFORMER CKT 1 | E | EES-EAI | EES-EAI | EES_ARK | EES_ARK | 0 | 337653 | 1WHT BLUF U226.000 | 337651 | 8WHT BLUFF% 500.00 | 0 |  | 1 | 19WP | 910 | 910 | 0 | 98.7 | 98.6831 | 98.7 | [7 empty] | CATEGORYB | NONSINGLE | 84208 | 0 | 0 |  | 0 |  | 0 |  |  | Transfer Loading < 100%
2018-AG1 | AFS3 | SWINGBUS | FDNS |  | FDNS |  | 5 | 0 | 2018AG1AFS31T5065019WP | FROM->TO | WHITE BLUFF 500/26.0KV TRANSFORMER CKT 1 | E | EES-EAI | EES-EAI | EES_ARK | EES_ARK | 0 | 337653 | 1WHT BLUF U226.000 | 337651 | 8WHT BLUFF% 500.00 | 0 |  | 1 | 19WP | 910 | 910 | 0 | 98.7 | 98.6834 | 98.7 | [7 empty] | CATEGORYB | NONSINGLE | 84209 | 0 | 0 |  | 0 |  | 0 |  |  | Transfer Loading < 100%
2018-AG1 | AFS3 | SWINGBUS | FDNS |  | FDNS |  | 5 | 0 | 2018AG1AFS31T9655019WP | FROM->TO | WHITE BLUFF 500/26.0KV TRANSFORMER CKT 1 | E | EES-EAI | EES-EAI | EES_ARK | EES_ARK | 0 | 337653 | 1WHT BLUF U226.000 | 337651 | 8WHT BLUFF% 500.00 | 0 |  | 1 | 19WP | 910 | 910 | 0 | 98.7 | 98.748 | 98.7 | [7 empty] | CATEGORYB | NONSINGLE | 87614 | 0 | 0 |  | 0 |  | 0 |  |  | Transfer Loading < 100%
2018-AG1 | AFS3 | SWINGBUS | FDNS |  | FDNS |  | 5 | 0 | 2018AG1AFS31T9735019WP | FROM->TO | WHITE BLUFF 500/26.0KV TRANSFORMER CKT 1 | E | EES-EAI | EES-EAI | EES_ARK | EES_ARK | 0 | 337653 | 1WHT BLUF U226.000 | 337651 | 8WHT BLUFF% 500.00 | 0 |  | 1 | 19WP | 910 | 910 | 0 | 98.7 | 98.7479 | 98.7 | [7 empty] | CATEGORYB | SINGLE | AVOCA - EAST ROGERS 161KV CKT 1 | 0 | 504000 | AVOCA 5 161.00 | 506931 | EROGERS5 161.00 | 0 |  | 1 | Transfer Loading < 100%
2018-AG1 | AFS3 | SWINGBUS | FDNS |  | FDNS |  | 5 | 0 | 2018AG1AFS31T985019WP | FROM->TO | WHITE BLUFF 500/26.0KV TRANSFORMER CKT 1 | E | EES-EAI | EES-EAI | EES_ARK | EES_ARK | 0 | 337653 | 1WHT BLUF U226.000 | 337651 | 8WHT BLUFF% 500.00 | 0 |  | 1 | 19WP | 910 | 910 | 0 | 98.7 | 98.7179 | 98.7 | [7 empty] | CATEGORYB | SINGLE | FULTON 115 - HOPE 115KV CKT 1 | 0 | 503912 | FULTON 3 115.00 | 507453 | HOPE 3 115.00 | 0 |  | 1 | Transfer Loading < 100%
2018-AG1 | AFS3 | SWINGBUS | FDNS |  | FDNS |  | 5 | 0 | 2018AG1AFS31T3635019WP | FROM->TO | WHITE BLUFF 500/26.0KV TRANSFORMER CKT 1 | E | EES-EAI | EES-EAI | EES_ARK | EES_ARK | 0 | 337653 | 1WHT BLUF U226.000 | 337651 | 8WHT BLUFF% 500.00 | 0 |  | 1 | 19WP | 910 | 910 | 0 | 98.6 | 98.6259 | 98.6 | [7 empty] | CATEGORYB | NONSINGLE | 67030 | 0 | 0 |  | 0 |  | 0 |  |  | Transfer Loading < 100%
2018-AG1 | AFS3 | SWINGBUS | FDNS |  | FDNS |  | 5 | 0 | 2018AG1AFS31T5135019WP | FROM->TO | WHITE BLUFF 500/26.0KV TRANSFORMER CKT 1 | E | EES-EAI | EES-EAI | EES_ARK | EES_ARK | 0 | 337653 | 1WHT BLUF U226.000 | 337651 | 8WHT BLUFF% 500.00 | 0 |  | 1 | 19WP | 910 | 910 | 0 | 98.7 | 98.6647 | 98.6 | [7 empty] | CATEGORYB | NONSINGLE | 84235 | 0 | 0 |  | 0 |  | 0 |  |  | Transfer Loading < 100%
2018-AG1 | AFS3 | SWINGBUS | FDNS |  | FDNS |  | 5 | 0 | 2018AG1AFS31T2655019WP | FROM->TO | WHITE BLUFF 500/26.0KV TRANSFORMER CKT 1 | E | EES-EAI | EES-EAI | EES_ARK | EES_ARK | 0 | 337653 | 1WHT BLUF U226.000 | 337651 | 8WHT BLUFF% 500.00 | 0 |  | 1 | 19WP | 910 | 910 | 0 | 98.7 | 98.6725 | 98.6 | [7 empty] | CATEGORYB | SINGLE | CHAMBER SPRINGS - CLARKSVILLE 345KV CKT 1 | 0 | 506945 | CHAMSPR7 345.00 | 509745 | CLARKSV7 345.00 | 0 |  | 1 | Transfer Loading < 100%
2018-AG1 | AFS3 | SWINGBUS | FDNS |  | FDNS |  | 5 | 0 | 2018AG1AFS31T265019WP | FROM->TO | WHITE BLUFF 500/26.0KV TRANSFORMER CKT 1 | E | EES-EAI | EES-EAI | EES_ARK | EES_ARK | 0 | 337653 | 1WHT BLUF U226.000 | 337651 | 8WHT BLUFF% 500.00 | 0 |  | 1 | 19WP | 910 | 910 | 0 | 98.3 | 98.28 | 98.3 | [7 empty] | CATEGORYA | BASECASE | BASE CASE | 0 | 0 |  | 0 |  | 0 |  |  | Transfer Loading < 100%
2018-AG1 | AFS3 | SWINGBUS | FDNS |  | FDNS |  | 5 | 0 | 2018AG1AFS31T5585019WP | FROM->TO | WHITE BLUFF 500/26.0KV TRANSFORMER CKT 1 | E | EES-EAI | EES-EAI | EES_ARK | EES_ARK | 0 | 337653 | 1WHT BLUF U226.000 | 337651 | 8WHT BLUFF% 500.00 | 0 |  | 1 | 19WP | 910 | 910 | 0 | 97.9 | 97.9254 | 97.9 | [7 empty] | CATEGORYB | NONSINGLE | 84884 | 0 | 0 |  | 0 |  | 0 |  |  | Transfer Loading < 100%
2018-AG1 | AFS3 | SWINGBUS | FDNS |  | FDNS |  | 5 | 0 | 2018AG1AFS31T5605019WP | FROM->TO | WHITE BLUFF 500/26.0KV TRANSFORMER CKT 1 | E | EES-EAI | EES-EAI | EES_ARK | EES_ARK | 0 | 337653 | 1WHT BLUF U226.000 | 337651 | 8WHT BLUFF% 500.00 | 0 |  | 1 | 19WP | 910 | 910 | 0 | 97.9 | 97.9327 | 97.9 | [7 empty] | CATEGORYB | NONSINGLE | 84885 | 0 | 0 |  | 0 |  | 0 |  |  | Transfer Loading < 100%
2018-AG1 | AFS3 | SWINGBUS | FDNS |  | FDNS |  | 5 | 0 | 2018AG1AFS31T6575019WP | FROM->TO | WHITE BLUFF 500/26.0KV TRANSFORMER CKT 1 | E | EES-EAI | EES-EAI | EES_ARK | EES_ARK | 0 | 337653 | 1WHT BLUF U226.000 | 337651 | 8WHT BLUFF% 500.00 | 0 |  | 1 | 19WP | 910 | 910 | 0 | 97.9 | 97.9254 | 97.9 | [7 empty] | CATEGORYB | NONSINGLE | 85060 | 0 | 0 |  | 0 |  | 0 |  |  | Transfer Loading < 100%
2018-AG1 | AFS3 | SWINGBUS | FDNS |  | FDNS |  | 5 | 0 | 2018AG1AFS31T6595019WP | FROM->TO | WHITE BLUFF 500/26.0KV TRANSFORMER CKT 1 | E | EES-EAI | EES-EAI | EES_ARK | EES_ARK | 0 | 337653 | 1WHT BLUF U226.000 | 337651 | 8WHT BLUFF% 500.00 | 0 |  | 1 | 19WP | 910 | 910 | 0 | 97.9 | 97.9327 | 97.9 | [7 empty] | CATEGORYB | NONSINGLE | 85061 | 0 | 0 |  | 0 |  | 0 |  |  | Transfer Loading < 100%
2018-AG1 | AFS3 | SWINGBUS | FDNS |  | FDNS |  | 5 | 0 | 2018AG1AFS31T7095019WP | FROM->TO | WHITE BLUFF 500/26.0KV TRANSFORMER CKT 1 | E | EES-EAI | EES-EAI | EES_ARK | EES_ARK | 0 | 337653 | 1WHT BLUF U226.000 | 337651 | 8WHT BLUFF% 500.00 | 0 |  | 1 | 19WP | 910 | 910 | 0 | 97.9 | 97.9254 | 97.9 | [7 empty] | CATEGORYB | NONSINGLE | 85130 | 0 | 0 |  | 0 |  | 0 |  |  | Transfer Loading < 100%
2018-AG1 | AFS3 | SWINGBUS | FDNS |  | FDNS |  | 5 | 0 | 2018AG1AFS31T7115019WP | FROM->TO | WHITE BLUFF 500/26.0KV TRANSFORMER CKT 1 | E | EES-EAI | EES-EAI | EES_ARK | EES_ARK | 0 | 337653 | 1WHT BLUF U226.000 | 337651 | 8WHT BLUFF% 500.00 | 0 |  | 1 | 19WP | 910 | 910 | 0 | 97.9 | 97.9327 | 97.9 | [7 empty] | CATEGORYB | NONSINGLE | 85131 | 0 | 0 |  | 0 |  | 0 |  |  | Transfer Loading < 100%
2018-AG1 | AFS3 | SWINGBUS | FDNS |  | FDNS |  | 5 | 0 | 2018AG1AFS31T5755019WP | FROM->TO | WHITE BLUFF 500/26.0KV TRANSFORMER CKT 1 | E | EES-EAI | EES-EAI | EES_ARK | EES_ARK | 0 | 337653 | 1WHT BLUF U226.000 | 337651 | 8WHT BLUFF% 500.00 | 0 |  | 1 | 19WP | 910 | 910 | 0 | 97.8 | 97.8132 | 97.8 | [7 empty] | CATEGORYB | NONSINGLE | 84888 | 0 | 0 |  | 0 |  | 0 |  |  | Transfer Loading < 100%
2018-AG1 | AFS3 | SWINGBUS | FDNS |  | FDNS |  | 5 | 0 | 2018AG1AFS31T5815019WP | FROM->TO | WHITE BLUFF 500/26.0KV TRANSFORMER CKT 1 | E | EES-EAI | EES-EAI | EES_ARK | EES_ARK | 0 | 337653 | 1WHT BLUF U226.000 | 337651 | 8WHT BLUFF% 500.00 | 0 |  | 1 | 19WP | 910 | 910 | 0 | 97.8 | 97.8339 | 97.8 | [7 empty] | CATEGORYB | NONSINGLE | 84915 | 0 | 0 |  | 0 |  | 0 |  |  | Transfer Loading < 100%
2018-AG1 | AFS3 | SWINGBUS | FDNS |  | FDNS |  | 5 | 0 | 2018AG1AFS31T6245019WP | FROM->TO | WHITE BLUFF 500/26.0KV TRANSFORMER CKT 1 | E | EES-EAI | EES-EAI | EES_ARK | EES_ARK | 0 | 337653 | 1WHT BLUF U226.000 | 337651 | 8WHT BLUFF% 500.00 | 0 |  | 1 | 19WP | 910 | 910 | 0 | 97.8 | 97.8339 | 97.8 | [7 empty] | CATEGORYB | NONSINGLE | 84996 | 0 | 0 |  | 0 |  | 0 |  |  | Transfer Loading < 100%
2018-AG1 | AFS3 | SWINGBUS | FDNS |  | FDNS |  | 5 | 0 | 2018AG1AFS31T6705019WP | FROM->TO | WHITE BLUFF 500/26.0KV TRANSFORMER CKT 1 | E | EES-EAI | EES-EAI | EES_ARK | EES_ARK | 0 | 337653 | 1WHT BLUF U226.000 | 337651 | 8WHT BLUFF% 500.00 | 0 |  | 1 | 19WP | 910 | 910 | 0 | 97.8 | 97.8132 | 97.8 | [7 empty] | CATEGORYB | NONSINGLE | 85063 | 0 | 0 |  | 0 |  | 0 |  |  | Transfer Loading < 100%
2018-AG1 | AFS3 | SWINGBUS | FDNS |  | FDNS |  | 5 | 0 | 2018AG1AFS31T7265019WP | FROM->TO | WHITE BLUFF 500/26.0KV TRANSFORMER CKT 1 | E | EES-EAI | EES-EAI | EES_ARK | EES_ARK | 0 | 337653 | 1WHT BLUF U226.000 | 337651 | 8WHT BLUFF% 500.00 | 0 |  | 1 | 19WP | 910 | 910 | 0 | 97.8 | 97.8132 | 97.8 | [7 empty] | CATEGORYB | NONSINGLE | 85134 | 0 | 0 |  | 0 |  | 0 |  |  | Transfer Loading < 100%
2018-AG1 | AFS3 | SWINGBUS | FDNS |  | FDNS |  | 5 | 0 | 2018AG1AFS31T7325019WP | FROM->TO | WHITE BLUFF 500/26.0KV TRANSFORMER CKT 1 | E | EES-EAI | EES-EAI | EES_ARK | EES_ARK | 0 | 337653 | 1WHT BLUF U226.000 | 337651 | 8WHT BLUFF% 500.00 | 0 |  | 1 | 19WP | 910 | 910 | 0 | 97.8 | 97.8339 | 97.8 | [7 empty] | CATEGORYB | NONSINGLE | 85161 | 0 | 0 |  | 0 |  | 0 |  |  | Transfer Loading < 100%
2018-AG1 | AFS3 | SWINGBUS | FDNS |  | FDNS |  | 5 | 0 | 2018AG1AFS31T3555019WP | FROM->TO | WHITE BLUFF 500/26.0KV TRANSFORMER CKT 1 | E | EES-EAI | EES-EAI | EES_ARK | EES_ARK | 0 | 337653 | 1WHT BLUF U226.000 | 337651 | 8WHT BLUFF% 500.00 | 0 |  | 1 | 19WP | 910 | 910 | 0 | 97.2 | 97.2032 | 97.2 | [7 empty] | CATEGORYB | NONSINGLE | 64225 | 0 | 0 |  | 0 |  | 0 |  |  | Transfer Loading < 100%
2018-AG1 | AFS3 | SWINGBUS | FDNS |  | FDNS |  | 5 | 0 | 2018AG1AFS31T2405019WP | FROM->TO | WHITE BLUFF 500/26.0KV TRANSFORMER CKT 1 | E | EES-EAI | EES-EAI | EES_ARK | EES_ARK | 0 | 337653 | 1WHT BLUF U226.000 | 337651 | 8WHT BLUFF% 500.00 | 0 |  | 1 | 19WP | 910 | 910 | 0 | 97.1 | 97.0621 | 97 | [7 empty] | CATEGORYB | NONSINGLE | 33596 | 0 | 0 |  | 0 |  | 0 |  |  | Transfer Loading < 100%
2018-AG1 | AFS3 | SWINGBUS | FDNS |  | FDNS |  | 5 | 0 | 2018AG1AFS31T3645019WP | FROM->TO | WHITE BLUFF 500/26.0KV TRANSFORMER CKT 1 | E | EES-EAI | EES-EAI | EES_ARK | EES_ARK | 0 | 337653 | 1WHT BLUF U226.000 | 337651 | 8WHT BLUFF% 500.00 | 0 |  | 1 | 19WP | 910 | 910 | 0 | 97.1 | 97.0621 | 97 | [7 empty] | CATEGORYB | NONSINGLE | 67952 | 0 | 0 |  | 0 |  | 0 |  |  | Transfer Loading < 100%
2018-AG1 | AFS3 | SWINGBUS | FDNS |  | FDNS |  | 5 | 0 | 2018AG1AFS31T1065019WP | FROM->TO | WHITE BLUFF 500/26.0KV TRANSFORMER CKT 1 | E | EES-EAI | EES-EAI | EES_ARK | EES_ARK | 0 | 337653 | 1WHT BLUF U226.000 | 337651 | 8WHT BLUFF% 500.00 | 0 |  | 1 | 19WP | 910 | 910 | 0 | 96.9 | 96.9172 | 96.9 | [7 empty] | CATEGORYB | NONSINGLE | 6085 | 0 | 0 |  | 0 |  | 0 |  |  | Transfer Loading < 100%
2018-AG1 | AFS3 | SWINGBUS | FDNS |  | FDNS |  | 5 | 0 | 2018AG1AFS31T9645019WP | FROM->TO | WHITE BLUFF 500/26.0KV TRANSFORMER CKT 1 | E | EES-EAI | EES-EAI | EES_ARK | EES_ARK | 0 | 337653 | 1WHT BLUF U226.000 | 337651 | 8WHT BLUFF% 500.00 | 0 |  | 1 | 19WP | 910 | 910 | 0 | 96.9 | 96.9458 | 96.9 | [7 empty] | CATEGORYB | NONSINGLE | 87594 | 0 | 0 |  | 0 |  | 0 |  |  | Transfer Loading < 100%
2018-AG1 | AFS3 | SWINGBUS | FDNS |  | FDNS |  | 5 | 0 | 2018AG1AFS31T2465019WP | FROM->TO | WHITE BLUFF 500/26.0KV TRANSFORMER CKT 1 | E | EES-EAI | EES-EAI | EES_ARK | EES_ARK | 0 | 337653 | 1WHT BLUF U226.000 | 337651 | 8WHT BLUFF% 500.00 | 0 |  | 1 | 19WP | 910 | 910 | 0 | 96.8 | 96.8147 | 96.8 | [7 empty] | CATEGORYB | NONSINGLE | 33601 | 0 | 0 |  | 0 |  | 0 |  |  | Transfer Loading < 100%
2018-AG1 | AFS3 | SWINGBUS | FDNS |  | FDNS |  | 5 | 0 | 2018AG1AFS31T3405019WP | FROM->TO | WHITE BLUFF 500/26.0KV TRANSFORMER CKT 1 | E | EES-EAI | EES-EAI | EES_ARK | EES_ARK | 0 | 337653 | 1WHT BLUF U226.000 | 337651 | 8WHT BLUFF% 500.00 | 0 |  | 1 | 19WP | 910 | 910 | 0 | 96.7 | 96.696 | 96.7 | [7 empty] | CATEGORYB | NONSINGLE | 63805 | 0 | 0 |  | 0 |  | 0 |  |  | Transfer Loading < 100%
2018-AG1 | AFS3 | SWINGBUS | FDNS |  | FDNS |  | 5 | 0 | 2018AG1AFS31T1375019WP | FROM->TO | WHITE BLUFF 500/26.0KV TRANSFORMER CKT 1 | E | EES-EAI | EES-EAI | EES_ARK | EES_ARK | 0 | 337653 | 1WHT BLUF U226.000 | 337651 | 8WHT BLUFF% 500.00 | 0 |  | 1 | 19WP | 910 | 910 | 0 | 96.6 | 96.5666 | 96.5 | [7 empty] | CATEGORYB | NONSINGLE | 6691 | 0 | 0 |  | 0 |  | 0 |  |  | Transfer Loading < 100%
2018-AG1 | AFS3 | SWINGBUS | FDNS |  | FDNS |  | 5 | 0 | 2018AG1AFS31T3375019WP | FROM->TO | WHITE BLUFF 500/26.0KV TRANSFORMER CKT 1 | E | EES-EAI | EES-EAI | EES_ARK | EES_ARK | 0 | 337653 | 1WHT BLUF U226.000 | 337651 | 8WHT BLUFF% 500.00 | 0 |  | 1 | 19WP | 910 | 910 | 0 | 96.1 | 96.1232 | 96.1 | [7 empty] | CATEGORYB | NONSINGLE | 63263 | 0 | 0 |  | 0 |  | 0 |  |  | Transfer Loading < 100%
2018-AG1 | AFS3 | SWINGBUS | FDNS |  | FDNS |  | 5 | 0 | 2018AG1AFS31T3445019WP | FROM->TO | WHITE BLUFF 500/26.0KV TRANSFORMER CKT 1 | E | EES-EAI | EES-EAI | EES_ARK | EES_ARK | 0 | 337653 | 1WHT BLUF U226.000 | 337651 | 8WHT BLUFF% 500.00 | 0 |  | 1 | 19WP | 910 | 910 | 0 | 95.9 | 95.9234 | 95.9 | [7 empty] | CATEGORYB | NONSINGLE | 64043 | 0 | 0 |  | 0 |  | 0 |  |  | Transfer Loading < 100%
2018-AG1 | AFS3 | SWINGBUS | FDNS |  | FDNS |  | 5 | 0 | 2018AG1AFS31T5475019WP | FROM->TO | WHITE BLUFF 500/26.0KV TRANSFORMER CKT 1 | E | EES-EAI | EES-EAI | EES_ARK | EES_ARK | 0 | 337653 | 1WHT BLUF U226.000 | 337651 | 8WHT BLUFF% 500.00 | 0 |  | 1 | 19WP | 910 | 910 | 0 | 95.7 | 95.6523 | 95.6 | [7 empty] | CATEGORYB | NONSINGLE | 84879 | 0 | 0 |  | 0 |  | 0 |  |  | Transfer Loading < 100%
2018-AG1 | AFS3 | SWINGBUS | FDNS |  | FDNS |  | 5 | 0 | 2018AG1AFS31T6145019WP | FROM->TO | WHITE BLUFF 500/26.0KV TRANSFORMER CKT 1 | E | EES-EAI | EES-EAI | EES_ARK | EES_ARK | 0 | 337653 | 1WHT BLUF U226.000 | 337651 | 8WHT BLUFF% 500.00 | 0 |  | 1 | 19WP | 910 | 910 | 0 | 95.7 | 95.6523 | 95.6 | [7 empty] | CATEGORYB | NONSINGLE | 84984 | 0 | 0 |  | 0 |  | 0 |  |  | Transfer Loading < 100%
2018-AG1 | AFS3 | SWINGBUS | FDNS |  | FDNS |  | 5 | 0 | 2018AG1AFS31T6985019WP | FROM->TO | WHITE BLUFF 500/26.0KV TRANSFORMER CKT 1 | E | EES-EAI | EES-EAI | EES_ARK | EES_ARK | 0 | 337653 | 1WHT BLUF U226.000 | 337651 | 8WHT BLUFF% 500.00 | 0 |  | 1 | 19WP | 910 | 910 | 0 | 95.7 | 95.6523 | 95.6 | [7 empty] | CATEGORYB | NONSINGLE | 85125 | 0 | 0 |  | 0 |  | 0 |  |  | Transfer Loading < 100%
2018-AG1 | AFS3 | SWINGBUS | FDNS |  | FDNS |  | 5 | 0 | 2018AG1AFS31T2385019WP | FROM->TO | WHITE BLUFF 500/26.0KV TRANSFORMER CKT 1 | E | EES-EAI | EES-EAI | EES_ARK | EES_ARK | 0 | 337653 | 1WHT BLUF U226.000 | 337651 | 8WHT BLUFF% 500.00 | 0 |  | 1 | 19WP | 910 | 910 | 0 | 95.3 | 95.2985 | 95.3 | [7 empty] | CATEGORYB | NONSINGLE | 33517 | 0 | 0 |  | 0 |  | 0 |  |  | Transfer Loading < 100%
2018-AG1 | AFS3 | SWINGBUS | FDNS |  | FDNS |  | 5 | 0 | 2018AG1AFS31T3415019WP | FROM->TO | WHITE BLUFF 500/26.0KV TRANSFORMER CKT 1 | E | EES-EAI | EES-EAI | EES_ARK | EES_ARK | 0 | 337653 | 1WHT BLUF U226.000 | 337651 | 8WHT BLUFF% 500.00 | 0 |  | 1 | 19WP | 910 | 910 | 0 | 95.2 | 95.1901 | 95.2 | [7 empty] | CATEGORYB | NONSINGLE | 63806 | 0 | 0 |  | 0 |  | 0 |  |  | Transfer Loading < 100%
2018-AG1 | AFS3 | SWINGBUS | FDNS |  | FDNS |  | 5 | 0 | 2018AG1AFS31T1005019WP | FROM->TO | WHITE BLUFF 500/26.0KV TRANSFORMER CKT 1 | E | EES-EAI | EES-EAI | EES_ARK | EES_ARK | 0 | 337653 | 1WHT BLUF U226.000 | 337651 | 8WHT BLUFF% 500.00 | 0 |  | 1 | 19WP | 910 | 910 | 0 | 95.2 | 95.1607 | 95.1 | [7 empty] | CATEGORYB | NONSINGLE | 5807 | 0 | 0 |  | 0 |  | 0 |  |  | Transfer Loading < 100%
2018-AG1 | AFS3 | SWINGBUS | FDNS |  | FDNS |  | 5 | 0 | 2018AG1AFS31T2375019WP | FROM->TO | WHITE BLUFF 500/26.0KV TRANSFORMER CKT 1 | E | EES-EAI | EES-EAI | EES_ARK | EES_ARK | 0 | 337653 | 1WHT BLUF U226.000 | 337651 | 8WHT BLUFF% 500.00 | 0 |  | 1 | 19WP | 910 | 910 | 0 | 95.2 | 95.1607 | 95.1 | [7 empty] | CATEGORYB | NONSINGLE | 33375 | 0 | 0 |  | 0 |  | 0 |  |  | Transfer Loading < 100%
2018-AG1 | AFS3 | SWINGBUS | FDNS |  | FDNS |  | 5 | 0 | 2018AG1AFS31T3365019WP | FROM->TO | WHITE BLUFF 500/26.0KV TRANSFORMER CKT 1 | E | EES-EAI | EES-EAI | EES_ARK | EES_ARK | 0 | 337653 | 1WHT BLUF U226.000 | 337651 | 8WHT BLUFF% 500.00 | 0 |  | 1 | 19WP | 910 | 910 | 0 | 95.2 | 95.1607 | 95.1 | [7 empty] | CATEGORYB | NONSINGLE | 63258 | 0 | 0 |  | 0 |  | 0 |  |  | Transfer Loading < 100%
2018-AG1 | AFS3 | SWINGBUS | FDNS |  | FDNS |  | 5 | 5 | 2018AG1AFS31T3875522WP | FROM->TO | WHITE BLUFF 500/26.0KV TRANSFORMER CKT 1 | E | EES-EAI | EES-EAI | EES_ARK | EES_ARK | 0 | 337653 | 1WHT BLUF U226.000 | 337651 | 8WHT BLUFF% 500.00 | 0 |  | 1 | 22WP | 910 | 910 | 0 | 99.6 | 99.5622 | 99.6 | [7 empty] | CATEGORYB | NONSINGLE | 67951 | 0 | 0 |  | 0 |  | 0 |  |  | Transfer Loading < 100%
2018-AG1 | AFS3 | SWINGBUS | FDNS |  | FDNS |  | 5 | 0 | 2018AG1AFS31T3755022WP | FROM->TO | WHITE BLUFF 500/26.0KV TRANSFORMER CKT 1 | E | EES-EAI | EES-EAI | EES_ARK | EES_ARK | 0 | 337653 | 1WHT BLUF U226.000 | 337651 | 8WHT BLUFF% 500.00 | 0 |  | 1 | 22WP | 910 | 910 | 0 | 99.5 | 99.4766 | 99.5 | [7 empty] | CATEGORYB | NONSINGLE | 64091 | 0 | 0 |  | 0 |  | 0 |  |  | Transfer Loading < 100%
2018-AG1 | AFS3 | SWINGBUS | FDNS |  | FDNS |  | 5 | 5 | 2018AG1AFS31T3725522WP | FROM->TO | WHITE BLUFF 500/26.0KV TRANSFORMER CKT 1 | E | EES-EAI | EES-EAI | EES_ARK | EES_ARK | 0 | 337653 | 1WHT BLUF U226.000 | 337651 | 8WHT BLUFF% 500.00 | 0 |  | 1 | 22WP | 910 | 910 | 0 | 99.5 | 99.5284 | 99.5 | [7 empty] | CATEGORYB | NONSINGLE | 64305 | 0 | 0 |  | 0 |  | 0 |  |  | Transfer Loading < 100%
2018-AG1 | AFS3 | SWINGBUS | FDNS |  | FDNS |  | 5 | 0 | 2018AG1AFS31T5905022WP | FROM->TO | WHITE BLUFF 500/26.0KV TRANSFORMER CKT 1 | E | EES-EAI | EES-EAI | EES_ARK | EES_ARK | 0 | 337653 | 1WHT BLUF U226.000 | 337651 | 8WHT BLUFF% 500.00 | 0 |  | 1 | 22WP | 910 | 910 | 0 | 99.4 | 99.3974 | 99.4 | [7 empty] | CATEGORYB | NONSINGLE | 84890 | 0 | 0 |  | 0 |  | 0 |  |  | Transfer Loading < 100%
2018-AG1 | AFS3 | SWINGBUS | FDNS |  | FDNS |  | 5 | 0 | 2018AG1AFS31T6485022WP | FROM->TO | WHITE BLUFF 500/26.0KV TRANSFORMER CKT 1 | E | EES-EAI | EES-EAI | EES_ARK | EES_ARK | 0 | 337653 | 1WHT BLUF U226.000 | 337651 | 8WHT BLUFF% 500.00 | 0 |  | 1 | 22WP | 910 | 910 | 0 | 99.4 | 99.3974 | 99.4 | [7 empty] | CATEGORYB | NONSINGLE | 85027 | 0 | 0 |  | 0 |  | 0 |  |  | Transfer Loading < 100%
2018-AG1 | AFS3 | SWINGBUS | FDNS |  | FDNS |  | 5 | 0 | 2018AG1AFS31T7355022WP | FROM->TO | WHITE BLUFF 500/26.0KV TRANSFORMER CKT 1 | E | EES-EAI | EES-EAI | EES_ARK | EES_ARK | 0 | 337653 | 1WHT BLUF U226.000 | 337651 | 8WHT BLUFF% 500.00 | 0 |  | 1 | 22WP | 910 | 910 | 0 | 99.4 | 99.3974 | 99.4 | [7 empty] | CATEGORYB | NONSINGLE | 85136 | 0 | 0 |  | 0 |  | 0 |  |  | Transfer Loading < 100%
2018-AG1 | AFS3 | SWINGBUS | FDNS |  | FDNS |  | 5 | 0 | 2018AG1AFS31T5915022WP | FROM->TO | WHITE BLUFF 500/26.0KV TRANSFORMER CKT 1 | E | EES-EAI | EES-EAI | EES_ARK | EES_ARK | 0 | 337653 | 1WHT BLUF U226.000 | 337651 | 8WHT BLUFF% 500.00 | 0 |  | 1 | 22WP | 910 | 910 | 0 | 99.1 | 99.1286 | 99.1 | [7 empty] | CATEGORYB | NONSINGLE | 84891 | 0 | 0 |  | 0 |  | 0 |  |  | Transfer Loading < 100%
2018-AG1 | AFS3 | SWINGBUS | FDNS |  | FDNS |  | 5 | 0 | 2018AG1AFS31T6495022WP | FROM->TO | WHITE BLUFF 500/26.0KV TRANSFORMER CKT 1 | E | EES-EAI | EES-EAI | EES_ARK | EES_ARK | 0 | 337653 | 1WHT BLUF U226.000 | 337651 | 8WHT BLUFF% 500.00 | 0 |  | 1 | 22WP | 910 | 910 | 0 | 99.1 | 99.1286 | 99.1 | [7 empty] | CATEGORYB | NONSINGLE | 85028 | 0 | 0 |  | 0 |  | 0 |  |  | Transfer Loading < 100%
2018-AG1 | AFS3 | SWINGBUS | FDNS |  | FDNS |  | 5 | 0 | 2018AG1AFS31T7365022WP | FROM->TO | WHITE BLUFF 500/26.0KV TRANSFORMER CKT 1 | E | EES-EAI | EES-EAI | EES_ARK | EES_ARK | 0 | 337653 | 1WHT BLUF U226.000 | 337651 | 8WHT BLUFF% 500.00 | 0 |  | 1 | 22WP | 910 | 910 | 0 | 99.1 | 99.1286 | 99.1 | [7 empty] | CATEGORYB | NONSINGLE | 85137 | 0 | 0 |  | 0 |  | 0 |  |  | Transfer Loading < 100%
2018-AG1 | AFS3 | SWINGBUS | FDNS |  | FDNS |  | 5 | 0 | 2018AG1AFS31T9435022WP | FROM->TO | WHITE BLUFF 500/26.0KV TRANSFORMER CKT 1 | E | EES-EAI | EES-EAI | EES_ARK | EES_ARK | 0 | 337653 | 1WHT BLUF U226.000 | 337651 | 8WHT BLUFF% 500.00 | 0 |  | 1 | 22WP | 910 | 910 | 0 | 99.2 | 99.1964 | 99.1 | [7 empty] | CATEGORYB | NONSINGLE | 87615 | 0 | 0 |  | 0 |  | 0 |  |  | Transfer Loading < 100%
2018-AG1 | AFS3 | SWINGBUS | FDNS |  | FDNS |  | 5 | 0 | 2018AG1AFS31T1245022WP | FROM->TO | WHITE BLUFF 500/26.0KV TRANSFORMER CKT 1 | E | EES-EAI | EES-EAI | EES_ARK | EES_ARK | 0 | 337653 | 1WHT BLUF U226.000 | 337651 | 8WHT BLUFF% 500.00 | 0 |  | 1 | 22WP | 910 | 910 | 0 | 99 | 99.0135 | 99 | [7 empty] | CATEGORYB | NONSINGLE | 6059 | 0 | 0 |  | 0 |  | 0 |  |  | Transfer Loading < 100%
2018-AG1 | AFS3 | SWINGBUS | FDNS |  | FDNS |  | 5 | 0 | 2018AG1AFS31T5775022WP | FROM->TO | WHITE BLUFF 500/26.0KV TRANSFORMER CKT 1 | E | EES-EAI | EES-EAI | EES_ARK | EES_ARK | 0 | 337653 | 1WHT BLUF U226.000 | 337651 | 8WHT BLUFF% 500.00 | 0 |  | 1 | 22WP | 910 | 910 | 0 | 98.8 | 98.834 | 98.8 | [7 empty] | CATEGORYB | NONSINGLE | 84882 | 0 | 0 |  | 0 |  | 0 |  |  | Transfer Loading < 100%
2018-AG1 | AFS3 | SWINGBUS | FDNS |  | FDNS |  | 5 | 0 | 2018AG1AFS31T6725022WP | FROM->TO | WHITE BLUFF 500/26.0KV TRANSFORMER CKT 1 | E | EES-EAI | EES-EAI | EES_ARK | EES_ARK | 0 | 337653 | 1WHT BLUF U226.000 | 337651 | 8WHT BLUFF% 500.00 | 0 |  | 1 | 22WP | 910 | 910 | 0 | 98.8 | 98.834 | 98.8 | [7 empty] | CATEGORYB | NONSINGLE | 85058 | 0 | 0 |  | 0 |  | 0 |  |  | Transfer Loading < 100%
2018-AG1 | AFS3 | SWINGBUS | FDNS |  | FDNS |  | 5 | 0 | 2018AG1AFS31T7225022WP | FROM->TO | WHITE BLUFF 500/26.0KV TRANSFORMER CKT 1 | E | EES-EAI | EES-EAI | EES_ARK | EES_ARK | 0 | 337653 | 1WHT BLUF U226.000 | 337651 | 8WHT BLUFF% 500.00 | 0 |  | 1 | 22WP | 910 | 910 | 0 | 98.8 | 98.834 | 98.8 | [7 empty] | CATEGORYB | NONSINGLE | 85128 | 0 | 0 |  | 0 |  | 0 |  |  | Transfer Loading < 100%
2018-AG1 | AFS3 | SWINGBUS | FDNS |  | FDNS |  | 5 | 0 | 2018AG1AFS31T5645022WP | FROM->TO | WHITE BLUFF 500/26.0KV TRANSFORMER CKT 1 | E | EES-EAI | EES-EAI | EES_ARK | EES_ARK | 0 | 337653 | 1WHT BLUF U226.000 | 337651 | 8WHT BLUFF% 500.00 | 0 |  | 1 | 22WP | 910 | 910 | 0 | 98.7 | 98.7248 | 98.7 | [7 empty] | CATEGORYB | NONSINGLE | 84875 | 0 | 0 |  | 0 |  | 0 |  |  | Transfer Loading < 100%
2018-AG1 | AFS3 | SWINGBUS | FDNS |  | FDNS |  | 5 | 0 | 2018AG1AFS31T6615022WP | FROM->TO | WHITE BLUFF 500/26.0KV TRANSFORMER CKT 1 | E | EES-EAI | EES-EAI | EES_ARK | EES_ARK | 0 | 337653 | 1WHT BLUF U226.000 | 337651 | 8WHT BLUFF% 500.00 | 0 |  | 1 | 22WP | 910 | 910 | 0 | 98.7 | 98.7248 | 98.7 | [7 empty] | CATEGORYB | NONSINGLE | 85053 | 0 | 0 |  | 0 |  | 0 |  |  | Transfer Loading < 100%
2018-AG1 | AFS3 | SWINGBUS | FDNS |  | FDNS |  | 5 | 0 | 2018AG1AFS31T7095022WP | FROM->TO | WHITE BLUFF 500/26.0KV TRANSFORMER CKT 1 | E | EES-EAI | EES-EAI | EES_ARK | EES_ARK | 0 | 337653 | 1WHT BLUF U226.000 | 337651 | 8WHT BLUFF% 500.00 | 0 |  | 1 | 22WP | 910 | 910 | 0 | 98.7 | 98.7248 | 98.7 | [7 empty] | CATEGORYB | NONSINGLE | 85121 | 0 | 0 |  | 0 |  | 0 |  |  | Transfer Loading < 100%
2018-AG1 | AFS3 | SWINGBUS | FDNS |  | FDNS |  | 5 | 0 | 2018AG1AFS31T2865022WP | FROM->TO | WHITE BLUFF 500/26.0KV TRANSFORMER CKT 1 | E | EES-EAI | EES-EAI | EES_ARK | EES_ARK | 0 | 337653 | 1WHT BLUF U226.000 | 337651 | 8WHT BLUFF% 500.00 | 0 |  | 1 | 22WP | 910 | 910 | 0 | 98.6 | 98.6489 | 98.6 | [7 empty] | CATEGORYB | NONSINGLE | 33871 | 0 | 0 |  | 0 |  | 0 |  |  | Transfer Loading < 100%
2018-AG1 | AFS3 | SWINGBUS | FDNS |  | FDNS |  | 5 | 0 | 2018AG1AFS31T9415022WP | FROM->TO | WHITE BLUFF 500/26.0KV TRANSFORMER CKT 1 | E | EES-EAI | EES-EAI | EES_ARK | EES_ARK | 0 | 337653 | 1WHT BLUF U226.000 | 337651 | 8WHT BLUFF% 500.00 | 0 |  | 1 | 22WP | 910 | 910 | 0 | 98.6 | 98.584 | 98.6 | [7 empty] | CATEGORYB | NONSINGLE | 87598 | 0 | 0 |  | 0 |  | 0 |  |  | Transfer Loading < 100%
2018-AG1 | AFS3 | SWINGBUS | FDNS |  | FDNS |  | 5 | 0 | 2018AG1AFS31T3875022WP | FROM->TO | WHITE BLUFF 500/26.0KV TRANSFORMER CKT 1 | E | EES-EAI | EES-EAI | EES_ARK | EES_ARK | 0 | 337653 | 1WHT BLUF U226.000 | 337651 | 8WHT BLUFF% 500.00 | 0 |  | 1 | 22WP | 910 | 910 | 0 | 97.6 | 97.5668 | 97.6 | [7 empty] | CATEGORYB | NONSINGLE | 64197 | 0 | 0 |  | 0 |  | 0 |  |  | Transfer Loading < 100%
2018-AG1 | AFS3 | SWINGBUS | FDNS |  | FDNS |  | 5 | 0 | 2018AG1AFS31T3895022WP | FROM->TO | WHITE BLUFF 500/26.0KV TRANSFORMER CKT 1 | E | EES-EAI | EES-EAI | EES_ARK | EES_ARK | 0 | 337653 | 1WHT BLUF U226.000 | 337651 | 8WHT BLUFF% 500.00 | 0 |  | 1 | 22WP | 910 | 910 | 0 | 97.6 | 97.6277 | 97.6 | [7 empty] | CATEGORYB | NONSINGLE | 64304 | 0 | 0 |  | 0 |  | 0 |  |  | Transfer Loading < 100%
2018-AG1 | AFS3 | SWINGBUS | FDNS |  | FDNS |  | 5 | 5 | 2018AG1AFS31T21635527SP | FROM->TO | WHITE BLUFF 500/26.0KV TRANSFORMER CKT 1 | E | EES-EAI | EES-EAI | EES_ARK | EES_ARK | 0 | 337653 | 1WHT BLUF U226.000 | 337651 | 8WHT BLUFF% 500.00 | 0 |  | 1 | 27SP | 910 | 910 | 0 | 99.2 | 99.2379 | 99.2 | [7 empty] | CATEGORYB | NONSINGLE | 84878 | 0 | 0 |  | 0 |  | 0 |  |  | Transfer Loading < 100%
2018-AG1 | AFS3 | SWINGBUS | FDNS |  | FDNS |  | 5 | 5 | 2018AG1AFS31T22845527SP | FROM->TO | WHITE BLUFF 500/26.0KV TRANSFORMER CKT 1 | E | EES-EAI | EES-EAI | EES_ARK | EES_ARK | 0 | 337653 | 1WHT BLUF U226.000 | 337651 | 8WHT BLUFF% 500.00 | 0 |  | 1 | 27SP | 910 | 910 | 0 | 99.2 | 99.2379 | 99.2 | [7 empty] | CATEGORYB | NONSINGLE | 85056 | 0 | 0 |  | 0 |  | 0 |  |  | Transfer Loading < 100%
2018-AG1 | AFS3 | SWINGBUS | FDNS |  | FDNS |  | 5 | 5 | 2018AG1AFS31T23405527SP | FROM->TO | WHITE BLUFF 500/26.0KV TRANSFORMER CKT 1 | E | EES-EAI | EES-EAI | EES_ARK | EES_ARK | 0 | 337653 | 1WHT BLUF U226.000 | 337651 | 8WHT BLUFF% 500.00 | 0 |  | 1 | 27SP | 910 | 910 | 0 | 99.2 | 99.2379 | 99.2 | [7 empty] | CATEGORYB | NONSINGLE | 85124 | 0 | 0 |  | 0 |  | 0 |  |  | Transfer Loading < 100%
2018-AG1 | AFS3 | SWINGBUS | FDNS |  | FDNS |  | 5 | 5 | 2018AG1AFS31T12235527SP | FROM->TO | WHITE BLUFF 500/26.0KV TRANSFORMER CKT 1 | E | EES-EAI | EES-EAI | EES_ARK | EES_ARK | 0 | 337653 | 1WHT BLUF U226.000 | 337651 | 8WHT BLUFF% 500.00 | 0 |  | 1 | 27SP | 910 | 910 | 0 | 99 | 98.9881 | 99 | [7 empty] | CATEGORYB | NONSINGLE | 63806 | 0 | 0 |  | 0 |  | 0 |  |  | Transfer Loading < 100%
2018-AG1 | AFS3 | SWINGBUS | FDNS |  | FDNS |  | 5 | 5 | 2018AG1AFS31T5325527SP | FROM->TO | WHITE BLUFF 500/26.0KV TRANSFORMER CKT 1 | E | EES-EAI | EES-EAI | EES_ARK | EES_ARK | 0 | 337653 | 1WHT BLUF U226.000 | 337651 | 8WHT BLUFF% 500.00 | 0 |  | 1 | 27SP | 910 | 910 | 0 | 98.8 | 98.8177 | 98.8 | [7 empty] | CATEGORYB | NONSINGLE | 5807 | 0 | 0 |  | 0 |  | 0 |  |  | Transfer Loading < 100%
2018-AG1 | AFS3 | SWINGBUS | FDNS |  | FDNS |  | 5 | 5 | 2018AG1AFS31T10515527SP | FROM->TO | WHITE BLUFF 500/26.0KV TRANSFORMER CKT 1 | E | EES-EAI | EES-EAI | EES_ARK | EES_ARK | 0 | 337653 | 1WHT BLUF U226.000 | 337651 | 8WHT BLUFF% 500.00 | 0 |  | 1 | 27SP | 910 | 910 | 0 | 98.8 | 98.8177 | 98.8 | [7 empty] | CATEGORYB | NONSINGLE | 33375 | 0 | 0 |  | 0 |  | 0 |  |  | Transfer Loading < 100%
2018-AG1 | AFS3 | SWINGBUS | FDNS |  | FDNS |  | 5 | 5 | 2018AG1AFS31T10525527SP | FROM->TO | WHITE BLUFF 500/26.0KV TRANSFORMER CKT 1 | E | EES-EAI | EES-EAI | EES_ARK | EES_ARK | 0 | 337653 | 1WHT BLUF U226.000 | 337651 | 8WHT BLUFF% 500.00 | 0 |  | 1 | 27SP | 910 | 910 | 0 | 98.8 | 98.8407 | 98.8 | [7 empty] | CATEGORYB | NONSINGLE | 33517 | 0 | 0 |  | 0 |  | 0 |  |  | Transfer Loading < 100%
2018-AG1 | AFS3 | SWINGBUS | FDNS |  | FDNS |  | 5 | 5 | 2018AG1AFS31T12135527SP | FROM->TO | WHITE BLUFF 500/26.0KV TRANSFORMER CKT 1 | E | EES-EAI | EES-EAI | EES_ARK | EES_ARK | 0 | 337653 | 1WHT BLUF U226.000 | 337651 | 8WHT BLUFF% 500.00 | 0 |  | 1 | 27SP | 910 | 910 | 0 | 98.8 | 98.8177 | 98.8 | [7 empty] | CATEGORYB | NONSINGLE | 63258 | 0 | 0 |  | 0 |  | 0 |  |  | Transfer Loading < 100%
2018-AG1 | AFS3 | SWINGBUS | FDNS |  | FDNS |  | 5 | 5 | 2018AG1AFS31T10595527SP | FROM->TO | WHITE BLUFF 500/26.0KV TRANSFORMER CKT 1 | E | EES-EAI | EES-EAI | EES_ARK | EES_ARK | 0 | 337653 | 1WHT BLUF U226.000 | 337651 | 8WHT BLUFF% 500.00 | 0 |  | 1 | 27SP | 910 | 910 | 0 | 98.7 | 98.7255 | 98.7 | [7 empty] | CATEGORYB | NONSINGLE | 33595 | 0 | 0 |  | 0 |  | 0 |  |  | Transfer Loading < 100%
2018-AG1 | AFS3 | SWINGBUS | FDNS |  | FDNS |  | 5 | 5 | 2018AG1AFS31T12315527SP | FROM->TO | WHITE BLUFF 500/26.0KV TRANSFORMER CKT 1 | E | EES-EAI | EES-EAI | EES_ARK | EES_ARK | 0 | 337653 | 1WHT BLUF U226.000 | 337651 | 8WHT BLUFF% 500.00 | 0 |  | 1 | 27SP | 910 | 910 | 0 | 98.2 | 98.2408 | 98.2 | [7 empty] | CATEGORYB | NONSINGLE | 64177 | 0 | 0 |  | 0 |  | 0 |  |  | Transfer Loading < 100%
2018-AG1 | AFS3 | SWINGBUS | FDNS |  | FDNS |  | 5 | 5 | 2018AG1AFS31T12425527SP | FROM->TO | WHITE BLUFF 500/26.0KV TRANSFORMER CKT 1 | E | EES-EAI | EES-EAI | EES_ARK | EES_ARK | 0 | 337653 | 1WHT BLUF U226.000 | 337651 | 8WHT BLUFF% 500.00 | 0 |  | 1 | 27SP | 910 | 910 | 0 | 98.3 | 98.26 | 98.2 | [7 empty] | CATEGORYB | NONSINGLE | 64634 | 0 | 0 |  | 0 |  | 0 |  |  | Transfer Loading < 100%
2018-AG1 | AFS3 | SWINGBUS | FDNS |  | FDNS |  | 5 | 5 | 2018AG1AFS31T12305527SP | FROM->TO | WHITE BLUFF 500/26.0KV TRANSFORMER CKT 1 | E | EES-EAI | EES-EAI | EES_ARK | EES_ARK | 0 | 337653 | 1WHT BLUF U226.000 | 337651 | 8WHT BLUFF% 500.00 | 0 |  | 1 | 27SP | 910 | 910 | 0 | 98.1 | 98.1099 | 98.1 | [7 empty] | CATEGORYB | NONSINGLE | 64048 | 0 | 0 |  | 0 |  | 0 |  |  | Transfer Loading < 100%
2018-AG1 | AFS3 | SWINGBUS | FDNS |  | FDNS |  | 5 | 0 | 2018AG1AFS31T11025027SP | FROM->TO | WHITE BLUFF 500/26.0KV TRANSFORMER CKT 1 | E | EES-EAI | EES-EAI | EES_ARK | EES_ARK | 0 | 337653 | 1WHT BLUF U226.000 | 337651 | 8WHT BLUFF% 500.00 | 0 |  | 1 | 27SP | 910 | 910 | 0 | 97.5 | 97.5182 | 97.6 | [7 empty] | CATEGORYB | NONSINGLE | 80965 | 0 | 0 |  | 0 |  | 0 |  |  | Transfer Loading < 100%
2018-AG1 | AFS3 | SWINGBUS | FDNS |  | FDNS |  | 5 | 0 | 2018AG1AFS31T11155027SP | FROM->TO | WHITE BLUFF 500/26.0KV TRANSFORMER CKT 1 | E | EES-EAI | EES-EAI | EES_ARK | EES_ARK | 0 | 337653 | 1WHT BLUF U226.000 | 337651 | 8WHT BLUFF% 500.00 | 0 |  | 1 | 27SP | 910 | 910 | 0 | 97.5 | 97.5032 | 97.6 | [7 empty] | CATEGORYB | NONSINGLE | 80967 | 0 | 0 |  | 0 |  | 0 |  |  | Transfer Loading < 100%
2018-AG1 | AFS3 | SWINGBUS | FDNS |  | FDNS |  | 5 | 0 | 2018AG1AFS31T6625027SP | FROM->TO | WHITE BLUFF 500/26.0KV TRANSFORMER CKT 1 | E | EES-EAI | EES-EAI | EES_ARK | EES_ARK | 0 | 337653 | 1WHT BLUF U226.000 | 337651 | 8WHT BLUFF% 500.00 | 0 |  | 1 | 27SP | 910 | 910 | 0 | 97.5 | 97.5016 | 97.6 | [7 empty] | CATEGORYB | SINGLE | ARKANSAS NUCLEAR ONE - FT SMITH 500KV CKT 1 | 0 | 337909 | 8ANO 50 500.00 | 515305 | FTSMITH8 500.00 | 0 |  | 1 | Transfer Loading < 100%
2018-AG1 | AFS3 | SWINGBUS | FDNS |  | FDNS |  | 5 | 5 | 2018AG1AFS31T10535527SP | FROM->TO | WHITE BLUFF 500/26.0KV TRANSFORMER CKT 1 | E | EES-EAI | EES-EAI | EES_ARK | EES_ARK | 0 | 337653 | 1WHT BLUF U226.000 | 337651 | 8WHT BLUFF% 500.00 | 0 |  | 1 | 27SP | 910 | 910 | 0 | 97.3 | 97.2877 | 97.3 | [7 empty] | CATEGORYB | NONSINGLE | 33521 | 0 | 0 |  | 0 |  | 0 |  |  | Transfer Loading < 100%
2018-AG1 | AFS3 | SWINGBUS | FDNS |  | FDNS |  | 5 | 5 | 2018AG1AFS31T12295527SP | FROM->TO | WHITE BLUFF 500/26.0KV TRANSFORMER CKT 1 | E | EES-EAI | EES-EAI | EES_ARK | EES_ARK | 0 | 337653 | 1WHT BLUF U226.000 | 337651 | 8WHT BLUFF% 500.00 | 0 |  | 1 | 27SP | 910 | 910 | 0 | 96.9 | 96.8711 | 96.9 | [7 empty] | CATEGORYB | NONSINGLE | 64044 | 0 | 0 |  | 0 |  | 0 |  |  | Transfer Loading < 100%
2018-AG1 | AFS3 | SWINGBUS | FDNS |  | FDNS |  | 5 | 5 | 2018AG1AFS31T12245527SP | FROM->TO | WHITE BLUFF 500/26.0KV TRANSFORMER CKT 1 | E | EES-EAI | EES-EAI | EES_ARK | EES_ARK | 0 | 337653 | 1WHT BLUF U226.000 | 337651 | 8WHT BLUFF% 500.00 | 0 |  | 1 | 27SP | 910 | 910 | 0 | 96.3 | 96.3171 | 96.3 | [7 empty] | CATEGORYB | NONSINGLE | 63807 | 0 | 0 |  | 0 |  | 0 |  |  | Transfer Loading < 100%
2018-AG1 | AFS3 | SWINGBUS | FDNS |  | FDNS |  | 5 | 5 | 2018AG1AFS31T21485527SP | FROM->TO | WHITE BLUFF 500/26.0KV TRANSFORMER CKT 1 | E | EES-EAI | EES-EAI | EES_ARK | EES_ARK | 0 | 337653 | 1WHT BLUF U226.000 | 337651 | 8WHT BLUFF% 500.00 | 0 |  | 1 | 27SP | 910 | 910 | 0 | 96.2 | 96.2068 | 96.1 | [7 empty] | CATEGORYB | NONSINGLE | 84873 | 0 | 0 |  | 0 |  | 0 |  |  | Transfer Loading < 100%
2018-AG1 | AFS3 | SWINGBUS | FDNS |  | FDNS |  | 5 | 5 | 2018AG1AFS31T22725527SP | FROM->TO | WHITE BLUFF 500/26.0KV TRANSFORMER CKT 1 | E | EES-EAI | EES-EAI | EES_ARK | EES_ARK | 0 | 337653 | 1WHT BLUF U226.000 | 337651 | 8WHT BLUFF% 500.00 | 0 |  | 1 | 27SP | 910 | 910 | 0 | 96.2 | 96.2068 | 96.1 | [7 empty] | CATEGORYB | NONSINGLE | 85052 | 0 | 0 |  | 0 |  | 0 |  |  | Transfer Loading < 100%
2018-AG1 | AFS3 | SWINGBUS | FDNS |  | FDNS |  | 5 | 5 | 2018AG1AFS31T23255527SP | FROM->TO | WHITE BLUFF 500/26.0KV TRANSFORMER CKT 1 | E | EES-EAI | EES-EAI | EES_ARK | EES_ARK | 0 | 337653 | 1WHT BLUF U226.000 | 337651 | 8WHT BLUFF% 500.00 | 0 |  | 1 | 27SP | 910 | 910 | 0 | 96.2 | 96.2068 | 96.1 | [7 empty] | CATEGORYB | NONSINGLE | 85119 | 0 | 0 |  | 0 |  | 0 |  |  | Transfer Loading < 100%
2018-AG1 | AFS3 | SWINGBUS | FDNS |  | FDNS |  | 5 | 5 | 2018AG1AFS31T5905527SP | FROM->TO | WHITE BLUFF 500/26.0KV TRANSFORMER CKT 1 | E | EES-EAI | EES-EAI | EES_ARK | EES_ARK | 0 | 337653 | 1WHT BLUF U226.000 | 337651 | 8WHT BLUFF% 500.00 | 0 |  | 1 | 27SP | 910 | 910 | 0 | 96.1 | 96.1087 | 96 | [7 empty] | CATEGORYB | NONSINGLE | 6681 | 0 | 0 |  | 0 |  | 0 |  |  | Transfer Loading < 100%
2018-AG1 | AFS3 | SWINGBUS | FDNS |  | FDNS |  | 5 | 5 | 2018AG1AFS31T10665527SP | FROM->TO | WHITE BLUFF 500/26.0KV TRANSFORMER CKT 1 | E | EES-EAI | EES-EAI | EES_ARK | EES_ARK | 0 | 337653 | 1WHT BLUF U226.000 | 337651 | 8WHT BLUFF% 500.00 | 0 |  | 1 | 27SP | 910 | 910 | 0 | 96.1 | 96.1087 | 96 | [7 empty] | CATEGORYB | NONSINGLE | 33867 | 0 | 0 |  | 0 |  | 0 |  |  | Transfer Loading < 100%
2018-AG1 | AFS3 | SWINGBUS | FDNS |  | FDNS |  | 5 | 5 | 2018AG1AFS31T21585527SP | FROM->TO | WHITE BLUFF 500/26.0KV TRANSFORMER CKT 1 | E | EES-EAI | EES-EAI | EES_ARK | EES_ARK | 0 | 337653 | 1WHT BLUF U226.000 | 337651 | 8WHT BLUFF% 500.00 | 0 |  | 1 | 27SP | 910 | 910 | 0 | 96 | 96.0143 | 96 | [7 empty] | CATEGORYB | NONSINGLE | 84876 | 0 | 0 |  | 0 |  | 0 |  |  | Transfer Loading < 100%
2018-AG1 | AFS3 | SWINGBUS | FDNS |  | FDNS |  | 5 | 5 | 2018AG1AFS31T22795527SP | FROM->TO | WHITE BLUFF 500/26.0KV TRANSFORMER CKT 1 | E | EES-EAI | EES-EAI | EES_ARK | EES_ARK | 0 | 337653 | 1WHT BLUF U226.000 | 337651 | 8WHT BLUFF% 500.00 | 0 |  | 1 | 27SP | 910 | 910 | 0 | 96 | 96.0143 | 96 | [7 empty] | CATEGORYB | NONSINGLE | 85054 | 0 | 0 |  | 0 |  | 0 |  |  | Transfer Loading < 100%
2018-AG1 | AFS3 | SWINGBUS | FDNS |  | FDNS |  | 5 | 5 | 2018AG1AFS31T23355527SP | FROM->TO | WHITE BLUFF 500/26.0KV TRANSFORMER CKT 1 | E | EES-EAI | EES-EAI | EES_ARK | EES_ARK | 0 | 337653 | 1WHT BLUF U226.000 | 337651 | 8WHT BLUFF% 500.00 | 0 |  | 1 | 27SP | 910 | 910 | 0 | 96 | 96.0143 | 96 | [7 empty] | CATEGORYB | NONSINGLE | 85122 | 0 | 0 |  | 0 |  | 0 |  |  | Transfer Loading < 100%
2018-AG1 | AFS3 | SWINGBUS | FDNS |  | FDNS |  | 5 | 5 | 2018AG1AFS31T12155527SP | FROM->TO | WHITE BLUFF 500/26.0KV TRANSFORMER CKT 1 | E | EES-EAI | EES-EAI | EES_ARK | EES_ARK | 0 | 337653 | 1WHT BLUF U226.000 | 337651 | 8WHT BLUFF% 500.00 | 0 |  | 1 | 27SP | 910 | 910 | 0 | 96.1 | 96.0567 | 95.9 | [7 empty] | CATEGORYB | NONSINGLE | 63264 | 0 | 0 |  | 0 |  | 0 |  |  | Transfer Loading < 100%
2018-AG1 | AFS3 | SWINGBUS | FDNS |  | FDNS |  | 5 | 5 | 2018AG1AFS31T12365527SP | FROM->TO | WHITE BLUFF 500/26.0KV TRANSFORMER CKT 1 | E | EES-EAI | EES-EAI | EES_ARK | EES_ARK | 0 | 337653 | 1WHT BLUF U226.000 | 337651 | 8WHT BLUFF% 500.00 | 0 |  | 1 | 27SP | 910 | 910 | 0 | 95.4 | 95.3555 | 95.3 | [7 empty] | CATEGORYB | NONSINGLE | 64179 | 0 | 0 |  | 0 |  | 0 |  |  | Transfer Loading < 100%
2018-AG1 | AFS3 |  | FDNS |  | FDNS |  | 5 | 5 | 2018AG1AFS31T2025518WP | FROM->TO | WICHITA (WICH TX-12) 345/138/13.8KV TRANSFORMER CKT 1 | E | WERE | WERE | SCENTRAL | SCENTRAL | 1 | 532796 | WICHITA7 345.00 | 533040 | EVANS N4 138.00 | 532830 | WICH12 1 13.800 | 1 | 18WP | 400 | 430 | 0 | 98.9 | 98.948 | 98.7 | [7 empty] | CATEGORYB | NONSINGLE | 8312 | 0 | 0 |  | 0 |  | 0 |  |  | Transfer Loading < 100%
2018-AG1 | AFS3 |  | FDNS |  | FDNS |  | 5 | 5 | 2018AG1AFS31T815519WP | FROM->TO | WOLF CREEK (WOLF TX-6) 345/69/17.0KV TRANSFORMER CKT 1 | E | WERE | WERE | SEAST | SEAST | 1 | 532797 | WOLFCRK7 345.00 | 533653 | WOLFCRK2 69.000 | 532962 | WOLFCRK1 17.000 | 1 | 19WP | 100 | 110 | 0 | 98.4 | 98.4076 | 99.5 | [7 empty] | CATEGORYB | SINGLE | WAVERLY7 345.00 - WOLF CREEK 345KV CKT 1 | 0 | 532797 | WOLFCRK7 345.00 | 532799 | WAVERLY7 345.00 | 0 |  | 1 | Transfer Loading < 100%
2018-AG1 | AFS3 |  | FDNS |  | FDNS |  | 5 | 5 | 2018AG1AFS31T3145522SP | FROM->TO | WOLF CREEK (WOLF TX-6) 345/69/17.0KV TRANSFORMER CKT 1 | E | WERE | WERE | SEAST | SEAST | 1 | 532797 | WOLFCRK7 345.00 | 533653 | WOLFCRK2 69.000 | 532962 | WOLFCRK1 17.000 | 1 | 22SP | 100 | 110 | 0 | 96.4 | 96.3867 | 98 | [7 empty] | CATEGORYB | SINGLE | LACYGNE - WAVERLY7 345.00 345KV CKT 1 | 0 | 532799 | WAVERLY7 345.00 | 542981 | LACYGNE7 345.00 | 0 |  | 1 | Transfer Loading < 100%
2018-AG1 | AFS3 |  |  |  | FDNS |  | 5 | 5 | 2018AG1AFS31T20595522SP | FROM->TO | WOLF CREEK (WOLF TX-6) 345/69/17.0KV TRANSFORMER CKT 1 | E | WERE | WERE | SEAST | SEAST | 1 | 532797 | WOLFCRK7 345.00 | 533653 | WOLFCRK2 69.000 | 532962 | WOLFCRK1 17.000 | 1 | 22SP | 100 | 110 | 0 |  | 94.9799 | 97 | [7 empty] | CATEGORYB | NONSINGLE | 84748 | 0 | 0 |  | 0 |  | 0 |  |  | Transfer Loading < 100%
2018-AG1 | AFS3 |  | FDNS |  | FDNS |  | 5 | 5 | 2018AG1AFS31T2005522WP | FROM->TO | WOLF CREEK (WOLF TX-6) 345/69/17.0KV TRANSFORMER CKT 1 | E | WERE | WERE | SEAST | SEAST | 1 | 532797 | WOLFCRK7 345.00 | 533653 | WOLFCRK2 69.000 | 532962 | WOLFCRK1 17.000 | 1 | 22WP | 100 | 110 | 0 | 95.1 | 95.085 | 96.8 | [7 empty] | CATEGORYB | NONSINGLE | 8310 | 0 | 0 |  | 0 |  | 0 |  |  | Transfer Loading < 100%
2018-AG1 | AFS3 |  |  |  | FDNS |  | 5 | 5 | 2018AG1AFS31T845522WP | FROM->TO | WOLF CREEK (WOLF TX-6) 345/69/17.0KV TRANSFORMER CKT 1 | E | WERE | WERE | SEAST | SEAST | 1 | 532797 | WOLFCRK7 345.00 | 533653 | WOLFCRK2 69.000 | 532962 | WOLFCRK1 17.000 | 1 | 22WP | 100 | 110 | 0 |  | 94.538 | 96.2 | [7 empty] | CATEGORYB | SINGLE | WAVERLY7 345.00 - WOLF CREEK 345KV CKT 1 | 0 | 532797 | WOLFCRK7 345.00 | 532799 | WAVERLY7 345.00 | 0 |  | 1 | Transfer Loading < 100%
2018-AG1 | AFS3 |  | FDNS |  | FDNS |  | 5 | 5 | 2018AG1AFS31T3095527SP | FROM->TO | WOLF CREEK (WOLF TX-6) 345/69/17.0KV TRANSFORMER CKT 1 | E | WERE | WERE | SEAST | SEAST | 1 | 532797 | WOLFCRK7 345.00 | 533653 | WOLFCRK2 69.000 | 532962 | WOLFCRK1 17.000 | 1 | 27SP | 100 | 110 | 0 | 97.2 | 97.2424 | 97.7 | [7 empty] | CATEGORYB | SINGLE | LACYGNE - WAVERLY7 345.00 345KV CKT 1 | 0 | 532799 | WAVERLY7 345.00 | 542981 | LACYGNE7 345.00 | 0 |  | 1 | Transfer Loading < 100%
2018-AG1 | AFS3 |  | FDNS |  | FDNS |  | 5 | 5 | 2018AG1AFS31T20755527SP | FROM->TO | WOLF CREEK (WOLF TX-6) 345/69/17.0KV TRANSFORMER CKT 1 | E | WERE | WERE | SEAST | SEAST | 1 | 532797 | WOLFCRK7 345.00 | 533653 | WOLFCRK2 69.000 | 532962 | WOLFCRK1 17.000 | 1 | 27SP | 100 | 110 | 0 | 96.3 | 96.2851 | 96.7 | [7 empty] | CATEGORYB | NONSINGLE | 84748 | 0 | 0 |  | 0 |  | 0 |  |  | Transfer Loading < 100%
2018-AG1 | AFS3 |  | FDNS |  | FDNS |  | 5 | 5 | 2018AG1AFS31T2105527WP | FROM->TO | WOLF CREEK (WOLF TX-6) 345/69/17.0KV TRANSFORMER CKT 1 | E | WERE | WERE | SEAST | SEAST | 1 | 532797 | WOLFCRK7 345.00 | 533653 | WOLFCRK2 69.000 | 532962 | WOLFCRK1 17.000 | 1 | 27WP | 100 | 110 | 0 | 96.5 | 96.5353 | 96.1 | [7 empty] | CATEGORYB | NONSINGLE | 8310 | 0 | 0 |  | 0 |  | 0 |  |  | Transfer Loading < 100%
2018-AG1 | AFS3 |  | FDNS |  | FDNS |  | 5 | 5 | 2018AG1AFS31T935527WP | FROM->TO | WOLF CREEK (WOLF TX-6) 345/69/17.0KV TRANSFORMER CKT 1 | E | WERE | WERE | SEAST | SEAST | 1 | 532797 | WOLFCRK7 345.00 | 533653 | WOLFCRK2 69.000 | 532962 | WOLFCRK1 17.000 | 1 | 27WP | 100 | 110 | 0 | 96 | 95.9918 | 95.5 | [7 empty] | CATEGORYB | SINGLE | WAVERLY7 345.00 - WOLF CREEK 345KV CKT 1 | 0 | 532797 | WOLFCRK7 345.00 | 532799 | WAVERLY7 345.00 | 0 |  | 1 | Transfer Loading < 100%