## Executive Summary
Executive Summary: SPP-2019-AG2-AFS-1
Pursuant to the Southwest Power Pool (SPP) Open Access Transmission Tariff (OATT), SPP has conducted this Aggregate Transmission Service Study (ATSS) for transmission service requests received during the ATSS Open Season which closed on November 30, 2019. The principal objective of the AFS is to identify system problems and potential modifications necessary to facilitate these transfers while maintaining or improving system reliability, as well as summarizing the operating limits and determination of the financial characteristics associated with facility upgrades. Facility upgrade costs are allocated on a prorated basis to all requests positively impacting any individual overloaded facility. The study results for the transmission service requests included in this Aggregate Study iteration are displayed in this workbook. This workbook provides a convenient method to sort and analyze required study data. The Aggregate Studies Manual Version 1.0 posted on http://opsportal.spp.org/Studies/Trans contains details about the Aggregate Study process, methodology, definitions, and useful links. Please review the Aggregate Studies Manual or contact ts@spp.org for more information about the study process.
Aggregate Study Manual Version 1.0
http://opsportal.spp.org/documents/studies/Aggregate%20Study%20Manual.pdf
This Aggregate Study iteration analyzes the impact of new transmission service totaling:
3,595 MW
Models Used in Study
2020 ITP Series
Winter: 2020, 2021, 2022, 2025, 2030
Summer: 2020, 2021, 2022, 2025, 2030
Light Load: 2021, 2022, 2025, 2030
By: SPP Transmission Services Department
Published: March 18, 2020

## Revision History
Revision History
Date | Author | Change Description
2020-03-18 | SPP | Original report

## Table1
Customer | Study Number | Reservation | POR | POD | Requested Amount | Requested Start Date | Requested Stop Date | Deferred Start Date without interim redispatch (Parameter) | Deferred Stop Date without interim redispatch | Start Date with interim redispatch | Stop Date with interim redispatch | ⁵One or More Study Parameters Exceeded
AEPM | AG2-2019-001 | 90334931 | OKGE | CSWS | 199 | 2020-12-01 | 2033-01-01 | 2023-06-01 | 2035-07-01 | 2022-12-01 | 2035-01-01 | YES
AEPM | AG2-2019-002 | 90334947 | OKGE | CSWS | 999 | 2021-12-01 | 2033-01-01 | 2022-12-01 | 2034-01-01 | 2022-12-01 | 2034-01-01 | YES
AEPM | AG2-2019-003 | 90335029 | WFEC | CSWS | 287 | 2021-12-01 | 2033-01-01 | 2022-12-01 | 2034-01-01 | 2022-12-01 | 2034-01-01 | YES
BEPM | AG2-2019-004 | 90332599 | MPS | WAUE | 151 | 2021-06-01 | 2024-06-01 | 2021-06-01 | 2024-06-01 | Note 4 | Note 4 | YES
DEC | AG2-2019-005 | 90346846 | SPA | WR | 2 | 2020-06-01 | 2030-06-01 | 2020-06-01 | 2030-06-01 | Note 4 | Note 4 | YES
GRDX | AG2-2019-006 | 90334542 | GRDA | GRDA | 9 | 2020-06-01 | 2040-01-01 | 2020-06-01 | 2040-01-01 | 2020-06-01 | 2040-01-01 | YES
GRDX | AG2-2019-007 | 90334565 | GRDA | GRDA | 10 | 2020-06-01 | 2040-01-01 | 2020-06-01 | 2040-01-01 | 2020-06-01 | 2040-01-01 | YES
GRDX | AG2-2019-008 | 90334575 | GRDA | GRDA | 10 | 2020-06-01 | 2040-01-01 | 2020-06-01 | 2040-01-01 | 2020-06-01 | 2040-01-01 | YES
GRDX | AG2-2019-009 | 90334582 | GRDA | GRDA | 10 | 2020-06-01 | 2040-01-01 | 2020-06-01 | 2040-01-01 | 2020-06-01 | 2040-01-01 | YES
GRDX | AG2-2019-010 | 90334609 | GRDA | GRDA | 10 | 2020-06-01 | 2040-01-01 | 2020-06-01 | 2040-01-01 | 2020-06-01 | 2040-01-01 | YES
GRDX | AG2-2019-011 | 90334665 | GRDA | GRDA | 9 | 2020-06-01 | 2040-01-01 | 2020-06-01 | 2040-01-01 | 2020-06-01 | 2040-01-01 | YES
GRDX | AG2-2019-012 | 90334001 | GRDA | GRDA | 4 | 2020-06-01 | 2040-01-01 | 2020-06-01 | 2040-01-01 | 2020-06-01 | 2040-01-01 | NO
GRDX | AG2-2019-013 | 90334107 | GRDA | GRDA | 4 | 2020-06-01 | 2040-01-01 | 2020-06-01 | 2040-01-01 | 2020-06-01 | 2040-01-01 | NO
GRDX | AG2-2019-014 | 90334125 | GRDA | GRDA | 4 | 2020-06-01 | 2040-01-01 | 2020-06-01 | 2040-01-01 | 2020-06-01 | 2040-01-01 | NO
GRDX | AG2-2019-015 | 90334139 | GRDA | GRDA | 4 | 2020-06-01 | 2040-01-01 | 2020-06-01 | 2040-01-01 | 2020-06-01 | 2040-01-01 | YES
GRDX | AG2-2019-016 | 90334168 | GRDA | GRDA | 4 | 2020-06-01 | 2040-01-01 | 2020-06-01 | 2040-01-01 | 2020-06-01 | 2040-01-01 | YES
GRDX | AG2-2019-017 | 90334186 | GRDA | GRDA | 4 | 2020-06-01 | 2040-01-01 | 2020-06-01 | 2040-01-01 | 2020-06-01 | 2040-01-01 | YES
GRDX | AG2-2019-018 | 90334205 | GRDA | GRDA | 10 | 2020-06-01 | 2040-01-01 | 2020-06-01 | 2040-01-01 | 2020-06-01 | 2040-01-01 | YES
GRDX | AG2-2019-019 | 90334211 | GRDA | GRDA | 10 | 2020-06-01 | 2040-01-01 | 2020-06-01 | 2040-01-01 | 2020-06-01 | 2040-01-01 | YES
GRDX | AG2-2019-020 | 90334443 | GRDA | GRDA | 10 | 2020-06-01 | 2040-01-01 | 2020-06-01 | 2040-01-01 | 2020-06-01 | 2040-01-01 | YES
GRDX | AG2-2019-021 | 90334483 | GRDA | GRDA | 9 | 2020-06-01 | 2040-01-01 | 2020-06-01 | 2040-01-01 | 2020-06-01 | 2040-01-01 | YES
KCPS | AG2-2019-022 | 90289729 | WR | KCPL | 155 | 2021-08-01 | 2036-11-01 | 2021-08-01 | 2036-11-01 | 2021-08-01 | 2036-11-01 | YES
KCPS | AG2-2019-023 | 90289741 | WR | KCPL | 199 | 2020-12-01 | 2041-01-01 | 2020-12-01 | 2041-01-01 | 2020-12-01 | 2041-01-01 | YES
KCPS | AG2-2019-024 | 90289749 | OKGE | KCPL | 178 | 2020-12-01 | 2041-01-01 | 2022-12-01 | 2043-01-01 | 2022-12-01 | 2043-01-01 | YES
KMEA | AG2-2019-025 | 90334800 | SPA | WR | 1 | 2020-06-01 | 2027-06-01 | 2020-06-01 | 2027-06-01 | 2020-06-01 | 2027-06-01 | NO
KMEA | AG2-2019-026 | 90334758 | MPS | WR | 2 | 2020-06-01 | 2040-01-01 | 2020-06-01 | 2040-01-01 | 2020-06-01 | 2040-01-01 | NO
KMEA | AG2-2019-027 | 90340939 | NPPD | WR | 2 | 2020-06-01 | 2054-10-01 | 2020-06-01 | 2054-10-01 | 2020-06-01 | 2054-10-01 | NO
MCPI | AG2-2019-028 | 89228716 | CSWS | ERCOTE | 50 | 2020-07-01 | 2021-09-01 | 2020-07-01 | 2021-09-01 | 2020-07-01 | 2021-09-01 | NO
MCPI | AG2-2019-029 | 89228718 | CSWS | ERCOTE | 50 | 2020-07-01 | 2021-09-01 | 2020-07-01 | 2021-09-01 | 2020-07-01 | 2021-09-01 | NO
MCPI | AG2-2019-030 | 89228719 | CSWS | ERCOTE | 50 | 2020-07-01 | 2021-09-01 | 2020-07-01 | 2021-09-01 | 2020-07-01 | 2021-09-01 | NO
MCPI | AG2-2019-031 | 89228726 | CSWS | ERCOTE | 50 | 2020-07-01 | 2021-09-01 | 2020-07-01 | 2021-09-01 | 2020-07-01 | 2021-09-01 | NO
MCPI | AG2-2019-032 | 89228720 | CSWS | ERCOTE | 50 | 2020-07-01 | 2021-09-01 | 2020-07-01 | 2021-09-01 | 2020-07-01 | 2021-09-01 | NO
MCPI | AG2-2019-033 | 89228722 | CSWS | ERCOTE | 50 | 2020-07-01 | 2021-09-01 | 2024-06-01 | 2025-08-01 | 2024-06-01 | 2025-08-01 | YES
MCPI | AG2-2019-034 | 89228708 | CSWS | ERCOTE | 50 | 2021-07-01 | 2022-09-01 | 2022-12-01 | 2024-02-01 | 2022-12-01 | 2024-02-01 | YES
MCPI | AG2-2019-035 | 89228709 | CSWS | ERCOTE | 50 | 2021-07-01 | 2022-09-01 | 2022-12-01 | 2024-02-01 | 2022-12-01 | 2024-02-01 | YES
MCPI | AG2-2019-036 | 90347927 | WAUE | MCWEST.NWMT | 20 | 2021-07-01 | 2026-07-01 | 2024-12-01 | 2029-12-01 | 2024-12-01 | 2029-12-01 | YES
MCPI | AG2-2019-037 | 90347930 | WAUE | MCWEST.NWMT | 25 | 2021-07-01 | 2026-07-01 | 2024-12-01 | 2029-12-01 | 2024-12-01 | 2029-12-01 | YES
MCPI | AG2-2019-038 | 90347932 | WAUE | MCWEST.NWMT | 5 | 2021-07-01 | 2026-07-01 | 2024-12-01 | 2029-12-01 | 2024-12-01 | 2029-12-01 | YES
MCPI | AG2-2019-039 | 90347934 | WAUE | MCWEST.NWMT | 5 | 2021-07-01 | 2026-07-01 | 2024-12-01 | 2029-12-01 | 2024-12-01 | 2029-12-01 | YES
NIXA | AG2-2019-040 | 90347516 | MPS | SPA | 30 | 2020-06-01 | 2030-06-01 | 2021-12-31 | 2031-12-31 | Note 4 | Note 4 | YES
NIXA | AG2-2019-041 | 90347538 | GRDA | SPA | 15 | 2020-06-01 | 2026-06-01 | 2022-12-01 | 2028-12-01 | Note 4 | Note 4 | YES
NIXA | AG2-2019-042 | 90347588 | CSWS | SPA | 10 | 2020-06-01 | 2030-06-01 | 2022-12-01 | 2032-12-01 | Note 4 | Note 4 | YES
NIXA | AG2-2019-043 | 90349244 | SPA | SPA | 5 | 2020-06-01 | 2030-06-01 | 2020-06-01 | 2030-06-01 | Note 4 | Note 4 | NO
PEC | AG2-2019-044 | 90307276 | GRDA | WFEC | 25 | 2020-06-01 | 2026-06-01 | 2020-06-01 | 2026-06-01 | Note 4 | Note 4 | NO
SCRI | AG2-2019-045 | 90132129 | NPPD | NPPD | 2 | 2020-06-01 | 2022-01-01 | 2020-06-01 | 2022-01-01 | Note 4 | Note 4 | NO
SCRI | AG2-2019-046 | 90181289 | NPPD | NPPD | 4 | 2020-06-01 | 2025-06-01 | 2020-06-01 | 2025-06-01 | Note 4 | Note 4 | NO
TEA | AG2-2019-047 | 89228714 | CSWS | ERCOTE | 50 | 2020-07-01 | 2021-09-01 | 2020-07-01 | 2021-09-01 | Note 4 | Note 4 | NO
TEA | AG2-2019-048 | 89228729 | CSWS | ERCOTE | 50 | 2021-07-01 | 2022-09-01 | 2024-06-01 | 2025-08-01 | Note 4 | Note 4 | YES
TEA | AG2-2019-049 | 89985566 | WAUE | MCWEST.NWMT | 25 | 2021-08-01 | 2026-08-01 | 2021-08-01 | 2026-08-01 | Note 4 | Note 4 | NO
TEA | AG2-2019-050 | 89985604 | WAUE | MCWEST.YTP | 25 | 2021-08-01 | 2026-08-01 | 2021-08-01 | 2026-08-01 | Note 4 | Note 4 | NO
TNSK | AG2-2019-051 | 89899442 | CSWS | ERCOTE | 50 | 2020-06-01 | 2021-06-01 | 2024-06-01 | 2025-06-01 | 2024-06-01 | 2025-06-01 | YES
TNSK | AG2-2019-052 | 89899444 | CSWS | ERCOTE | 50 | 2020-06-01 | 2021-07-01 | 2024-06-01 | 2025-07-01 | 2024-06-01 | 2025-07-01 | YES
TNSK | AG2-2019-053 | 89899446 | CSWS | ERCOTE | 50 | 2020-06-01 | 2021-07-01 | 2024-06-01 | 2025-07-01 | 2024-06-01 | 2025-07-01 | YES
TNSK | AG2-2019-054 | 89899455 | CSWS | ERCOTE | 50 | 2020-06-01 | 2021-06-01 | 2024-06-01 | 2025-06-01 | 2024-06-01 | 2025-06-01 | YES
TNSK | AG2-2019-055 | 89899466 | CSWS | ERCOTE | 50 | 2021-06-01 | 2022-06-01 | 2024-06-01 | 2025-06-01 | 2024-06-01 | 2025-06-01 | YES
TNSK | AG2-2019-056 | 89899477 | CSWS | ERCOTE | 50 | 2021-06-01 | 2022-06-01 | 2024-06-01 | 2025-06-01 | 2024-06-01 | 2025-06-01 | YES
TNSK | AG2-2019-057 | 89244274 | CSWS | ERCOTE | 50 | 2022-07-01 | 2023-09-01 | 2022-07-01 | 2023-09-01 | 2022-07-01 | 2023-09-01 | NO
WRGS | AG2-2019-058 | 90349879 | WR | WR | 128 | 2020-12-01 | 2032-01-01 | 2020-12-01 | 2032-01-01 | Note 4 | Note 4 | YES
WRGS | AG2-2019-059 | 90306741 | WR | WR | 125 | 2020-06-01 | 2025-06-01 | 2020-06-01 | 2025-06-01 | Note 4 | Note 4 | YES
3595
Note 1: Start and Stop Dates with interim redispatch are determined based on customers choosing option to pursue redispatch to start service at Requested Start and Stop Dates or earliest date possible.
Note 2: Start dates with and without redispatch are based on the assumed completion dates of previous Aggregate Transmission Service Studies currently being conducted. Actual start dates may differ from the potential start dates upon completion of the previous studies.
Note 3: Request is unable to be deferred due to fixed stop dates.
Note 4: Transmission customer did not select “remain in the study using interim redispatch” option.
Note 5: Request paramaters have been exceeded.

## Table2
Customer | Study Number | Reservation | Engineering and Construction Cost of Upgrades Allocated to Customer for Revenue Requirements | 1Letter of Credit Amount Required (Parameter) | 2Potential Base Plan Engineering and Construction Funding Allowable | Notes | 4Additional Engineering and Construction Cost for 3rd Party Upgrades (Parameter) | 3Total Revenue Requirements for Assigned Service Upgrades Over Term of Reservation NOT COVERED by Base Plan Funding | 3,5Total Revenue Requirements for Assigned Service Upgrades Over Term of Reservation COVERED by Base Plan Funding | 6,7Total Gross CPOs for Creditable Upgrades Over Reservation Period NOT COVERED by Base Plan Funding | 5,6,7Total Gross CPOs for Creditable Upgrades Over Reservation Period COVERED by Base Plan Funding | 4,9Point-to-Point Base Rate Available to Offset Revenue Requirements Over Reservation Period | 4Total Cost of Reservation Assignable to Customer Contingent Upon Base Plan Funding | Directly Assigned Upgrade Cost (DAUC) (Parameter)
AEPM | AG2-2019-001 | 90334931 | 9281792.4002 | 1683000 | 7470521.3602 |  | 20087 | 3804376.7837 | 17883199.9659 | 773404.8667 | 2902980.2333 | 0 | 4577781.6503 | 1811271.04
AEPM | AG2-2019-002 | 90334947 | 38043218.9517 | 36042705.5117 | 0 |  | 82890 | 75394963.2074 | 0 | 14330043.77 | 0 | 0 | 89725006.9774 | 38043218.9517
AEPM | AG2-2019-003 | 90335029 | 4213197.2015 | 3674551.4015 | 0 |  | 0 | 10556176.4338 | 0 | 1706743.78 | 0 | 0 | 12262920.2138 | 4213197.2015
BEPM | AG2-2019-004 | 90332599 | 129424.8 | 0 | 0 |  | 0 | 0 | 0 | 173360.52 | 0 | 0 | 173360.52 | 129424.8
DEC | AG2-2019-005 | 90346846 | 7780217.8196 | 7406495.4596 | 360000 |  | 0 | 11464146.9689 | 554137.2387 | 39681.6 | 2982 | 0 | 11503828.5689 | 7420217.8196
GRDX | AG2-2019-006 | 90334542 | 192672 | 192672 | 0 |  | 0 | 640182 | 0 | 0 | 0 | 0 | 640182 | 192672
GRDX | AG2-2019-007 | 90334565 | 214055 | 214055 | 0 |  | 0 | 711230 | 0 | 0 | 0 | 0 | 711230 | 214055
GRDX | AG2-2019-008 | 90334575 | 214055 | 214055 | 0 |  | 0 | 711230 | 0 | 0 | 0 | 0 | 711230 | 214055
GRDX | AG2-2019-009 | 90334582 | 214055 | 214055 | 0 |  | 0 | 711230 | 0 | 0 | 0 | 0 | 711230 | 214055
GRDX | AG2-2019-010 | 90334609 | 214055 | 214055 | 0 |  | 0 | 711230 | 0 | 0 | 0 | 0 | 711230 | 214055
GRDX | AG2-2019-011 | 90334665 | 192672 | 192672 | 0 |  | 0 | 640182 | 0 | 0 | 0 | 0 | 640182 | 192672
GRDX | AG2-2019-012 | 90334001 | 0 | 0 | 0 |  | 0 | 0 | 0 | 0 | 0 | 0 | Schedule 9 & 11 Charges | 0
GRDX | AG2-2019-013 | 90334107 | 0 | 0 | 0 |  | 0 | 0 | 0 | 0 | 0 | 0 | Schedule 9 & 11 Charges | 0
GRDX | AG2-2019-014 | 90334125 | 0 | 0 | 0 |  | 0 | 0 | 0 | 0 | 0 | 0 | Schedule 9 & 11 Charges | 0
GRDX | AG2-2019-015 | 90334139 | 194.06 | 0 | 0 |  | 0 | 0 | 0 | 1207.9 | 0 | 0 | 1207.9 | 194.06
GRDX | AG2-2019-016 | 90334168 | 194.06 | 0 | 0 |  | 0 | 0 | 0 | 1207.9 | 0 | 0 | 1207.9 | 194.06
GRDX | AG2-2019-017 | 90334186 | 194.06 | 0 | 0 |  | 0 | 0 | 0 | 1207.9 | 0 | 0 | 1207.9 | 194.06
GRDX | AG2-2019-018 | 90334205 | 244979 | 244979 | 0 |  | 0 | 813979 | 0 | 0 | 0 | 0 | 813979 | 244979
GRDX | AG2-2019-019 | 90334211 | 652634 | 652634 | 0 |  | 0 | 2168474 | 0 | 0 | 0 | 0 | 2168474 | 652634
GRDX | AG2-2019-020 | 90334443 | 652634 | 652634 | 0 |  | 0 | 2168474 | 0 | 0 | 0 | 0 | 2168474 | 652634
GRDX | AG2-2019-021 | 90334483 | 208189 | 208189 | 0 |  | 0 | 691739 | 0 | 0 | 0 | 0 | 691739 | 208189
KCPS | AG2-2019-022 | 90289729 | 118054.3498 | 80597.1598 | 0 | 10 | 0 | 283702.0025 | 0 | 486150.48 | 0 | 0 | 769852.4825 | 118054.3498
KCPS | AG2-2019-023 | 90289741 | 15212839.6475 | 186584.0475 | 16034.09 | 10 | 0 | 656775.8473 | 0 | 24871744.66 | 29777.96 | 0 | 25528520.5073 | 15196805.5575
KCPS | AG2-2019-024 | 90289749 | 13114521.0518 | 354280.5018 | 17165.79 | 10 | 0 | 1529393.2567 | 0 | 27595796.58 | 33549.61 | 0 | 29125189.8367 | 13097355.2618
KMEA | AG2-2019-025 | 90334800 | 1236.02 | 0 | 1236.02 |  | 0 | 0 | 0 | 0 | 6993.84 | 0 | Schedule 9 & 11 Charges | 0
KMEA | AG2-2019-026 | 90334758 | 110729 | 0 | 110729 |  | 0 | 0 | 271270.49 | 0 | 41411.7 | 0 | Schedule 9 & 11 Charges | 0
KMEA | AG2-2019-027 | 90340939 | 21643.88 | 0 | 21643.88 |  | 0 | 0 | 0 | 0 | 91406.32 | 0 | Schedule 9 & 11 Charges | 0
MCPI | AG2-2019-028 | 89228716 | 0 | 0 | 0 |  | 0 | 0 | 0 | 0 | 0 | 3242091.3 | 3242091.3 | 0
MCPI | AG2-2019-029 | 89228718 | 0 | 0 | 0 |  | 0 | 0 | 0 | 0 | 0 | 3242091.3 | 3242091.3 | 0
MCPI | AG2-2019-030 | 89228719 | 0 | 0 | 0 |  | 0 | 0 | 0 | 0 | 0 | 3242091.3 | 3242091.3 | 0
MCPI | AG2-2019-031 | 89228726 | 0 | 0 | 0 |  | 0 | 0 | 0 | 0 | 0 | 3242091.3 | 3242091.3 | 0
MCPI | AG2-2019-032 | 89228720 | 0 | 0 | 0 |  | 0 | 0 | 0 | 0 | 0 | 3242091.3 | 3242091.3 | 0
MCPI | AG2-2019-033 | 89228722 | 12500000 | 12500000 | 0 | 10 | 0 | 25000000 | 0 | 0 | 0 | 3242091.3 | 25000000 | 12500000
MCPI | AG2-2019-034 | 89228708 | 0 | 0 | 0 |  | 0 | 0 | 0 | 0 | 0 | 3242091.3 | 3242091.3 | 0
MCPI | AG2-2019-035 | 89228709 | 0 | 0 | 0 |  | 0 | 0 | 0 | 0 | 0 | 3242091.3 | 3242091.3 | 0
MCPI | AG2-2019-036 | 90347927 | 43636363.6364 | 43636363.6364 | 0 | 10 | 0 | 87272727.2727 | 0 | 0 | 0 | 7721208 | 87272727.2727 | 43636363.6364
MCPI | AG2-2019-037 | 90347930 | 54545454.5455 | 54545454.5455 | 0 | 10 | 0 | 109090909.0909 | 0 | 0 | 0 | 9651510 | 109090909.0909 | 54545454.5455
MCPI | AG2-2019-038 | 90347932 | 10909090.9091 | 10909090.9091 | 0 | 10 | 0 | 21818181.8182 | 0 | 0 | 0 | 1930302 | 21818181.8182 | 10909090.9091
MCPI | AG2-2019-039 | 90347934 | 10909090.9091 | 10909090.9091 | 0 | 10 | 0 | 21818181.8182 | 0 | 0 | 0 | 1930302 | 21818181.8182 | 10909090.9091
NIXA | AG2-2019-040 | 90347516 | 1873611.08 | 0 | 1873611.08 |  | 0 | 0 | 3436212.6 | 0 | 917733.6 | 0 | Schedule 9 & 11 Charges | 0
NIXA | AG2-2019-041 | 90347538 | 10980.0195 | 0 | 10980.0195 |  | 0 | 0 | 24712.4464 | 0 | 3380.4 | 0 | Schedule 9 & 11 Charges | 0
NIXA | AG2-2019-042 | 90347588 | 559635.8306 | 0 | 516956.844 |  | 0 | 0 | 73477.8751 | 91188.4 | 814647.2 | 0 | 91188.4 | 42678.9867
NIXA | AG2-2019-043 | 90349244 | 0 | 0 | 0 |  | 0 | 0 | 0 | 0 | 0 | 0 | Schedule 9 & 11 Charges | 0
PEC | AG2-2019-044 | 90307276 | 253035.03 | 0 | 253035.03 |  | 0 | 0 | 266054.4 | 0 | 249472.8 | 0 | Schedule 9 & 11 Charges | 0
SCRI | AG2-2019-045 | 90132129 | 0 | 0 | 0 |  | 0 | 0 | 0 | 0 | 0 | 0 | Schedule 9 & 11 Charges | 0
SCRI | AG2-2019-046 | 90181289 | 2895.9 | 0 | 2895.9 |  | 0 | 0 | 0 | 0 | 15752.4 | 0 | Schedule 9 & 11 Charges | 0
TEA | AG2-2019-047 | 89228714 | 0 | 0 | 0 |  | 0 | 0 | 0 | 0 | 0 | 3242091.3 | 3242091.3 | 0
TEA | AG2-2019-048 | 89228729 | 12500000 | 12500000 | 0 | 10 | 0 | 25000000 | 0 | 0 | 0 | 3242091.3 | 25000000 | 12500000
TEA | AG2-2019-049 | 89985566 | 0 | 0 | 0 |  | 0 | 0 | 0 | 0 | 0 | 9651510 | 9651510 | 0
TEA | AG2-2019-050 | 89985604 | 0 | 0 | 0 |  | 0 | 0 | 0 | 0 | 0 | 9651510 | 9651510 | 0
TNSK | AG2-2019-051 | 89899442 | 12500000 | 12500000 | 0 | 10 | 0 | 25000000 | 0 | 0 | 0 | 2778935.4 | 25000000 | 12500000
TNSK | AG2-2019-052 | 89899444 | 12500000 | 12500000 | 0 | 10 | 0 | 25000000 | 0 | 0 | 0 | 3010513.35 | 25000000 | 12500000
TNSK | AG2-2019-053 | 89899446 | 12500000 | 12500000 | 0 | 10 | 0 | 25000000 | 0 | 0 | 0 | 3010513.35 | 25000000 | 12500000
TNSK | AG2-2019-054 | 89899455 | 12500000 | 12500000 | 0 | 10 | 0 | 25000000 | 0 | 0 | 0 | 2778935.4 | 25000000 | 12500000
TNSK | AG2-2019-055 | 89899466 | 12500000 | 12500000 | 0 | 10 | 0 | 25000000 | 0 | 0 | 0 | 2778935.4 | 25000000 | 12500000
TNSK | AG2-2019-056 | 89899477 | 12500000 | 12500000 | 0 | 10 | 0 | 25000000 | 0 | 0 | 0 | 2778935.4 | 25000000 | 12500000
TNSK | AG2-2019-057 | 89244274 | 0 | 0 | 0 |  | 0 | 0 | 0 | 0 | 0 | 3242091.3 | 3242091.3 | 0
WRGS | AG2-2019-058 | 90349879 | 3215864.058 | 47176.438 | 58412.3 |  | 0 | 96998.8079 | 0 | 5258633.8 | 90183.31 | 0 | 5355632.6079 | 3157451.758
WRGS | AG2-2019-059 | 90306741 | 16522950.4599 | 57914.4699 | 57500.52 |  | 0 | 81054.5377 | 0 | 20536518.6 | 78957 | 0 | 20617573.1377 | 16465449.9399
Grand Total |  |  | 333466429.68 |  | 10770721.8336 |  | 102977 | 553835537.8457 | 22509065.0162 | 95866890.7567 | 5279228.3733 |  |  | 322695707.8464
Note 1: Letter of Credit required for financial security for transmission owner for network upgrades is determined by allocated engineering and construction costs less engineering and construction costs for upgrades when network customer is the transmission owner less the E & C allocation of expedited projects. Letter of Credit is required for upgrades assigned to PTP requests. The amount of the letter of credit will be adjusted down on an annual basis to reflect cost recovery based on revenue allocation. This letter of credit is not required for those facilities that are fully base plan funded. The Letter Of Credit Amount listed is based on meeting OATT Attachment J requirements for base plan funding.
Note 2: If potential base plan funding is applicable, this value is the lesser of the Engineering and Construction costs of assignable upgrades or the value of base plan funding calculated pursuant to Attachment J, Section III B criteria. Allocation of base plan funding is contingent upon verification of customer agreements meeting Attachment J, Section II B criteria. Not applicable if Point-to-Point base rate exceeds revenue requirements.
Note 3: Revenue Requirements (RR) are based upon deferred end dates if applicable. Deferred dates are based upon customer's choice to pursue redispatch. Achievable Base Plan Avoided RR in the case of a Base Plan upgrade being displaced or deferred by an earlier in service date for a Requested Upgrade shall be determined per Attachment J, Section VII.C methodology. Assumption of a 40 year service life is utilized for Base Plan funded projects. A present worth analysis of RR on a common year basis between the Base Plan and Requested Upgrades was performed to determine avoided Base Plan RR due to the displacement or deferral of the Base Plan upgrade by the Requested Upgrade. The incremental increase in present worth of a Requested Upgrade on a common year basis as a Base Plan upgrade is assigned to the transmission requests impacting the upgrade based on the displacement or deferral. If the displacement analysis results in lower RR due to the shorter amortization period of the requested upgrade when compared to a base plan amortization period, then no direct assignment of the upgrade cost is made due to the displacement to an earlier start date.
Note 4: For Point-to-Point requests, total cost is based on the higher of the base rate OR assigned upgrade revenue requirements. For Network requests, the total cost is based on the directly assigned upgrade revenue requirements AND Schedules 1, 1A, 2, 9, 11, & 12 charges. Network cost amounts populated in this column are reduced by offsets (if available) from base plan funding, which is determined using Attachment J, Section II B Criteria. Additionally E & C of 3rd Party upgrades is assignable to Customer. This includes prepayments required for any SWPA upgrades. Revenue requirements for 3rd Party facilities are not calculated. Total cost to customer is based on assumption of Revenue Requirements with confirmation of base plan funding. Customer is responsible for negotiating redispatch costs if applicable. Customer is also responsible to pay credits for previously assigned upgrades that are impacted by their request. Credits can be paid from base plan funding if applicable.
Note 5: RR with base plan funding may increase or decrease even if no base plan funding is applicable to a particular request if another request that shares the upgrade is now full base plan funded resulting in a different amortization period for the upgrade and thus different RR.
Note 6: RR for creditable upgrades.
Note 7: CPOs for creditable upgrades may be calculated based on estimated upgrade cost and are subject to change.
Note 8: CPOs for creditable upgrade(s) may be required based on completion of GI review.
Note 9: Point-To-Point Base Rate used to offset Revenue Requirements are calculated using the following available rate(s): Schedule 7, Schedule 11 Base Plan Zonal, Schedule 11 Base Plan Regional. The ancillary rates (Schedules 1, 1A, 2, and 12) are not included in the Point-to-Point Base Rate. These rate(s) are subject to change.
Note 10: RR may increase or decrease due to estimated assumptions and is subject to change.

## Table3
Customer | Study Number
AEPM | AG2-2019-001
Customer | Reservation | POR | POD | Requested Amount | Requested Start Date | Requested Stop Date | Deferred Start Date Without Redispatch | Deferred Stop Date Without Redispatch | Potential Base Plan Funding Allowable | Point-to-Point Base Rate | Allocated E & C Cost | Total Revenue Requirements
AEPM | 90334931 | OKGE | CSWS | 199 | 2020-12-01 | 2033-01-01 | 2023-06-01 | 2035-07-01 | 7470521.3602 | 0 | 9281792.4002 | 25363961.8496
[9 empty] | 7470521.3602 | 0 | 9281792.4002 | 25363961.8496
Reservation | Upgrade Name | DUN | EOC | Earliest Start Date | Redispatch Available | Base Plan Funding for Wind | Directly Assigned for Wind | Allocated E & C Cost | Total E & C Cost | Total Revenue Requirements
90334931 | Cleo Corner 138 kV Terminal Upgrades | 2020-12-01 | 2021-06-01 |  | Yes | 1005000 | 495000 | 1500000 | 1500000 | 4851950.1105
| Cleo SW - Fairview 69 kV Rebuild | 2021-06-01 | 2023-06-01 |  | Yes | 971500 | 478500 | 1450000 | 1450000 | 2642697.6015
| Cleo SW 138/69 kV transformer | 2020-12-01 | 2023-06-01 |  | Yes | 1340000 | 660000 | 2000000 | 2000000 | 3645100.132
| Eagle Chief 69 kV Terminal Upgrades | 2021-06-01 | 2023-06-01 |  | Yes | 100500 | 49500 | 150000 | 150000 | 273382.507
| LaCygne 345 kV Terminal Equipment Upgrades | 2025-04-01 | 2025-04-01 |  |  | 43433.1667 | 0 | 43433.1667 | 800000 | 92049.1466
| Shidler - Webb Tap 138 kV Rebuild | 2022-04-01 | 2022-12-01 |  | Yes | 2359476 | 0 | 2359476 | 5000000 | 7041412.019
| Valliant 130 MVAR Capacitance | 2022-04-01 | 2022-12-01 |  | No | 1052499.0235 | 0 | 1052499.0235 | 7500000 | 3140985.233
[5 empty] | Total | 6872408.1902 | 1683000 | 8555408.1902 | 18400000 | 21687576.7496
Credits may be required for the following Network Upgrades in accordance with Attachment Z2 of the SPP OATT.
Reservation | Upgrade Name | DUN | EOC | Earliest Start Date | Redispatch Available | Base Plan Funding for Wind | Directly Assigned for Wind | Allocated E&C Cost | Total Revenue Requirements
90334931 | Kingfisher Co Tap - Mathewson 345kV CKT 1 | 2018-03-01 | 2018-03-01 |  |  | 169643.18 | 0 | 169643.18 | 266230.15
| HUGO - VALLIANT 345KV CKT 1 | 2012-07-01 | 2012-07-01 |  |  | 140432.33 | 0 | 140432.33 | 932390.6
| NORTHWEST - WOODWARD 345KV CKT 1 | 2010-01-01 | 2010-01-01 |  |  | 178422.69 | 87879.83 | 266302.52 | 2133453.15
| Valliant 345 kV (AEP) | 2012-04-17 | 2012-04-17 |  |  | 27608.57 | 0 | 27608.57 | 157549.75
| Woodward EHV 138kV Phase Shifting Transformer circuit #1 | 2017-08-02 | 2017-08-02 |  |  | 82006.4 | 40391.21 | 122397.61 | 186761.45
[5 empty] | Total | 598113.17 | 128271.04 | 726384.21 | 3676385.1
Third Party Limitations.
Reservation | Upgrade Name | DUN | EOC | Earliest Start Date | Redispatch Available | *Allocated E & C Cost | *Total E & C Cost
90334931 | Broken Bow 138 kV Terminal Upgrades | 2022-04-01 | 2022-04-01 |  |  | 20087 | 102977
[5 empty] | Total | 20087 | 102977
*Estimated cost allocation as a percentage of total cost is shown for third-party limitations when costs have not yet been established by the third-party.
*Note: CPOs may be calculated based on estimated upgrade cost and are subject to change.
Customer | Study Number
AEPM | AG2-2019-002
Customer | Reservation | POR | POD | Requested Amount | Requested Start Date | Requested Stop Date | Deferred Start Date Without Redispatch | Deferred Stop Date Without Redispatch | Potential Base Plan Funding Allowable | Point-to-Point Base Rate | Allocated E & C Cost | Total Revenue Requirements
AEPM | 90334947 | OKGE | CSWS | 999 | 2021-12-01 | 2033-01-01 | 2022-12-01 | 2034-01-01 | 0 | 0 | 38043218.9517 | 89725006.9774
[9 empty] | 0 | 0 | 38043218.9517 | 89725006.9774
Reservation | Upgrade Name | DUN | EOC | Earliest Start Date | Redispatch Available | Base Plan Funding for Wind | Directly Assigned for Wind | Allocated E & C Cost | Total E & C Cost | Total Revenue Requirements
90334947 | LaCygne 345 kV Terminal Equipment Upgrades | 2025-04-01 | 2025-04-01 |  |  | 0 | 176959.6865 | 176959.6865 | 800000 | 363844.3257
| New Cimarron South 345 kV Substation and 345/138 kV transformer | 2021-12-01 | 2026-06-01 |  |  | 0 | 30120110 | 30120110 | 30120110 | 59023174.8169
| Tupelo - Stonewall 138 kV Rebuild and Terminal Equipment Upgrades | 2022-04-01 | 2022-06-01 |  |  | 0 | 517495 | 517495 | 700000 | 933242.779
| Valliant 130 MVAR Capacitance | 2022-04-01 | 2022-12-01 |  | No | 0 | 5228140.8252 | 5228140.8252 | 7500000 | 15074701.2858
[5 empty] | Total | 0 | 36042705.5117 | 36042705.5117 | 39120110 | 75394963.2074
Credits may be required for the following Network Upgrades in accordance with Attachment Z2 of the SPP OATT.
Reservation | Upgrade Name | DUN | EOC | Earliest Start Date | Redispatch Available | Base Plan Funding for Wind | Directly Assigned for Wind | Allocated E&C Cost | Total Revenue Requirements
90334947 | HUGO - VALLIANT 345KV CKT 1 | 2012-07-01 | 2012-07-01 |  |  | 0 | 644262.47 | 644262.47 | 4126854.34
| NORTHWEST - WOODWARD 345KV CKT 1 | 2010-01-01 | 2010-01-01 |  |  | 0 | 1229590.93 | 1229590.93 | 9504847.66
| Valliant 345 kV (AEP) | 2012-04-17 | 2012-04-17 |  |  | 0 | 126660.04 | 126660.04 | 698341.77
[5 empty] | Total | 0 | 2000513.44 | 2000513.44 | 14330043.77
Third Party Limitations.
Reservation | Upgrade Name | DUN | EOC | Earliest Start Date | Redispatch Available | *Allocated E & C Cost | *Total E & C Cost
90334947 | Broken Bow 138 kV Terminal Upgrades | 2022-04-01 | 2022-04-01 |  |  | 82890 | 102977
[5 empty] | Total | 82890 | 102977
*Estimated cost allocation as a percentage of total cost is shown for third-party limitations when costs have not yet been established by the third-party.
*Note: CPOs may be calculated based on estimated upgrade cost and are subject to change.
Customer | Study Number
AEPM | AG2-2019-003
Customer | Reservation | POR | POD | Requested Amount | Requested Start Date | Requested Stop Date | Deferred Start Date Without Redispatch | Deferred Stop Date Without Redispatch | Potential Base Plan Funding Allowable | Point-to-Point Base Rate | Allocated E & C Cost | Total Revenue Requirements
AEPM | 90335029 | WFEC | CSWS | 287 | 2021-12-01 | 2033-01-01 | 2022-12-01 | 2034-01-01 | 0 | 0 | 4213197.2015 | 12262920.2138
[9 empty] | 0 | 0 | 4213197.2015 | 12262920.2138
Reservation | Upgrade Name | DUN | EOC | Earliest Start Date | Redispatch Available | Base Plan Funding for Wind | Directly Assigned for Wind | Allocated E & C Cost | Total E & C Cost | Total Revenue Requirements
90335029 | LaCygne 345 kV Terminal Equipment Upgrades | 2025-04-01 | 2025-04-01 |  |  | 0 | 47070.2035 | 47070.2035 | 800000 | 96780.387
| Shidler - Webb Tap 138 kV Rebuild | 2022-04-01 | 2022-12-01 |  | Yes | 0 | 2640524 | 2640524 | 5000000 | 7613626.3098
| Valliant 130 MVAR Capacitance | 2022-04-01 | 2022-12-01 |  | No | 0 | 986957.1979 | 986957.1979 | 7500000 | 2845769.737
[5 empty] | Total | 0 | 3674551.4015 | 3674551.4015 | 13300000 | 10556176.4338
Credits may be required for the following Network Upgrades in accordance with Attachment Z2 of the SPP OATT.
Reservation | Upgrade Name | DUN | EOC | Earliest Start Date | Redispatch Available | Base Plan Funding for Wind | Directly Assigned for Wind | Allocated E&C Cost | Total Revenue Requirements
90335029 | Kingfisher Co Tap - Mathewson 345kV CKT 1 | 2018-03-01 | 2018-03-01 |  |  | 0 | 140047.06 | 140047.06 | 215555.76
| Gracemont 138kV line terminal addition | 2011-10-15 | 2011-10-15 |  |  | 0 | 30090.05 | 30090.05 | 51609.32
| HUGO - VALLIANT 345KV CKT 1 | 2012-07-01 | 2012-07-01 |  |  | 0 | 129828 | 129828 | 831619.74
| NORTHWEST - WOODWARD 345KV CKT 1 | 2010-01-01 | 2010-01-01 |  |  | 0 | 18663 | 18663 | 144266.43
| Valliant 345 kV (AEP) | 2012-04-17 | 2012-04-17 |  |  | 0 | 25523.79 | 25523.79 | 140725.97
| WASHITA - GRACEMONT 138 KV CKT 2 | 2012-10-12 | 2012-10-12 |  |  | 0 | 194493.9 | 194493.9 | 322966.56
[5 empty] | Total | 0 | 538645.8 | 538645.8 | 1706743.78
*Note: CPOs may be calculated based on estimated upgrade cost and are subject to change.
Customer | Study Number
BEPM | AG2-2019-004
Customer | Reservation | POR | POD | Requested Amount | Requested Start Date | Requested Stop Date | Deferred Start Date Without Redispatch | Deferred Stop Date Without Redispatch | Potential Base Plan Funding Allowable | Point-to-Point Base Rate | Allocated E & C Cost | Total Revenue Requirements
BEPM | 90332599 | MPS | WAUE | 151 | 2021-06-01 | 2024-06-01 | 2021-06-01 | 2024-06-01 | 0 | 0 | 129424.8 | 173360.52
[9 empty] | 0 | 0 | 129424.8 | 173360.52
Reservation | Upgrade Name | DUN | EOC | Earliest Start Date | Redispatch Available | Allocated E & C Cost | Total E & C Cost | Total Revenue Requirements
90332599 | None |  |  |  |  | 0 | 0 | 0
[5 empty] | Total | 0 | 0 | 0
Credits may be required for the following Network Upgrades in accordance with Attachment Z2 of the SPP OATT.
Reservation | Upgrade Name | DUN | EOC | Earliest Start Date | Redispatch Available | Allocated E&C Cost | Total Revenue Requirements
90332599 | Fort Randall - Madison County 230kV Ckt 1 | 2013-12-23 | 2013-12-23 |  |  | 129424.8 | 173360.52
[5 empty] | Total | 129424.8 | 173360.52
*Note: CPOs may be calculated based on estimated upgrade cost and are subject to change.
Customer | Study Number
DEC | AG2-2019-005
Customer | Reservation | POR | POD | Requested Amount | Requested Start Date | Requested Stop Date | Deferred Start Date Without Redispatch | Deferred Stop Date Without Redispatch | Potential Base Plan Funding Allowable | Point-to-Point Base Rate | Allocated E & C Cost | Total Revenue Requirements
DEC | 90346846 | SPA | WR | 2 | 2020-06-01 | 2030-06-01 | 2020-06-01 | 2030-06-01 | 360000 | 0 | 7780217.8196 | 12060947.8076
[9 empty] | 360000 | 0 | 7780217.8196 | 12060947.8076
Reservation | Upgrade Name | DUN | EOC | Earliest Start Date | Redispatch Available | Allocated E & C Cost | Total E & C Cost | Total Revenue Requirements
90346846 | Kelly - Goff 115 kV Rebuild | 2024-06-01 | 2024-06-01 |  |  | 7763570 | 7763570 | 12016740.864
| LaCygne 345 kV Terminal Equipment Upgrades | 2025-04-01 | 2025-04-01 |  |  | 929.8496 | 800000 | 1543.3436
[5 empty] | Total | 7764499.8496 | 8563570 | 12018284.2076
Expansion Plan - The requested service is contingent upon completion of the following upgrades. Cost is not assignable to the transmission customer.
Reservation | Upgrade Name | DUN | EOC | Earliest Start Date | Redispatch Available
90346846 | Baileyville - Smittyville 115kV Rebuild | 2021-04-01 | 2022-06-01
| Baileyville - South Seneca 115kV Rebuild | 2021-04-01 | 2022-06-01
| Marshall County - Smittyville 115kV Rebuild | 2021-04-01 | 2022-06-01
Credits may be required for the following Network Upgrades in accordance with Attachment Z2 of the SPP OATT.
Reservation | Upgrade Name | DUN | EOC | Earliest Start Date | Redispatch Available | Allocated E&C Cost | Total Revenue Requirements
90346846 | LACYGNE - WEST GARDNER 345KV CKT 1 | 2006-06-01 | 2006-06-01 |  |  | 600.29 | 5820
| NORTHWEST - WOODWARD 345KV CKT 1 | 2010-01-01 | 2010-01-01 |  |  | 3171.5 | 19041.6
| Rice - Lyons 115 kV Ckt 1 | 2013-04-01 | 2013-04-01 |  |  | 7014.54 | 10396.8
| Rice County 230/115 kV transformer Ckt 1 | 2012-10-01 | 2012-10-01 |  |  | 2936.03 | 4423.2
| Wheatland 115 kV #2 | 2012-12-31 | 2012-12-31 |  |  | 1995.61 | 2982
[5 empty] | Total | 15717.97 | 42663.6
*Note: CPOs may be calculated based on estimated upgrade cost and are subject to change.
Customer | Study Number
GRDX | AG2-2019-006
Customer | Reservation | POR | POD | Requested Amount | Requested Start Date | Requested Stop Date | Deferred Start Date Without Redispatch | Deferred Stop Date Without Redispatch | Potential Base Plan Funding Allowable | Point-to-Point Base Rate | Allocated E & C Cost | Total Revenue Requirements
GRDX | 90334542 | GRDA | GRDA | 9 | 2020-06-01 | 2040-01-01 | 2020-06-01 | 2040-01-01 | 0 | 0 | 192672 | 640181.6185
[9 empty] | 0 | 0 | 192672 | 640181.6185
Reservation | Upgrade Name | DUN | EOC | Earliest Start Date | Redispatch Available | Allocated E & C Cost | Total E & C Cost | Total Revenue Requirements
90334542 | Locust Grove - Kerr 115 kV Rebuild | 2022-06-01 | 2022-12-01 |  |  | 192672 | 3000000 | 640181.6185
[5 empty] | Total | 192672 | 3000000 | 640181.62
Customer | Study Number
GRDX | AG2-2019-007
Customer | Reservation | POR | POD | Requested Amount | Requested Start Date | Requested Stop Date | Deferred Start Date Without Redispatch | Deferred Stop Date Without Redispatch | Potential Base Plan Funding Allowable | Point-to-Point Base Rate | Allocated E & C Cost | Total Revenue Requirements
GRDX | 90334565 | GRDA | GRDA | 10 | 2020-06-01 | 2040-01-01 | 2020-06-01 | 2040-01-01 | 0 | 0 | 214055 | 711229.85
[9 empty] | 0 | 0 | 214055 | 711229.85
Reservation | Upgrade Name | DUN | EOC | Earliest Start Date | Redispatch Available | Allocated E & C Cost | Total E & C Cost | Total Revenue Requirements
90334565 | Locust Grove - Kerr 115 kV Rebuild | 2022-06-01 | 2022-12-01 |  |  | 214055 | 3000000 | 711229.85
[5 empty] | Total | 214055 | 3000000 | 711229.85
Customer | Study Number
GRDX | AG2-2019-008
Customer | Reservation | POR | POD | Requested Amount | Requested Start Date | Requested Stop Date | Deferred Start Date Without Redispatch | Deferred Stop Date Without Redispatch | Potential Base Plan Funding Allowable | Point-to-Point Base Rate | Allocated E & C Cost | Total Revenue Requirements
GRDX | 90334575 | GRDA | GRDA | 10 | 2020-06-01 | 2040-01-01 | 2020-06-01 | 2040-01-01 | 0 | 0 | 214055 | 711229.85
[9 empty] | 0 | 0 | 214055 | 711229.85
Reservation | Upgrade Name | DUN | EOC | Earliest Start Date | Redispatch Available | Allocated E & C Cost | Total E & C Cost | Total Revenue Requirements
90334575 | Locust Grove - Kerr 115 kV Rebuild | 2022-06-01 | 2022-12-01 |  |  | 214055 | 3000000 | 711229.85
[5 empty] | Total | 214055 | 3000000 | 711229.85
Customer | Study Number
GRDX | AG2-2019-009
Customer | Reservation | POR | POD | Requested Amount | Requested Start Date | Requested Stop Date | Deferred Start Date Without Redispatch | Deferred Stop Date Without Redispatch | Potential Base Plan Funding Allowable | Point-to-Point Base Rate | Allocated E & C Cost | Total Revenue Requirements
GRDX | 90334582 | GRDA | GRDA | 10 | 2020-06-01 | 2040-01-01 | 2020-06-01 | 2040-01-01 | 0 | 0 | 214055 | 711229.85
[9 empty] | 0 | 0 | 214055 | 711229.85
Reservation | Upgrade Name | DUN | EOC | Earliest Start Date | Redispatch Available | Allocated E & C Cost | Total E & C Cost | Total Revenue Requirements
90334582 | Locust Grove - Kerr 115 kV Rebuild | 2022-06-01 | 2022-12-01 |  |  | 214055 | 3000000 | 711229.85
[5 empty] | Total | 214055 | 3000000 | 711229.85
Customer | Study Number
GRDX | AG2-2019-010
Customer | Reservation | POR | POD | Requested Amount | Requested Start Date | Requested Stop Date | Deferred Start Date Without Redispatch | Deferred Stop Date Without Redispatch | Potential Base Plan Funding Allowable | Point-to-Point Base Rate | Allocated E & C Cost | Total Revenue Requirements
GRDX | 90334609 | GRDA | GRDA | 10 | 2020-06-01 | 2040-01-01 | 2020-06-01 | 2040-01-01 | 0 | 0 | 214055 | 711229.85
[9 empty] | 0 | 0 | 214055 | 711229.85
Reservation | Upgrade Name | DUN | EOC | Earliest Start Date | Redispatch Available | Allocated E & C Cost | Total E & C Cost | Total Revenue Requirements
90334609 | Locust Grove - Kerr 115 kV Rebuild | 2022-06-01 | 2022-12-01 |  |  | 214055 | 3000000 | 711229.85
[5 empty] | Total | 214055 | 3000000 | 711229.85
Customer | Study Number
GRDX | AG2-2019-011
Customer | Reservation | POR | POD | Requested Amount | Requested Start Date | Requested Stop Date | Deferred Start Date Without Redispatch | Deferred Stop Date Without Redispatch | Potential Base Plan Funding Allowable | Point-to-Point Base Rate | Allocated E & C Cost | Total Revenue Requirements
GRDX | 90334665 | GRDA | GRDA | 9 | 2020-06-01 | 2040-01-01 | 2020-06-01 | 2040-01-01 | 0 | 0 | 192672 | 640181.6185
[9 empty] | 0 | 0 | 192672 | 640181.6185
Reservation | Upgrade Name | DUN | EOC | Earliest Start Date | Redispatch Available | Allocated E & C Cost | Total E & C Cost | Total Revenue Requirements
90334665 | Locust Grove - Kerr 115 kV Rebuild | 2022-06-01 | 2022-12-01 |  |  | 192672 | 3000000 | 640181.6185
[5 empty] | Total | 192672 | 3000000 | 640181.62
Customer | Study Number
GRDX | AG2-2019-012
Customer | Reservation | POR | POD | Requested Amount | Requested Start Date | Requested Stop Date | Deferred Start Date Without Redispatch | Deferred Stop Date Without Redispatch | Potential Base Plan Funding Allowable | Point-to-Point Base Rate | Allocated E & C Cost | Total Revenue Requirements
GRDX | 90334001 | GRDA | GRDA | 4 | 2020-06-01 | 2040-01-01 | 2020-06-01 | 2040-01-01 | 0 | 0 | 0 | 0
[9 empty] | 0 | 0 | 0 | 0
Reservation | Upgrade Name | DUN | EOC | Earliest Start Date | Redispatch Available | Allocated E & C Cost | Total E & C Cost | Total Revenue Requirements
90334001 | None |  |  |  |  | 0 | 0 | 0
[5 empty] | Total | 0 | 0 | 0
Customer | Study Number
GRDX | AG2-2019-013
Customer | Reservation | POR | POD | Requested Amount | Requested Start Date | Requested Stop Date | Deferred Start Date Without Redispatch | Deferred Stop Date Without Redispatch | Potential Base Plan Funding Allowable | Point-to-Point Base Rate | Allocated E & C Cost | Total Revenue Requirements
GRDX | 90334107 | GRDA | GRDA | 4 | 2020-06-01 | 2040-01-01 | 2020-06-01 | 2040-01-01 | 0 | 0 | 0 | 0
[9 empty] | 0 | 0 | 0 | 0
Reservation | Upgrade Name | DUN | EOC | Earliest Start Date | Redispatch Available | Allocated E & C Cost | Total E & C Cost | Total Revenue Requirements
90334107 | None |  |  |  |  | 0 | 0 | 0
[5 empty] | Total | 0 | 0 | 0
Customer | Study Number
GRDX | AG2-2019-014
Customer | Reservation | POR | POD | Requested Amount | Requested Start Date | Requested Stop Date | Deferred Start Date Without Redispatch | Deferred Stop Date Without Redispatch | Potential Base Plan Funding Allowable | Point-to-Point Base Rate | Allocated E & C Cost | Total Revenue Requirements
GRDX | 90334125 | GRDA | GRDA | 4 | 2020-06-01 | 2040-01-01 | 2020-06-01 | 2040-01-01 | 0 | 0 | 0 | 0
[9 empty] | 0 | 0 | 0 | 0
Reservation | Upgrade Name | DUN | EOC | Earliest Start Date | Redispatch Available | Allocated E & C Cost | Total E & C Cost | Total Revenue Requirements
90334125 | None |  |  |  |  | 0 | 0 | 0
[5 empty] | Total | 0 | 0 | 0
Customer | Study Number
GRDX | AG2-2019-015
Customer | Reservation | POR | POD | Requested Amount | Requested Start Date | Requested Stop Date | Deferred Start Date Without Redispatch | Deferred Stop Date Without Redispatch | Potential Base Plan Funding Allowable | Point-to-Point Base Rate | Allocated E & C Cost | Total Revenue Requirements
GRDX | 90334139 | GRDA | GRDA | 4 | 2020-06-01 | 2040-01-01 | 2020-06-01 | 2040-01-01 | 0 | 0 | 194.06 | 1207.9
[9 empty] | 0 | 0 | 194.06 | 1207.9
Reservation | Upgrade Name | DUN | EOC | Earliest Start Date | Redispatch Available | Allocated E & C Cost | Total E & C Cost | Total Revenue Requirements
90334139 | None |  |  |  |  | 0 | 0 | 0
[5 empty] | Total | 0 | 0 | 0
Credits may be required for the following Network Upgrades in accordance with Attachment Z2 of the SPP OATT.
Reservation | Upgrade Name | DUN | EOC | Earliest Start Date | Redispatch Available | Allocated E&C Cost | Total Revenue Requirements
90334139 | SUB 110 - ORONOGO JCT. - SUB 452 - RIVERTON 161KV CKT 1 | 2011-06-01 | 2011-06-01 |  |  | 194.06 | 1207.9
[5 empty] | Total | 194.06 | 1207.9
*Note: CPOs may be calculated based on estimated upgrade cost and are subject to change.
Customer | Study Number
GRDX | AG2-2019-016
Customer | Reservation | POR | POD | Requested Amount | Requested Start Date | Requested Stop Date | Deferred Start Date Without Redispatch | Deferred Stop Date Without Redispatch | Potential Base Plan Funding Allowable | Point-to-Point Base Rate | Allocated E & C Cost | Total Revenue Requirements
GRDX | 90334168 | GRDA | GRDA | 4 | 2020-06-01 | 2040-01-01 | 2020-06-01 | 2040-01-01 | 0 | 0 | 194.06 | 1207.9
[9 empty] | 0 | 0 | 194.06 | 1207.9
Reservation | Upgrade Name | DUN | EOC | Earliest Start Date | Redispatch Available | Allocated E & C Cost | Total E & C Cost | Total Revenue Requirements
90334168 | None |  |  |  |  | 0 | 0 | 0
[5 empty] | Total | 0 | 0 | 0
Credits may be required for the following Network Upgrades in accordance with Attachment Z2 of the SPP OATT.
Reservation | Upgrade Name | DUN | EOC | Earliest Start Date | Redispatch Available | Allocated E&C Cost | Total Revenue Requirements
90334168 | SUB 110 - ORONOGO JCT. - SUB 452 - RIVERTON 161KV CKT 1 | 2011-06-01 | 2011-06-01 |  |  | 194.06 | 1207.9
[5 empty] | Total | 194.06 | 1207.9
*Note: CPOs may be calculated based on estimated upgrade cost and are subject to change.
Customer | Study Number
GRDX | AG2-2019-017
Customer | Reservation | POR | POD | Requested Amount | Requested Start Date | Requested Stop Date | Deferred Start Date Without Redispatch | Deferred Stop Date Without Redispatch | Potential Base Plan Funding Allowable | Point-to-Point Base Rate | Allocated E & C Cost | Total Revenue Requirements
GRDX | 90334186 | GRDA | GRDA | 4 | 2020-06-01 | 2040-01-01 | 2020-06-01 | 2040-01-01 | 0 | 0 | 194.06 | 1207.9
[9 empty] | 0 | 0 | 194.06 | 1207.9
Reservation | Upgrade Name | DUN | EOC | Earliest Start Date | Redispatch Available | Allocated E & C Cost | Total E & C Cost | Total Revenue Requirements
90334186 | None |  |  |  |  | 0 | 0 | 0
[5 empty] | Total | 0 | 0 | 0
Credits may be required for the following Network Upgrades in accordance with Attachment Z2 of the SPP OATT.
Reservation | Upgrade Name | DUN | EOC | Earliest Start Date | Redispatch Available | Allocated E&C Cost | Total Revenue Requirements
90334186 | SUB 110 - ORONOGO JCT. - SUB 452 - RIVERTON 161KV CKT 1 | 2011-06-01 | 2011-06-01 |  |  | 194.06 | 1207.9
[5 empty] | Total | 194.06 | 1207.9
*Note: CPOs may be calculated based on estimated upgrade cost and are subject to change.
Customer | Study Number
GRDX | AG2-2019-018
Customer | Reservation | POR | POD | Requested Amount | Requested Start Date | Requested Stop Date | Deferred Start Date Without Redispatch | Deferred Stop Date Without Redispatch | Potential Base Plan Funding Allowable | Point-to-Point Base Rate | Allocated E & C Cost | Total Revenue Requirements
GRDX | 90334205 | GRDA | GRDA | 10 | 2020-06-01 | 2040-01-01 | 2020-06-01 | 2040-01-01 | 0 | 0 | 244979 | 813979.464
[9 empty] | 0 | 0 | 244979 | 813979.464
Reservation | Upgrade Name | DUN | EOC | Earliest Start Date | Redispatch Available | Allocated E & C Cost | Total E & C Cost | Total Revenue Requirements
90334205 | Locust Grove - Kerr 115 kV Rebuild | 2022-06-01 | 2022-12-01 |  |  | 244979 | 3000000 | 813979.464
[5 empty] | Total | 244979 | 3000000 | 813979.46
Customer | Study Number
GRDX | AG2-2019-019
Customer | Reservation | POR | POD | Requested Amount | Requested Start Date | Requested Stop Date | Deferred Start Date Without Redispatch | Deferred Stop Date Without Redispatch | Potential Base Plan Funding Allowable | Point-to-Point Base Rate | Allocated E & C Cost | Total Revenue Requirements
GRDX | 90334211 | GRDA | GRDA | 10 | 2020-06-01 | 2040-01-01 | 2020-06-01 | 2040-01-01 | 0 | 0 | 652634 | 2168474.3205
[9 empty] | 0 | 0 | 652634 | 2168474.3205
Reservation | Upgrade Name | DUN | EOC | Earliest Start Date | Redispatch Available | Allocated E & C Cost | Total E & C Cost | Total Revenue Requirements
90334211 | Locust Grove - Kerr 115 kV Rebuild | 2022-06-01 | 2022-12-01 |  |  | 652634 | 3000000 | 2168474.3205
[5 empty] | Total | 652634 | 3000000 | 2168474.32
Customer | Study Number
GRDX | AG2-2019-020
Customer | Reservation | POR | POD | Requested Amount | Requested Start Date | Requested Stop Date | Deferred Start Date Without Redispatch | Deferred Stop Date Without Redispatch | Potential Base Plan Funding Allowable | Point-to-Point Base Rate | Allocated E & C Cost | Total Revenue Requirements
GRDX | 90334443 | GRDA | GRDA | 10 | 2020-06-01 | 2040-01-01 | 2020-06-01 | 2040-01-01 | 0 | 0 | 652634 | 2168474.3205
[9 empty] | 0 | 0 | 652634 | 2168474.3205
Reservation | Upgrade Name | DUN | EOC | Earliest Start Date | Redispatch Available | Allocated E & C Cost | Total E & C Cost | Total Revenue Requirements
90334443 | Locust Grove - Kerr 115 kV Rebuild | 2022-06-01 | 2022-12-01 |  |  | 652634 | 3000000 | 2168474.3205
[5 empty] | Total | 652634 | 3000000 | 2168474.32
Customer | Study Number
GRDX | AG2-2019-021
Customer | Reservation | POR | POD | Requested Amount | Requested Start Date | Requested Stop Date | Deferred Start Date Without Redispatch | Deferred Stop Date Without Redispatch | Potential Base Plan Funding Allowable | Point-to-Point Base Rate | Allocated E & C Cost | Total Revenue Requirements
GRDX | 90334483 | GRDA | GRDA | 9 | 2020-06-01 | 2040-01-01 | 2020-06-01 | 2040-01-01 | 0 | 0 | 208189 | 691739.1615
[9 empty] | 0 | 0 | 208189 | 691739.1615
Reservation | Upgrade Name | DUN | EOC | Earliest Start Date | Redispatch Available | Allocated E & C Cost | Total E & C Cost | Total Revenue Requirements
90334483 | Locust Grove - Kerr 115 kV Rebuild | 2022-06-01 | 2022-12-01 |  |  | 208189 | 3000000 | 691739.1615
[5 empty] | Total | 208189 | 3000000 | 691739.16
Customer | Study Number
KCPS | AG2-2019-022
Customer | Reservation | POR | POD | Requested Amount | Requested Start Date | Requested Stop Date | Deferred Start Date Without Redispatch | Deferred Stop Date Without Redispatch | Potential Base Plan Funding Allowable | Point-to-Point Base Rate | Allocated E & C Cost | Total Revenue Requirements
KCPS | 90289729 | WR | KCPL | 155 | 2021-08-01 | 2036-11-01 | 2021-08-01 | 2036-11-01 | 0 | 0 | 118054.3498 | 769852.4825
[9 empty] | 0 | 0 | 118054.3498 | 769852.4825
Reservation | Upgrade Name | DUN | EOC | Earliest Start Date | Redispatch Available | Base Plan Funding for Wind | Directly Assigned for Wind | Allocated E & C Cost | Total E & C Cost | Total Revenue Requirements
90289729 | LaCygne 345 kV Terminal Equipment Upgrades | 2025-04-01 | 2025-04-01 |  |  | 0 | 80597.1598 | 80597.1598 | 800000 | 283702.0025
[5 empty] | Total | 0 | 80597.1598 | 80597.1598 | 800000 | 283702.0025
Credits may be required for the following Network Upgrades in accordance with Attachment Z2 of the SPP OATT.
Reservation | Upgrade Name | DUN | EOC | Earliest Start Date | Redispatch Available | Base Plan Funding for Wind | Directly Assigned for Wind | Allocated E&C Cost | Total Revenue Requirements
90289729 | LACYGNE - WEST GARDNER 345KV CKT 1 | 2006-06-01 | 2006-06-01 |  |  | 0 | 37457.19 | 37457.19 | 486150.48
[5 empty] | Total | 0 | 37457.19 | 37457.19 | 486150.48
*Note: CPOs may be calculated based on estimated upgrade cost and are subject to change.
Customer | Study Number
KCPS | AG2-2019-023
Customer | Reservation | POR | POD | Requested Amount | Requested Start Date | Requested Stop Date | Deferred Start Date Without Redispatch | Deferred Stop Date Without Redispatch | Potential Base Plan Funding Allowable | Point-to-Point Base Rate | Allocated E & C Cost | Total Revenue Requirements
KCPS | 90289741 | WR | KCPL | 199 | 2020-12-01 | 2041-01-01 | 2020-12-01 | 2041-01-01 | 16034.09 | 0 | 15212839.6475 | 25558298.4673
[9 empty] | 16034.09 | 0 | 15212839.6475 | 25558298.4673
Reservation | Upgrade Name | DUN | EOC | Earliest Start Date | Redispatch Available | Base Plan Funding for Wind | Directly Assigned for Wind | Allocated E & C Cost | Total E & C Cost | Total Revenue Requirements
90289741 | LaCygne 345 kV Terminal Equipment Upgrades | 2025-04-01 | 2025-04-01 |  |  | 0 | 186584.0475 | 186584.0475 | 800000 | 656775.8473
[5 empty] | Total | 0 | 186584.0475 | 186584.0475 | 800000 | 656775.8473
Credits may be required for the following Network Upgrades in accordance with Attachment Z2 of the SPP OATT.
Reservation | Upgrade Name | DUN | EOC | Earliest Start Date | Redispatch Available | Base Plan Funding for Wind | Directly Assigned for Wind | Allocated E&C Cost | Total Revenue Requirements
90289741 | Kingfisher Co Tap - Mathewson 345kV CKT 1 | 2018-03-01 | 2018-03-01 |  |  | 0 | 53530.28 | 53530.28 | 89697.79
| LACYGNE - WEST GARDNER 345KV CKT 1 | 2006-06-01 | 2006-06-01 |  |  | 0 | 35115.61 | 35115.61 | 504210.56
| Longview - KC South 161kV | 2011-06-13 | 2011-06-13 |  |  | 16034.09 | 0 | 16034.09 | 29777.96
| NORTHWEST - WOODWARD 345KV CKT 1 | 2010-01-01 | 2010-01-01 |  |  | 0 | 15805.54 | 15805.54 | 139252.21
| Tap Emporia Energy Center - Wichita 345kV (Marion Co NU) | 2016-09-15 | 2016-09-15 |  |  | 0 | 14905770.08 | 14905770.08 | 24138584.1
[5 empty] | Total | 16034.09 | 15010221.51 | 15026255.6 | 24901522.62
*Note: CPOs may be calculated based on estimated upgrade cost and are subject to change.
Customer | Study Number
KCPS | AG2-2019-024
Customer | Reservation | POR | POD | Requested Amount | Requested Start Date | Requested Stop Date | Deferred Start Date Without Redispatch | Deferred Stop Date Without Redispatch | Potential Base Plan Funding Allowable | Point-to-Point Base Rate | Allocated E & C Cost | Total Revenue Requirements
KCPS | 90289749 | OKGE | KCPL | 178 | 2020-12-01 | 2041-01-01 | 2022-12-01 | 2043-01-01 | 17165.79 | 0 | 13114521.0518 | 29158739.4467
[9 empty] | 17165.79 | 0 | 13114521.0518 | 29158739.4467
Reservation | Upgrade Name | DUN | EOC | Earliest Start Date | Redispatch Available | Base Plan Funding for Wind | Directly Assigned for Wind | Allocated E & C Cost | Total E & C Cost | Total Revenue Requirements
90289749 | LaCygne 345 kV Terminal Equipment Upgrades | 2025-04-01 | 2025-04-01 |  |  | 0 | 156849.8093 | 156849.8093 | 800000 | 552111.3286
| Valliant 130 MVAR Capacitance | 2022-04-01 | 2022-12-01 |  |  | 0 | 197430.6925 | 197430.6925 | 7500000 | 977281.9281
[5 empty] | Total | 0 | 354280.5018 | 354280.5018 | 8300000 | 1529393.2567
Credits may be required for the following Network Upgrades in accordance with Attachment Z2 of the SPP OATT.
Reservation | Upgrade Name | DUN | EOC | Earliest Start Date | Redispatch Available | Base Plan Funding for Wind | Directly Assigned for Wind | Allocated E&C Cost | Total Revenue Requirements
90289749 | HUGO - VALLIANT 345KV CKT 1 | 2012-07-01 | 2012-07-01 |  |  | 0 | 34357.64 | 34357.64 | 297772.37
| LACYGNE - WEST GARDNER 345KV CKT 1 | 2006-06-01 | 2006-06-01 |  |  | 0 | 29461.9 | 29461.9 | 504437.1
| Longview - KC South 161kV | 2011-06-13 | 2011-06-13 |  |  | 14982.65 | 0 | 14982.65 | 29686.38
| NORTHWEST - WOODWARD 345KV CKT 1 | 2010-01-01 | 2010-01-01 |  |  | 0 | 550685.96 | 550685.96 | 5754417.25
| Power System Stabilizers in SPS | 2014-11-30 | 2014-11-30 |  |  | 2183.14 | 0 | 2183.14 | 3863.23
| Valliant 345 kV (AEP) | 2012-04-17 | 2012-04-17 |  |  | 0 | 6754.61 | 6754.61 | 49826.75
| Woodward EHV 138kV Phase Shifting Transformer circuit #1 | 2017-08-02 | 2017-08-02 |  |  | 0 | 269158.04 | 269158.04 | 469205.31
| Tap Beaver County - Woodward District EHV 345kV DBL CKT (Beaver Co POI) (NU) | 2016-10-02 | 2016-10-02 |  |  | 0 | 11852656.61 | 11852656.61 | 20520137.8
[5 empty] | Total | 17165.79 | 12743074.76 | 12760240.55 | 27629346.19
*Note: CPOs may be calculated based on estimated upgrade cost and are subject to change.
Customer | Study Number
KMEA | AG2-2019-025
Customer | Reservation | POR | POD | Requested Amount | Requested Start Date | Requested Stop Date | Deferred Start Date Without Redispatch | Deferred Stop Date Without Redispatch | Potential Base Plan Funding Allowable | Point-to-Point Base Rate | Allocated E & C Cost | Total Revenue Requirements
KMEA | 90334800 | SPA | WR | 1 | 2020-06-01 | 2027-06-01 | 2020-06-01 | 2027-06-01 | 1236.02 | 0 | 1236.02 | 6993.84
[9 empty] | 1236.02 | 0 | 1236.02 | 6993.84
Reservation | Upgrade Name | DUN | EOC | Earliest Start Date | Redispatch Available | Allocated E & C Cost | Total E & C Cost | Total Revenue Requirements
90334800 | None |  |  |  |  | 0 | 0 | 0
[5 empty] | Total | 0 | 0 | 0
Credits may be required for the following Network Upgrades in accordance with Attachment Z2 of the SPP OATT.
Reservation | Upgrade Name | DUN | EOC | Earliest Start Date | Redispatch Available | Allocated E&C Cost | Total Revenue Requirements
90334800 | COFFEYVILLE TAP - DEARING 138KV CKT 1 (WR) #2 | 2010-06-09 | 2010-06-09 |  |  | 0.47 | 2.52
| LACYGNE - WEST GARDNER 345KV CKT 1 | 2006-06-01 | 2006-06-01 |  |  | 155.95 | 1346.52
| NORTHWEST - WOODWARD 345KV CKT 1 | 2010-01-01 | 2010-01-01 |  |  | 950.55 | 5099.64
| NEOSHO - NORTHEAST PARSONS 138KV CKT 1 | 2011-06-01 | 2011-06-01 |  |  | 0.16 | 0.84
| SUB 110 - ORONOGO JCT. - SUB 452 - RIVERTON 161KV CKT 1 | 2011-06-01 | 2011-06-01 |  |  | 128.89 | 544.32
[5 empty] | Total | 1236.02 | 6993.84
*Note: CPOs may be calculated based on estimated upgrade cost and are subject to change.
Customer | Study Number
KMEA | AG2-2019-026
Customer | Reservation | POR | POD | Requested Amount | Requested Start Date | Requested Stop Date | Deferred Start Date Without Redispatch | Deferred Stop Date Without Redispatch | Potential Base Plan Funding Allowable | Point-to-Point Base Rate | Allocated E & C Cost | Total Revenue Requirements
KMEA | 90334758 | MPS | WR | 2 | 2020-06-01 | 2040-01-01 | 2020-06-01 | 2040-01-01 | 110729 | 0 | 110729 | 312682.19
[9 empty] | 110729 | 0 | 110729 | 312682.19
Reservation | Upgrade Name | DUN | EOC | Earliest Start Date | Redispatch Available | Allocated E & C Cost | Total E & C Cost | Total Revenue Requirements
90334758 | Greenwood 161 kV Terminal Equipment Upgrade | 2020-06-01 | 2021-12-31 |  |  | 93474 | 1500000 | 271270.4875
[5 empty] | Total | 93474 | 1500000 | 271270.49
Credits may be required for the following Network Upgrades in accordance with Attachment Z2 of the SPP OATT.
Reservation | Upgrade Name | DUN | EOC | Earliest Start Date | Redispatch Available | Allocated E&C Cost | Total Revenue Requirements
90334758 | COFFEYVILLE TAP - DEARING 138KV CKT 1 (WR) #2 | 2010-06-09 | 2010-06-09 |  |  | 0.72 | 4.7
| NEOSHO - NORTHEAST PARSONS 138KV CKT 1 | 2011-06-01 | 2011-06-01 |  |  | 0.28 | 2.35
| Neosho - Riverton 161kV Line Rebuild (EMDE) | 2023-10-01 | 2023-10-01 |  |  | 14846.96 | 35116.05
| Neosho - Riverton 161kV Line Rebuild (WERE) | 2023-10-01 | 2023-10-01 |  |  | 2114.51 | 4469.7
| SUB 110 - ORONOGO JCT. - SUB 452 - RIVERTON 161KV CKT 1 | 2011-06-01 | 2011-06-01 |  |  | 292.53 | 1818.9
[5 empty] | Total | 17255 | 41411.7
*Note: CPOs may be calculated based on estimated upgrade cost and are subject to change.
Customer | Study Number
KMEA | AG2-2019-027
Customer | Reservation | POR | POD | Requested Amount | Requested Start Date | Requested Stop Date | Deferred Start Date Without Redispatch | Deferred Stop Date Without Redispatch | Potential Base Plan Funding Allowable | Point-to-Point Base Rate | Allocated E & C Cost | Total Revenue Requirements
KMEA | 90340939 | NPPD | WR | 2 | 2020-06-01 | 2054-10-01 | 2020-06-01 | 2054-10-01 | 21643.88 | 0 | 21643.88 | 91406.32
[9 empty] | 21643.88 | 0 | 21643.88 | 91406.32
Reservation | Upgrade Name | DUN | EOC | Earliest Start Date | Redispatch Available | Allocated E & C Cost | Total E & C Cost | Total Revenue Requirements
90340939 | None |  |  |  |  | 0 | 0 | 0
[5 empty] | Total | 0 | 0 | 0
Expansion Plan - The requested service is contingent upon completion of the following upgrades. Cost is not assignable to the transmission customer.
Reservation | Upgrade Name | DUN | EOC | Earliest Start Date | Redispatch Available
90340939 | Baileyville - Smittyville 115kV Rebuild | 2021-04-01 | 2022-06-01
| Baileyville - South Seneca 115kV Rebuild | 2021-04-01 | 2022-06-01
| Marshall County - Smittyville 115kV Rebuild | 2021-04-01 | 2022-06-01
Credits may be required for the following Network Upgrades in accordance with Attachment Z2 of the SPP OATT.
Reservation | Upgrade Name | DUN | EOC | Earliest Start Date | Redispatch Available | Allocated E&C Cost | Total Revenue Requirements
90340939 | Antelope - County Line - 115kV Rebuild | 2017-05-01 | 2017-05-01 |  |  | 1595.88 | 3069.4
| Battle Creek - County Line 115kV Rebuild | 2017-05-01 | 2017-05-01 |  |  | 1522.33 | 2929.32
| COFFEYVILLE TAP - DEARING 138KV CKT 1 (WR) #2 | 2010-06-09 | 2010-06-09 |  |  | 0.83 | 8.24
| NORTHWEST - WOODWARD 345KV CKT 1 | 2010-01-01 | 2010-01-01 |  |  | 2444.53 | 30553.92
| Neosho - Riverton 161kV Line Rebuild (EMDE) | 2023-10-01 | 2023-10-01 |  |  | 13015.05 | 44648.44
| Neosho - Riverton 161kV Line Rebuild (WERE) | 2023-10-01 | 2023-10-01 |  |  | 1853.61 | 5681.48
| SUB 110 - ORONOGO JCT. - SUB 452 - RIVERTON 161KV CKT 1 | 2011-06-01 | 2011-06-01 |  |  | 299.96 | 2710.96
| Woodward EHV 138kV Phase Shifting Transformer circuit #1 | 2017-08-02 | 2017-08-02 |  |  | 911.69 | 1804.56
[5 empty] | Total | 21643.88 | 91406.32
*Note: CPOs may be calculated based on estimated upgrade cost and are subject to change.
Customer | Study Number
MCPI | AG2-2019-028
Customer | Reservation | POR | POD | Requested Amount | Requested Start Date | Requested Stop Date | Deferred Start Date Without Redispatch | Deferred Stop Date Without Redispatch | Potential Base Plan Funding Allowable | Point-to-Point Base Rate | Allocated E & C Cost | Total Revenue Requirements
MCPI | 89228716 | CSWS | ERCOTE | 50 | 2020-07-01 | 2021-09-01 | 2020-07-01 | 2021-09-01 | 0 | 3242091.3 | 0 | 0
[9 empty] | 0 | 3242091.3 | 0 | 0
Reservation | Upgrade Name | DUN | EOC | Earliest Start Date | Redispatch Available | Allocated E & C Cost | Total E & C Cost | Total Revenue Requirements
89228716 | None |  |  |  |  | 0 | 0 | 0
[5 empty] | Total | 0 | 0 | 0
Customer | Study Number
MCPI | AG2-2019-029
Customer | Reservation | POR | POD | Requested Amount | Requested Start Date | Requested Stop Date | Deferred Start Date Without Redispatch | Deferred Stop Date Without Redispatch | Potential Base Plan Funding Allowable | Point-to-Point Base Rate | Allocated E & C Cost | Total Revenue Requirements
MCPI | 89228718 | CSWS | ERCOTE | 50 | 2020-07-01 | 2021-09-01 | 2020-07-01 | 2021-09-01 | 0 | 3242091.3 | 0 | 0
[9 empty] | 0 | 3242091.3 | 0 | 0
Reservation | Upgrade Name | DUN | EOC | Earliest Start Date | Redispatch Available | Allocated E & C Cost | Total E & C Cost | Total Revenue Requirements
89228718 | None |  |  |  |  | 0 | 0 | 0
[5 empty] | Total | 0 | 0 | 0
Customer | Study Number
MCPI | AG2-2019-030
Customer | Reservation | POR | POD | Requested Amount | Requested Start Date | Requested Stop Date | Deferred Start Date Without Redispatch | Deferred Stop Date Without Redispatch | Potential Base Plan Funding Allowable | Point-to-Point Base Rate | Allocated E & C Cost | Total Revenue Requirements
MCPI | 89228719 | CSWS | ERCOTE | 50 | 2020-07-01 | 2021-09-01 | 2020-07-01 | 2021-09-01 | 0 | 3242091.3 | 0 | 0
[9 empty] | 0 | 3242091.3 | 0 | 0
Reservation | Upgrade Name | DUN | EOC | Earliest Start Date | Redispatch Available | Allocated E & C Cost | Total E & C Cost | Total Revenue Requirements
89228719 | None |  |  |  |  | 0 | 0 | 0
[5 empty] | Total | 0 | 0 | 0
Customer | Study Number
MCPI | AG2-2019-031
Customer | Reservation | POR | POD | Requested Amount | Requested Start Date | Requested Stop Date | Deferred Start Date Without Redispatch | Deferred Stop Date Without Redispatch | Potential Base Plan Funding Allowable | Point-to-Point Base Rate | Allocated E & C Cost | Total Revenue Requirements
MCPI | 89228726 | CSWS | ERCOTE | 50 | 2020-07-01 | 2021-09-01 | 2020-07-01 | 2021-09-01 | 0 | 3242091.3 | 0 | 0
[9 empty] | 0 | 3242091.3 | 0 | 0
Reservation | Upgrade Name | DUN | EOC | Earliest Start Date | Redispatch Available | Allocated E & C Cost | Total E & C Cost | Total Revenue Requirements
89228726 | None |  |  |  |  | 0 | 0 | 0
[5 empty] | Total | 0 | 0 | 0
Customer | Study Number
MCPI | AG2-2019-032
Customer | Reservation | POR | POD | Requested Amount | Requested Start Date | Requested Stop Date | Deferred Start Date Without Redispatch | Deferred Stop Date Without Redispatch | Potential Base Plan Funding Allowable | Point-to-Point Base Rate | Allocated E & C Cost | Total Revenue Requirements
MCPI | 89228720 | CSWS | ERCOTE | 50 | 2020-07-01 | 2021-09-01 | 2020-07-01 | 2021-09-01 | 0 | 3242091.3 | 0 | 0
[9 empty] | 0 | 3242091.3 | 0 | 0
Reservation | Upgrade Name | DUN | EOC | Earliest Start Date | Redispatch Available | Allocated E & C Cost | Total E & C Cost | Total Revenue Requirements
89228720 | None |  |  |  |  | 0 | 0 | 0
[5 empty] | Total | 0 | 0 | 0
Customer | Study Number
MCPI | AG2-2019-033
Customer | Reservation | POR | POD | Requested Amount | Requested Start Date | Requested Stop Date | Deferred Start Date Without Redispatch | Deferred Stop Date Without Redispatch | Potential Base Plan Funding Allowable | Point-to-Point Base Rate | Allocated E & C Cost | Total Revenue Requirements
MCPI | 89228722 | CSWS | ERCOTE | 50 | 2020-07-01 | 2021-09-01 | 2024-06-01 | 2025-08-01 | 0 | 3242091.3 | 12500000 | 25000000
[9 empty] | 0 | 3242091.3 | 12500000 | 25000000
Reservation | Upgrade Name | DUN | EOC | Earliest Start Date | Redispatch Available | Allocated E & C Cost | Total E & C Cost | Total Revenue Requirements
89228722 | ERCOT East DC Tie Upgrade | 2020-06-01 | 2024-06-01 |  |  | 12500000 | 100000000 | 25000000
[5 empty] | Total | 12500000 | 100000000 | 25000000
Customer | Study Number
MCPI | AG2-2019-034
Customer | Reservation | POR | POD | Requested Amount | Requested Start Date | Requested Stop Date | Deferred Start Date Without Redispatch | Deferred Stop Date Without Redispatch | Potential Base Plan Funding Allowable | Point-to-Point Base Rate | Allocated E & C Cost | Total Revenue Requirements
MCPI | 89228708 | CSWS | ERCOTE | 50 | 2021-07-01 | 2022-09-01 | 2022-12-01 | 2024-02-01 | 0 | 3242091.3 | 0 | 0
[9 empty] | 0 | 3242091.3 | 0 | 0
Reservation | Upgrade Name | DUN | EOC | Earliest Start Date | Redispatch Available | Allocated E & C Cost | Total E & C Cost | Total Revenue Requirements
89228708 | None |  |  |  |  | 0 | 0 | 0
[5 empty] | Total | 0 | 0 | 0
Potential reservation deferral and redispatch requirement on the following upgrades due to positive MW Impact on limitations that require upgrade. No cost assignment due to negative MW impact on defined upgrade.
Reservation | Upgrade Name | DUN | EOC | Earliest Start Date | Redispatch Available
89228708 | Valliant 130 MVAR Capacitance | 2022-04-01 | 2022-12-01 | 2022-12-01
Customer | Study Number
MCPI | AG2-2019-035
Customer | Reservation | POR | POD | Requested Amount | Requested Start Date | Requested Stop Date | Deferred Start Date Without Redispatch | Deferred Stop Date Without Redispatch | Potential Base Plan Funding Allowable | Point-to-Point Base Rate | Allocated E & C Cost | Total Revenue Requirements
MCPI | 89228709 | CSWS | ERCOTE | 50 | 2021-07-01 | 2022-09-01 | 2022-12-01 | 2024-02-01 | 0 | 3242091.3 | 0 | 0
[9 empty] | 0 | 3242091.3 | 0 | 0
Reservation | Upgrade Name | DUN | EOC | Earliest Start Date | Redispatch Available | Allocated E & C Cost | Total E & C Cost | Total Revenue Requirements
89228709 | None |  |  |  |  | 0 | 0 | 0
[5 empty] | Total | 0 | 0 | 0
Potential reservation deferral and redispatch requirement on the following upgrades due to positive MW Impact on limitations that require upgrade. No cost assignment due to negative MW impact on defined upgrade.
Reservation | Upgrade Name | DUN | EOC | Earliest Start Date | Redispatch Available
89228709 | Valliant 130 MVAR Capacitance | 2022-04-01 | 2022-12-01 | 2022-12-01
Customer | Study Number
MCPI | AG2-2019-036
Customer | Reservation | POR | POD | Requested Amount | Requested Start Date | Requested Stop Date | Deferred Start Date Without Redispatch | Deferred Stop Date Without Redispatch | Potential Base Plan Funding Allowable | Point-to-Point Base Rate | Allocated E & C Cost | Total Revenue Requirements
MCPI | 90347927 | WAUE | MCWEST.NWMT | 20 | 2021-07-01 | 2026-07-01 | 2024-12-01 | 2029-12-01 | 0 | 7721208 | 43636363.6364 | 87272727.2727
[9 empty] | 0 | 7721208 | 43636363.6364 | 87272727.2727
Reservation | Upgrade Name | DUN | EOC | Earliest Start Date | Redispatch Available | Allocated E & C Cost | Total E & C Cost | Total Revenue Requirements
90347927 | Miles City DC Tie Upgrade | 2021-06-01 | 2024-12-01 |  |  | 43636363.6364 | 120000000 | 87272727.2727
[5 empty] | Total | 43636363.6364 | 120000000 | 87272727.2727
Customer | Study Number
MCPI | AG2-2019-037
Customer | Reservation | POR | POD | Requested Amount | Requested Start Date | Requested Stop Date | Deferred Start Date Without Redispatch | Deferred Stop Date Without Redispatch | Potential Base Plan Funding Allowable | Point-to-Point Base Rate | Allocated E & C Cost | Total Revenue Requirements
MCPI | 90347930 | WAUE | MCWEST.NWMT | 25 | 2021-07-01 | 2026-07-01 | 2024-12-01 | 2029-12-01 | 0 | 9651510 | 54545454.5455 | 109090909.0909
[9 empty] | 0 | 9651510 | 54545454.5455 | 109090909.0909
Reservation | Upgrade Name | DUN | EOC | Earliest Start Date | Redispatch Available | Allocated E & C Cost | Total E & C Cost | Total Revenue Requirements
90347930 | Miles City DC Tie Upgrade | 2021-06-01 | 2024-12-01 |  |  | 54545454.5455 | 120000000 | 109090909.0909
[5 empty] | Total | 54545454.5455 | 120000000 | 109090909.0909
Customer | Study Number
MCPI | AG2-2019-038
Customer | Reservation | POR | POD | Requested Amount | Requested Start Date | Requested Stop Date | Deferred Start Date Without Redispatch | Deferred Stop Date Without Redispatch | Potential Base Plan Funding Allowable | Point-to-Point Base Rate | Allocated E & C Cost | Total Revenue Requirements
MCPI | 90347932 | WAUE | MCWEST.NWMT | 5 | 2021-07-01 | 2026-07-01 | 2024-12-01 | 2029-12-01 | 0 | 1930302 | 10909090.9091 | 21818181.8182
[9 empty] | 0 | 1930302 | 10909090.9091 | 21818181.8182
Reservation | Upgrade Name | DUN | EOC | Earliest Start Date | Redispatch Available | Allocated E & C Cost | Total E & C Cost | Total Revenue Requirements
90347932 | Miles City DC Tie Upgrade | 2021-06-01 | 2024-12-01 |  |  | 10909090.9091 | 120000000 | 21818181.8182
[5 empty] | Total | 10909090.9091 | 120000000 | 21818181.8182
Customer | Study Number
MCPI | AG2-2019-039
Customer | Reservation | POR | POD | Requested Amount | Requested Start Date | Requested Stop Date | Deferred Start Date Without Redispatch | Deferred Stop Date Without Redispatch | Potential Base Plan Funding Allowable | Point-to-Point Base Rate | Allocated E & C Cost | Total Revenue Requirements
MCPI | 90347934 | WAUE | MCWEST.NWMT | 5 | 2021-07-01 | 2026-07-01 | 2024-12-01 | 2029-12-01 | 0 | 1930302 | 10909090.9091 | 21818181.8182
[9 empty] | 0 | 1930302 | 10909090.9091 | 21818181.8182
Reservation | Upgrade Name | DUN | EOC | Earliest Start Date | Redispatch Available | Allocated E & C Cost | Total E & C Cost | Total Revenue Requirements
90347934 | Miles City DC Tie Upgrade | 2021-06-01 | 2024-12-01 |  |  | 10909090.9091 | 120000000 | 21818181.8182
[5 empty] | Total | 10909090.9091 | 120000000 | 21818181.8182
Customer | Study Number
NIXA | AG2-2019-040
Customer | Reservation | POR | POD | Requested Amount | Requested Start Date | Requested Stop Date | Deferred Start Date Without Redispatch | Deferred Stop Date Without Redispatch | Potential Base Plan Funding Allowable | Point-to-Point Base Rate | Allocated E & C Cost | Total Revenue Requirements
NIXA | 90347516 | MPS | SPA | 30 | 2020-06-01 | 2030-06-01 | 2021-12-31 | 2031-12-31 | 1873611.08 | 0 | 1873611.08 | 4353946.2
[9 empty] | 1873611.08 | 0 | 1873611.08 | 4353946.2
Reservation | Upgrade Name | DUN | EOC | Earliest Start Date | Redispatch Available | Allocated E & C Cost | Total E & C Cost | Total Revenue Requirements
90347516 | Greenwood 161 kV Terminal Equipment Upgrade | 2020-06-01 | 2021-12-31 |  |  | 1406526 | 1500000 | 3436212.6
[5 empty] | Total | 1406526 | 1500000 | 3436212.6
Credits may be required for the following Network Upgrades in accordance with Attachment Z2 of the SPP OATT.
Reservation | Upgrade Name | DUN | EOC | Earliest Start Date | Redispatch Available | Allocated E&C Cost | Total Revenue Requirements
90347516 | Neosho - Riverton 161kV Line Rebuild (EMDE) | 2023-10-01 | 2023-10-01 |  |  | 408855.72 | 814124.4
| Neosho - Riverton 161kV Line Rebuild (WERE) | 2023-10-01 | 2023-10-01 |  |  | 58229.36 | 103609.2
[5 empty] | Total | 467085.08 | 917733.6
*Note: CPOs may be calculated based on estimated upgrade cost and are subject to change.
Customer | Study Number
NIXA | AG2-2019-041
Customer | Reservation | POR | POD | Requested Amount | Requested Start Date | Requested Stop Date | Deferred Start Date Without Redispatch | Deferred Stop Date Without Redispatch | Potential Base Plan Funding Allowable | Point-to-Point Base Rate | Allocated E & C Cost | Total Revenue Requirements
NIXA | 90347538 | GRDA | SPA | 15 | 2020-06-01 | 2026-06-01 | 2022-12-01 | 2028-12-01 | 10980.0195 | 0 | 10980.0195 | 28092.8464
[9 empty] | 10980.0195 | 0 | 10980.0195 | 28092.8464
Reservation | Upgrade Name | DUN | EOC | Earliest Start Date | Redispatch Available | Allocated E & C Cost | Total E & C Cost | Total Revenue Requirements
90347538 | Valliant 130 MVAR Capacitance | 2022-04-01 | 2022-12-01 |  |  | 10290.6395 | 7500000 | 24712.4464
[5 empty] | Total | 10290.6395 | 7500000 | 24712.4464
Credits may be required for the following Network Upgrades in accordance with Attachment Z2 of the SPP OATT.
Reservation | Upgrade Name | DUN | EOC | Earliest Start Date | Redispatch Available | Allocated E&C Cost | Total Revenue Requirements
90347538 | SUB 110 - ORONOGO JCT. - SUB 452 - RIVERTON 161KV CKT 1 | 2011-06-01 | 2011-06-01 |  |  | 689.38 | 3380.4
[5 empty] | Total | 689.38 | 3380.4
*Note: CPOs may be calculated based on estimated upgrade cost and are subject to change.
Customer | Study Number
NIXA | AG2-2019-042
Customer | Reservation | POR | POD | Requested Amount | Requested Start Date | Requested Stop Date | Deferred Start Date Without Redispatch | Deferred Stop Date Without Redispatch | Potential Base Plan Funding Allowable | Point-to-Point Base Rate | Allocated E & C Cost | Total Revenue Requirements
NIXA | 90347588 | CSWS | SPA | 10 | 2020-06-01 | 2030-06-01 | 2022-12-01 | 2032-12-01 | 516956.844 | 0 | 559635.8306 | 979313.4751
[9 empty] | 516956.844 | 0 | 559635.8306 | 979313.4751
Reservation | Upgrade Name | DUN | EOC | Earliest Start Date | Redispatch Available | Base Plan Funding for Wind | Directly Assigned for Wind | Allocated E & C Cost | Total E & C Cost | Total Revenue Requirements
90347588 | LaCygne 345 kV Terminal Equipment Upgrades | 2025-04-01 | 2025-04-01 |  |  | 2485.1692 | 0 | 2485.1692 | 800000 | 4945.562
| Valliant 130 MVAR Capacitance | 2022-04-01 | 2022-12-01 |  |  | 24681.6214 | 0 | 24681.6214 | 7500000 | 68532.3131
[5 empty] | Total | 27166.7906 | 0 | 27166.7906 | 8300000 | 73477.8751
Credits may be required for the following Network Upgrades in accordance with Attachment Z2 of the SPP OATT.
Reservation | Upgrade Name | DUN | EOC | Earliest Start Date | Redispatch Available | Base Plan Funding for Wind | Directly Assigned for Wind | Allocated E&C Cost | Total Revenue Requirements
90347588 | HUGO - VALLIANT 345KV CKT 1 | 2012-07-01 | 2012-07-01 |  |  | 7220.82 | 0 | 7220.82 | 44461.2
| NORTHWEST - WOODWARD 345KV CKT 1 | 2010-01-01 | 2010-01-01 |  |  | 403.12 | 198.55 | 601.68 | 4471.2
| Neosho - Riverton 161kV Line Rebuild (EMDE) | 2023-10-01 | 2023-10-01 |  |  | 74128.2667 | 37064.1333 | 111192.4 | 236665.2
| Neosho - Riverton 161kV Line Rebuild (WERE) | 2023-10-01 | 2023-10-01 |  |  | 10557.3667 | 5278.6833 | 15836.05 | 30118.8
| SUB 110 - ORONOGO JCT. - SUB 452 - RIVERTON 161KV CKT 1 | 2011-06-01 | 2011-06-01 |  |  | 275.22 | 137.61 | 412.83 | 2310
| Sunnyside Relays for Grady Interconnection | 2016-11-23 | 2016-11-23 |  |  | 676.05 | 0 | 676.05 | 991.2
| Terry Road 345kV Station (NU) | 2016-11-16 | 2016-11-16 |  |  | 395109.62 | 0 | 395109.62 | 579282
| Valliant 345 kV (AEP) | 2012-04-17 | 2012-04-17 |  |  | 1419.59 | 0 | 1419.59 | 7536
[5 empty] | Total | 489790.0533 | 42678.9767 | 532469.04 | 905835.6
*Note: CPOs may be calculated based on estimated upgrade cost and are subject to change.
Customer | Study Number
NIXA | AG2-2019-043
Customer | Reservation | POR | POD | Requested Amount | Requested Start Date | Requested Stop Date | Deferred Start Date Without Redispatch | Deferred Stop Date Without Redispatch | Potential Base Plan Funding Allowable | Point-to-Point Base Rate | Allocated E & C Cost | Total Revenue Requirements
NIXA | 90349244 | SPA | SPA | 5 | 2020-06-01 | 2030-06-01 | 2020-06-01 | 2030-06-01 | 0 | 0 | 0 | 0
[9 empty] | 0 | 0 | 0 | 0
Reservation | Upgrade Name | DUN | EOC | Earliest Start Date | Redispatch Available | Allocated E & C Cost | Total E & C Cost | Total Revenue Requirements
90349244 | None |  |  |  |  | 0 | 0 | 0
[5 empty] | Total | 0 | 0 | 0
Customer | Study Number
PEC | AG2-2019-044
Customer | Reservation | POR | POD | Requested Amount | Requested Start Date | Requested Stop Date | Deferred Start Date Without Redispatch | Deferred Stop Date Without Redispatch | Potential Base Plan Funding Allowable | Point-to-Point Base Rate | Allocated E & C Cost | Total Revenue Requirements
PEC | 90307276 | GRDA | WFEC | 25 | 2020-06-01 | 2026-06-01 | 2020-06-01 | 2026-06-01 | 253035.03 | 0 | 253035.03 | 515527.2
[9 empty] | 253035.03 | 0 | 253035.03 | 515527.2
Reservation | Upgrade Name | DUN | EOC | Earliest Start Date | Redispatch Available | Allocated E & C Cost | Total E & C Cost | Total Revenue Requirements
90307276 | Tupelo - Stonewall 138 kV Rebuild and Terminal Equipment Upgrades | 2022-04-01 | 2022-06-01 |  |  | 182505 | 700000 | 266054.4
[5 empty] | Total | 182505 | 700000 | 266054.4
Credits may be required for the following Network Upgrades in accordance with Attachment Z2 of the SPP OATT.
Reservation | Upgrade Name | DUN | EOC | Earliest Start Date | Redispatch Available | Allocated E&C Cost | Total Revenue Requirements
90307276 | BROWN - EXPLORER TAP 138KV CKT 1 | 2008-06-01 | 2008-06-01 |  |  | 198.21 | 1418.4
| Kingfisher Co Tap - Mathewson 345kV CKT 1 | 2018-03-01 | 2018-03-01 |  |  | 16360.68 | 20479.68
| HUGO - VALLIANT 345KV CKT 1 | 2012-07-01 | 2012-07-01 |  |  | 18822.31 | 80369.28
| HUGO 345/138KV TRANSFORMER CKT 1 | 2012-07-01 | 2012-07-01 |  |  | 31492.15 | 133511.04
| Valliant 345 kV (AEP) | 2012-04-17 | 2012-04-17 |  |  | 3656.68 | 13694.4
[5 empty] | Total | 70530.03 | 249472.8
*Note: CPOs may be calculated based on estimated upgrade cost and are subject to change.
Customer | Study Number
SCRI | AG2-2019-045
Customer | Reservation | POR | POD | Requested Amount | Requested Start Date | Requested Stop Date | Deferred Start Date Without Redispatch | Deferred Stop Date Without Redispatch | Potential Base Plan Funding Allowable | Point-to-Point Base Rate | Allocated E & C Cost | Total Revenue Requirements
SCRI | 90132129 | NPPD | NPPD | 2 | 2020-06-01 | 2022-01-01 | 2020-06-01 | 2022-01-01 | 0 | 0 | 0 | 0
[9 empty] | 0 | 0 | 0 | 0
Reservation | Upgrade Name | DUN | EOC | Earliest Start Date | Redispatch Available | Allocated E & C Cost | Total E & C Cost | Total Revenue Requirements
90132129 | None |  |  |  |  | 0 | 0 | 0
[5 empty] | Total | 0 | 0 | 0
Customer | Study Number
SCRI | AG2-2019-046
Customer | Reservation | POR | POD | Requested Amount | Requested Start Date | Requested Stop Date | Deferred Start Date Without Redispatch | Deferred Stop Date Without Redispatch | Potential Base Plan Funding Allowable | Point-to-Point Base Rate | Allocated E & C Cost | Total Revenue Requirements
SCRI | 90181289 | NPPD | NPPD | 4 | 2020-06-01 | 2025-06-01 | 2020-06-01 | 2025-06-01 | 2895.9 | 0 | 2895.9 | 15752.4
[9 empty] | 2895.9 | 0 | 2895.9 | 15752.4
Reservation | Upgrade Name | DUN | EOC | Earliest Start Date | Redispatch Available | Allocated E & C Cost | Total E & C Cost | Total Revenue Requirements
90181289 | None |  |  |  |  | 0 | 0 | 0
[5 empty] | Total | 0 | 0 | 0
Credits may be required for the following Network Upgrades in accordance with Attachment Z2 of the SPP OATT.
Reservation | Upgrade Name | DUN | EOC | Earliest Start Date | Redispatch Available | Allocated E&C Cost | Total Revenue Requirements
90181289 | CLIFTON - GREENLEAF 115KV CKT 1 | 2011-06-01 | 2011-06-01 |  |  | 2663.7 | 14489.4
| GREENLEAF - KNOB HILL 115KV CKT 1 (MKEC) | 2013-06-01 | 2013-06-01 |  |  | 232.2 | 1263
[5 empty] | Total | 2895.9 | 15752.4
*Note: CPOs may be calculated based on estimated upgrade cost and are subject to change.
Customer | Study Number
TEA | AG2-2019-047
Customer | Reservation | POR | POD | Requested Amount | Requested Start Date | Requested Stop Date | Deferred Start Date Without Redispatch | Deferred Stop Date Without Redispatch | Potential Base Plan Funding Allowable | Point-to-Point Base Rate | Allocated E & C Cost | Total Revenue Requirements
TEA | 89228714 | CSWS | ERCOTE | 50 | 2020-07-01 | 2021-09-01 | 2020-07-01 | 2021-09-01 | 0 | 3242091.3 | 0 | 0
[9 empty] | 0 | 3242091.3 | 0 | 0
Reservation | Upgrade Name | DUN | EOC | Earliest Start Date | Redispatch Available | Allocated E & C Cost | Total E & C Cost | Total Revenue Requirements
89228714 | None |  |  |  |  | 0 | 0 | 0
[5 empty] | Total | 0 | 0 | 0
Customer | Study Number
TEA | AG2-2019-048
Customer | Reservation | POR | POD | Requested Amount | Requested Start Date | Requested Stop Date | Deferred Start Date Without Redispatch | Deferred Stop Date Without Redispatch | Potential Base Plan Funding Allowable | Point-to-Point Base Rate | Allocated E & C Cost | Total Revenue Requirements
TEA | 89228729 | CSWS | ERCOTE | 50 | 2021-07-01 | 2022-09-01 | 2024-06-01 | 2025-08-01 | 0 | 3242091.3 | 12500000 | 25000000
[9 empty] | 0 | 3242091.3 | 12500000 | 25000000
Reservation | Upgrade Name | DUN | EOC | Earliest Start Date | Redispatch Available | Allocated E & C Cost | Total E & C Cost | Total Revenue Requirements
89228729 | ERCOT East DC Tie Upgrade | 2020-06-01 | 2024-06-01 |  |  | 12500000 | 100000000 | 25000000
[5 empty] | Total | 12500000 | 100000000 | 25000000
Potential reservation deferral and redispatch requirement on the following upgrades due to positive MW Impact on limitations that require upgrade. No cost assignment due to negative MW impact on defined upgrade.
Reservation | Upgrade Name | DUN | EOC | Earliest Start Date | Redispatch Available
89228729 | Valliant 130 MVAR Capacitance | 2022-04-01 | 2022-12-01 | 2022-12-01
Customer | Study Number
TEA | AG2-2019-049
Customer | Reservation | POR | POD | Requested Amount | Requested Start Date | Requested Stop Date | Deferred Start Date Without Redispatch | Deferred Stop Date Without Redispatch | Potential Base Plan Funding Allowable | Point-to-Point Base Rate | Allocated E & C Cost | Total Revenue Requirements
TEA | 89985566 | WAUE | MCWEST.NWMT | 25 | 2021-08-01 | 2026-08-01 | 2021-08-01 | 2026-08-01 | 0 | 9651510 | 0 | 0
[9 empty] | 0 | 9651510 | 0 | 0
Reservation | Upgrade Name | DUN | EOC | Earliest Start Date | Redispatch Available | Allocated E & C Cost | Total E & C Cost | Total Revenue Requirements
89985566 | None |  |  |  |  | 0 | 0 | 0
[5 empty] | Total | 0 | 0 | 0
Customer | Study Number
TEA | AG2-2019-050
Customer | Reservation | POR | POD | Requested Amount | Requested Start Date | Requested Stop Date | Deferred Start Date Without Redispatch | Deferred Stop Date Without Redispatch | Potential Base Plan Funding Allowable | Point-to-Point Base Rate | Allocated E & C Cost | Total Revenue Requirements
TEA | 89985604 | WAUE | MCWEST.YTP | 25 | 2021-08-01 | 2026-08-01 | 2021-08-01 | 2026-08-01 | 0 | 9651510 | 0 | 0
[9 empty] | 0 | 9651510 | 0 | 0
Reservation | Upgrade Name | DUN | EOC | Earliest Start Date | Redispatch Available | Allocated E & C Cost | Total E & C Cost | Total Revenue Requirements
89985604 | None |  |  |  |  | 0 | 0 | 0
[5 empty] | Total | 0 | 0 | 0
Customer | Study Number
TNSK | AG2-2019-051
Customer | Reservation | POR | POD | Requested Amount | Requested Start Date | Requested Stop Date | Deferred Start Date Without Redispatch | Deferred Stop Date Without Redispatch | Potential Base Plan Funding Allowable | Point-to-Point Base Rate | Allocated E & C Cost | Total Revenue Requirements
TNSK | 89899442 | CSWS | ERCOTE | 50 | 2020-06-01 | 2021-06-01 | 2024-06-01 | 2025-06-01 | 0 | 2778935.4 | 12500000 | 25000000
[9 empty] | 0 | 2778935.4 | 12500000 | 25000000
Reservation | Upgrade Name | DUN | EOC | Earliest Start Date | Redispatch Available | Allocated E & C Cost | Total E & C Cost | Total Revenue Requirements
89899442 | ERCOT East DC Tie Upgrade | 2020-06-01 | 2024-06-01 |  |  | 12500000 | 100000000 | 25000000
[5 empty] | Total | 12500000 | 100000000 | 25000000
Customer | Study Number
TNSK | AG2-2019-052
Customer | Reservation | POR | POD | Requested Amount | Requested Start Date | Requested Stop Date | Deferred Start Date Without Redispatch | Deferred Stop Date Without Redispatch | Potential Base Plan Funding Allowable | Point-to-Point Base Rate | Allocated E & C Cost | Total Revenue Requirements
TNSK | 89899444 | CSWS | ERCOTE | 50 | 2020-06-01 | 2021-07-01 | 2024-06-01 | 2025-07-01 | 0 | 3010513.35 | 12500000 | 25000000
[9 empty] | 0 | 3010513.35 | 12500000 | 25000000
Reservation | Upgrade Name | DUN | EOC | Earliest Start Date | Redispatch Available | Allocated E & C Cost | Total E & C Cost | Total Revenue Requirements
89899444 | ERCOT East DC Tie Upgrade | 2020-06-01 | 2024-06-01 |  |  | 12500000 | 100000000 | 25000000
[5 empty] | Total | 12500000 | 100000000 | 25000000
Customer | Study Number
TNSK | AG2-2019-053
Customer | Reservation | POR | POD | Requested Amount | Requested Start Date | Requested Stop Date | Deferred Start Date Without Redispatch | Deferred Stop Date Without Redispatch | Potential Base Plan Funding Allowable | Point-to-Point Base Rate | Allocated E & C Cost | Total Revenue Requirements
TNSK | 89899446 | CSWS | ERCOTE | 50 | 2020-06-01 | 2021-07-01 | 2024-06-01 | 2025-07-01 | 0 | 3010513.35 | 12500000 | 25000000
[9 empty] | 0 | 3010513.35 | 12500000 | 25000000
Reservation | Upgrade Name | DUN | EOC | Earliest Start Date | Redispatch Available | Allocated E & C Cost | Total E & C Cost | Total Revenue Requirements
89899446 | ERCOT East DC Tie Upgrade | 2020-06-01 | 2024-06-01 |  |  | 12500000 | 100000000 | 25000000
[5 empty] | Total | 12500000 | 100000000 | 25000000
Customer | Study Number
TNSK | AG2-2019-054
Customer | Reservation | POR | POD | Requested Amount | Requested Start Date | Requested Stop Date | Deferred Start Date Without Redispatch | Deferred Stop Date Without Redispatch | Potential Base Plan Funding Allowable | Point-to-Point Base Rate | Allocated E & C Cost | Total Revenue Requirements
TNSK | 89899455 | CSWS | ERCOTE | 50 | 2020-06-01 | 2021-06-01 | 2024-06-01 | 2025-06-01 | 0 | 2778935.4 | 12500000 | 25000000
[9 empty] | 0 | 2778935.4 | 12500000 | 25000000
Reservation | Upgrade Name | DUN | EOC | Earliest Start Date | Redispatch Available | Allocated E & C Cost | Total E & C Cost | Total Revenue Requirements
89899455 | ERCOT East DC Tie Upgrade | 2020-06-01 | 2024-06-01 |  |  | 12500000 | 100000000 | 25000000
[5 empty] | Total | 12500000 | 100000000 | 25000000
Customer | Study Number
TNSK | AG2-2019-055
Customer | Reservation | POR | POD | Requested Amount | Requested Start Date | Requested Stop Date | Deferred Start Date Without Redispatch | Deferred Stop Date Without Redispatch | Potential Base Plan Funding Allowable | Point-to-Point Base Rate | Allocated E & C Cost | Total Revenue Requirements
TNSK | 89899466 | CSWS | ERCOTE | 50 | 2021-06-01 | 2022-06-01 | 2024-06-01 | 2025-06-01 | 0 | 2778935.4 | 12500000 | 25000000
[9 empty] | 0 | 2778935.4 | 12500000 | 25000000
Reservation | Upgrade Name | DUN | EOC | Earliest Start Date | Redispatch Available | Allocated E & C Cost | Total E & C Cost | Total Revenue Requirements
89899466 | ERCOT East DC Tie Upgrade | 2020-06-01 | 2024-06-01 |  |  | 12500000 | 100000000 | 25000000
[5 empty] | Total | 12500000 | 100000000 | 25000000
Potential reservation deferral and redispatch requirement on the following upgrades due to positive MW Impact on limitations that require upgrade. No cost assignment due to negative MW impact on defined upgrade.
Reservation | Upgrade Name | DUN | EOC | Earliest Start Date | Redispatch Available
89899466 | Valliant 130 MVAR Capacitance | 2022-04-01 | 2022-12-01 | 2022-12-01
Customer | Study Number
TNSK | AG2-2019-056
Customer | Reservation | POR | POD | Requested Amount | Requested Start Date | Requested Stop Date | Deferred Start Date Without Redispatch | Deferred Stop Date Without Redispatch | Potential Base Plan Funding Allowable | Point-to-Point Base Rate | Allocated E & C Cost | Total Revenue Requirements
TNSK | 89899477 | CSWS | ERCOTE | 50 | 2021-06-01 | 2022-06-01 | 2024-06-01 | 2025-06-01 | 0 | 2778935.4 | 12500000 | 25000000
[9 empty] | 0 | 2778935.4 | 12500000 | 25000000
Reservation | Upgrade Name | DUN | EOC | Earliest Start Date | Redispatch Available | Allocated E & C Cost | Total E & C Cost | Total Revenue Requirements
89899477 | ERCOT East DC Tie Upgrade | 2020-06-01 | 2024-06-01 |  |  | 12500000 | 100000000 | 25000000
[5 empty] | Total | 12500000 | 100000000 | 25000000
Potential reservation deferral and redispatch requirement on the following upgrades due to positive MW Impact on limitations that require upgrade. No cost assignment due to negative MW impact on defined upgrade.
Reservation | Upgrade Name | DUN | EOC | Earliest Start Date | Redispatch Available
89899477 | Valliant 130 MVAR Capacitance | 2022-04-01 | 2022-12-01 | 2022-12-01
Customer | Study Number
TNSK | AG2-2019-057
Customer | Reservation | POR | POD | Requested Amount | Requested Start Date | Requested Stop Date | Deferred Start Date Without Redispatch | Deferred Stop Date Without Redispatch | Potential Base Plan Funding Allowable | Point-to-Point Base Rate | Allocated E & C Cost | Total Revenue Requirements
TNSK | 89244274 | CSWS | ERCOTE | 50 | 2022-07-01 | 2023-09-01 | 2022-07-01 | 2023-09-01 | 0 | 3242091.3 | 0 | 0
[9 empty] | 0 | 3242091.3 | 0 | 0
Reservation | Upgrade Name | DUN | EOC | Earliest Start Date | Redispatch Available | Allocated E & C Cost | Total E & C Cost | Total Revenue Requirements
89244274 | None |  |  |  |  | 0 | 0 | 0
[5 empty] | Total | 0 | 0 | 0
Customer | Study Number
WRGS | AG2-2019-058
Customer | Reservation | POR | POD | Requested Amount | Requested Start Date | Requested Stop Date | Deferred Start Date Without Redispatch | Deferred Stop Date Without Redispatch | Potential Base Plan Funding Allowable | Point-to-Point Base Rate | Allocated E & C Cost | Total Revenue Requirements
WRGS | 90349879 | WR | WR | 128 | 2020-12-01 | 2032-01-01 | 2020-12-01 | 2032-01-01 | 58412.3 | 0 | 3215864.058 | 5445815.9179
[9 empty] | 58412.3 | 0 | 3215864.058 | 5445815.9179
Reservation | Upgrade Name | DUN | EOC | Earliest Start Date | Redispatch Available | Base Plan Funding for Wind | Directly Assigned for Wind | Allocated E & C Cost | Total E & C Cost | Total Revenue Requirements
90349879 | LaCygne 345 kV Terminal Equipment Upgrades | 2025-04-01 | 2025-04-01 |  |  | 0 | 47176.438 | 47176.438 | 800000 | 96998.8079
[5 empty] | Total | 0 | 47176.438 | 47176.438 | 800000 | 96998.8079
Credits may be required for the following Network Upgrades in accordance with Attachment Z2 of the SPP OATT.
Reservation | Upgrade Name | DUN | EOC | Earliest Start Date | Redispatch Available | Base Plan Funding for Wind | Directly Assigned for Wind | Allocated E&C Cost | Total Revenue Requirements
90349879 | FLATRDG3 - MEDICINE LODGE 138KV CKT 1 | 2009-12-01 | 2013-06-01 |  |  | 0 | 23889.62 | 23889.62 | 162232.07
| Kingfisher Co Tap - Mathewson 345kV CKT 1 | 2018-03-01 | 2018-03-01 |  |  | 0 | 88653.26 | 88653.26 | 125389.74
| LACYGNE - WEST GARDNER 345KV CKT 1 | 2006-06-01 | 2006-06-01 |  |  | 0 | 19179.41 | 19179.41 | 202304.97
| NORTHWEST - WOODWARD 345KV CKT 1 | 2010-01-01 | 2010-01-01 |  |  | 0 | 9891.1 | 9891.1 | 64465.1
| MEDICINE LODGE 138/115KV TRANSFORMER CKT 1 | 2009-12-01 | 2009-12-01 |  |  | 0 | 7607.78 | 7607.78 | 57362.9
| Rice - Lyons 115 kV Ckt 1 | 2013-04-01 | 2013-04-01 |  |  | 0 | 231166.34 | 231166.34 | 354023.39
| Rice County 230/115 kV transformer Ckt 1 | 2012-10-01 | 2012-10-01 |  |  | 0 | 129208.82 | 129208.82 | 201107.97
| Wheatland 115 kV #2 | 2012-12-31 | 2012-12-31 |  |  | 58412.3 | 0 | 58412.3 | 90183.31
| Viola 345kV Substation | 2012-06-01 | 2012-06-01 |  |  | 0 | 2600678.99 | 2600678.99 | 4091747.66
[5 empty] | Total | 58412.3 | 3110275.32 | 3168687.62 | 5348817.11
*Note: CPOs may be calculated based on estimated upgrade cost and are subject to change.
Customer | Study Number
WRGS | AG2-2019-059
Customer | Reservation | POR | POD | Requested Amount | Requested Start Date | Requested Stop Date | Deferred Start Date Without Redispatch | Deferred Stop Date Without Redispatch | Potential Base Plan Funding Allowable | Point-to-Point Base Rate | Allocated E & C Cost | Total Revenue Requirements
WRGS | 90306741 | WR | WR | 125 | 2020-06-01 | 2025-06-01 | 2020-06-01 | 2025-06-01 | 57500.52 | 0 | 16522950.4599 | 20696530.1377
[9 empty] | 57500.52 | 0 | 16522950.4599 | 20696530.1377
Reservation | Upgrade Name | DUN | EOC | Earliest Start Date | Redispatch Available | Base Plan Funding for Wind | Directly Assigned for Wind | Allocated E & C Cost | Total E & C Cost | Total Revenue Requirements
90306741 | LaCygne 345 kV Terminal Equipment Upgrades | 2025-04-01 | 2025-04-01 |  |  | 0 | 57914.4699 | 57914.4699 | 800000 | 81054.5377
[5 empty] | Total | 0 | 57914.4699 | 57914.4699 | 800000 | 81054.5377
Credits may be required for the following Network Upgrades in accordance with Attachment Z2 of the SPP OATT.
Reservation | Upgrade Name | DUN | EOC | Earliest Start Date | Redispatch Available | Base Plan Funding for Wind | Directly Assigned for Wind | Allocated E&C Cost | Total Revenue Requirements
90306741 | LACYGNE - WEST GARDNER 345KV CKT 1 | 2006-06-01 | 2006-06-01 |  |  | 0 | 24811.07 | 24811.07 | 197717.4
| Rice - Lyons 115 kV Ckt 1 | 2013-04-01 | 2013-04-01 |  |  | 0 | 188758.72 | 188758.72 | 258868.8
| Tap Wichita - Thistle 345 kV Ckt 1 & 2 - Pratt Addition (NU) | 2016-12-31 | 2016-12-31 |  |  | 3799.31 | 0 | 3799.31 | 4711.2
| Tap Wichita - Thistle 345 kV Ckt 1 & 2 - Pratt Co Addition (NU) | 2016-10-16 | 2016-10-16 |  |  | 0 | 16193965.68 | 16193965.68 | 20079932.4
| Wheatland 115 kV #2 | 2012-12-31 | 2012-12-31 |  |  | 53701.21 | 0 | 53701.21 | 74245.8
[5 empty] | Total | 57500.52 | 16407535.47 | 16465035.99 | 20615475.6
*Note: CPOs may be calculated based on estimated upgrade cost and are subject to change.

## Table4
Transmission Owner | Upgrade | Solution | Earliest Date Upgrade Required (DUN) | Estimated Date of Upgrade Completion (EOC) | Estimated Engineering & Construction Cost
AEPW | Locust Grove - Kerr 115 kV Rebuild | Rebuild 115 kV line from Locust Grove - Kerr | 2022-06-01 | 2022-12-01 | 3000000
AEPW | Shidler - Webb Tap 138 kV Rebuild | Rebuild 3 miles of 138 kV line from Shidler - Webb Tap | 2022-04-01 | 2022-12-01 | 5000000
AEPW | Valliant 130 MVAR Capacitance | Add new 130 MVAR cap bank at Valliant 345kV | 2022-04-01 | 2022-12-01 | 7500000
AEPW | ERCOT East DC Tie Upgrade | Add additional 250 MW of capacity at Welsh 345kV DC Tie | 2020-06-01 | 2024-06-01 | 100000000
OKGE | Cleo Corner 138 kV Terminal Upgrades | Upgrade terminal equipment at Cleo Corner 138 kV substation in order to convert Cleo Corner - Cleo SW 69 kV line to 138 kV. Includes a breaker, terminal, and reconfiguration of lines. The line is designed at 138 kV but has been operated at 69 kV, with a 138/69 kV transformer at Cleo Corner. | 2020-12-01 | 2021-06-01 | 1500000
OKGE | New Cimarron South 345 kV Substation and 345/138 kV transformer | Build new Cimarron South 345 kV substation located 2 miles south of existing Cimarron 345 kV substation. Reroute two 345 kV lines and four 138 kV lines coming south out of the existing substation into and out of the new substation. Install new 345/138 kV transformer at substation. | 2021-12-01 | 2026-06-01 | 30120110
WERE | Greenwood 161 kV Terminal Equipment Upgrade | Replace 2 breakers and relay upgrades at Greenwood 161 kV substation | 2020-06-01 | 2021-12-31 | 1500000
WERE | Kelly - Goff 115 kV Rebuild | Tear down and rebuild the 9.6 mile Kelly-Kinghill 115 kV line using single 1192.5 kcmil ACSR conductor. | 2024-06-01 | 2024-06-01 | 7763570
WERE | LaCygne 345 kV Terminal Equipment Upgrades | Replace 2 switches, 1 breaker, and 2 breaker panels at LaCygne 345 kV substation | 2025-04-01 | 2025-04-01 | 800000
WAPA | Miles City DC Tie Upgrade | Upgrade Miles City DC Tie to achieve additional 45 MW of East to West capacity | 2021-06-01 | 2024-12-01 | 120000000
WFEC | Cleo SW - Fairview 69 kV Rebuild | Upgrade structures and 211ACSR span across Cimarron River between Fairview and Ringwood Jct 69 kV. Extend Fairview - Ringwood Jct 69 kV line by 1.7 miles to go from Fairview - Cleo SW 69 kV, bypassing the Ringwood Jct 69 kV substation. | 2021-06-01 | 2023-06-01 | 1450000
WFEC | Cleo SW 138/69 kV transformer | Add new 138/69 kV transformer at Cleo SW to connect 138 kV segment from Cleo Corner with 69 kV segments to Fairview, Eagle Chief, and Nash/Wakita. | 2020-12-01 | 2023-06-01 | 2000000
WFEC | Eagle Chief 69 kV Terminal Upgrades | Modify breaker at Eagle Chief 69 kV substation to increase Eagle Chief - Cleo SW 69 kV Emergency Rating to 68 MVA. Line to bypass Ringwood Jct 69 kV substation. | 2021-06-01 | 2023-06-01 | 150000
WFEC | Tupelo - Stonewall 138 kV Rebuild and Terminal Equipment Upgrades | Upgrade Switch #31 and #33 at Tupelo Switch, upgrade 1.2 miles of 477 conductor from Tupelo - Stonewall 138 kV | 2022-04-01 | 2022-06-01 | 700000
Expansion Plan Projects - The requested service is contingent upon completion of the following upgrades. Cost is not assignable to the transmission customer.
Transmission Owner | Upgrade | Solution | Earliest Date Upgrade Required (DUN) | Estimated Date of Upgrade Completion (EOC)
WERE | Baileyville - Smittyville 115kV Rebuild | Rebuild 115kV line from Baileyville - Smittyville | 2021-04-01 | 2022-06-01
WERE | Baileyville - South Seneca 115kV Rebuild | Rebuild 115kV line from Baileyville - South Seneca | 2021-04-01 | 2022-06-01
WERE | Marshall County - Smittyville 115kV Rebuild | Rebuild 115kV line from Marshall County - Smittyville | 2021-04-01 | 2022-06-01
Network Upgrades requiring credits per Attachment Z2 of the SPP OATT.
Transmission Owner | Upgrade | Solution | Earliest Date Upgrade Required (DUN) | Estimated Date of Upgrade Completion (EOC) | Total Gross CPO Allocation
AEPW | Terry Road 345kV Station (NU) | Construct the 345 kV Terry Road switching station including a three breaker ring bus configured for future expansion to breaker-and-a-half. The Terry Road switching station will be located on property acceptable to Transmission Owner in the vicinity of the structure 29/2 of the existing Lawton Eastside - Sunnyside (OG&E) 345 kV line. | 11/16/2016 | 11/16/2016 | 579282
AEPW | Valliant 345 kV (AEP) | Install 345 kV terminal equipment at Valliant substation. | 4/17/2012 | 4/17/2012 | 1067674.64
EMDE | Neosho - Riverton 161kV Line Rebuild (EMDE) | Rebuild 28.41 miles of 161kV line from Neosho to Riverton and upgrade any necessary terminal equipment | 10/1/2023 | 10/1/2023 | 1130554.09
EMDE | SUB 110 - ORONOGO JCT. - SUB 452 - RIVERTON 161KV CKT 1 | Reconductor 11.9 miles of Oronogo Jct. to Riverton 161kV Ckt. 1 from 556 ACSR to 795 ACSR, change CT settings @ Oronogo, and replace wavetrap. | 6/1/2011 | 6/1/2011 | 14388.28
ITCM | HUGO - VALLIANT 345KV CKT 1 | Install new line from Valliant 345 kV to Hugo Power Plant with 19 miles of bundled 1590 ACSR conductor. | 7/1/2012 | 7/1/2012 | 6313467.53
ITCM | HUGO 345/138KV TRANSFORMER CKT 1 | Install new line from Valliant 345 kV to Hugo Power Plant with 19 miles of bundled 1590 ACSR conductior. Note that ITC is building the line from Valiant to Hugo. | 7/1/2012 | 7/1/2012 | 133511.04
KCPL | LACYGNE - WEST GARDNER 345KV CKT 1 | KCPL Sponsored Project to Reconductor Line to be In-Service by 6/1/2006 | 6/1/2006 | 6/1/2006 | 1901987.03
MIDW | Rice - Lyons 115 kV Ckt 1 | Rebuild and extend 115 kV transmission line from existing Rice Co. substation to new Rice Co. substation, including engineering, surveying, and modification of existing easements as required. | 4/1/2013 | 4/1/2013 | 623288.99
MIDW | Rice County 230/115 kV transformer Ckt 1 | Install 230/115 kV transformer at Rice County. | 10/1/2012 | 10/1/2012 | 205531.17
MIDW | Wheatland 115 kV #2 | Install metering equipment at the Wheatland 115 kV substation. | 12/31/2012 | 12/31/2012 | 167411.11
MKEC | CLIFTON - GREENLEAF 115KV CKT 1 | Rebuild 14.4 miles | 6/1/2011 | 6/1/2011 | 14489.4
MKEC | FLATRDG3 - MEDICINE LODGE 138KV CKT 1 | Rebuild 8.05 mile line | 12/1/2009 | 12/1/2009 | 162232.07
MKEC | GREENLEAF - KNOB HILL 115KV CKT 1 (MKEC) | Rebuild 43.5% Ownership of 20.9 miles | 6/1/2013 | 6/1/2013 | 1263
MKEC | MEDICINE LODGE 138/115KV TRANSFORMER CKT 1 | Upgrade transformer | 12/1/2009 | 12/1/2009 | 57362.9
MPS | Longview - KC South 161kV | Install new 161kV 1200 Amp wavetrap in place of existing wavetrap on KC South - Longview 161kV line | 2011-06-13 | 2011-06-13 | 59464.34
NPPD | Antelope - County Line - 115kV Rebuild | Rebuild/Upgrade the Antelope – County Line 115kV to rerate line segments to greater than 125 MVA. | 5/1/2017 | 5/1/2017 | 3069.4
NPPD | Battle Creek - County Line 115kV Rebuild | Rebuild/Upgrade the Battle Creek – County Line 115kV to rerate line segments to greater than 125 MVA. | 5/1/2017 | 5/1/2017 | 2929.32
NPPD | Fort Randall - Madison County 230kV Ckt 1 | Raise structures and line clearances as necessary to re-rate the transmission line to 320 MVA | 12/23/2013 | 12/23/2013 | 173360.52
OKGE | BROWN - EXPLORER TAP 138KV CKT 1 | UPGRADE CT AT BROWN NEXT LIMIT CONDUCTOR 133/156 | 6/1/2008 | 6/1/2008 | 1418.4
OKGE | Gracemont 138kV line terminal addition | 138kV line terminal at Gracemont substation, including breaker, line relaying, disconnect switches and associated equipment, dead end structures, revenue metering with CT's and PT's. | 10/15/2011 | 10/15/2011 | 51609.32
OKGE | Kingfisher Co Tap - Mathewson 345kV CKT 1 | Replace terminal equipment to achieve conductor limit | 3/1/2018 | 3/1/2018 | 717353.12
OKGE | NORTHWEST - WOODWARD 345KV CKT 1 | Build 345 kV line | 1/1/2010 | 1/1/2010 | 17799868.16
OKGE | Sunnyside Relays for Grady Interconnection | Sunnyside (OG&E) 345kV Substation: Verify relay settings are compatible with relays at Transmission Owner 345 kV Interconnection Substation. | 11/23/2016 | 11/23/2016 | 991.2
OKGE | Tap Beaver County - Woodward District EHV 345kV DBL CKT (Beaver Co POI) (NU) | New 345 kV EHV substation with five (5) 345 kV breakers, line relaying, disconnect switches, and associated equipment to be located on the Woodward to Beaver County 345 kV line. | 2016-10-02 | 2016-10-02 | 20520137.8
OKGE | Woodward EHV 138kV Phase Shifting Transformer circuit #1 | Install one (1) 138 kV phase shifting transformer along with upgrading relay, protective, and metering equipment, and all associated and miscellaneous materials. | 8/2/2017 | 8/2/2017 | 657771.32
SPS | POWER SYSTEM STABILIZERS IN SPS | Install Power System Stabilizers (PSS) at Tolk (Units: 1,2) and Jones (Units: 1,2,3). | 11/30/2014 | 11/30/2014 | 3863.23
WFEC | WASHITA - GRACEMONT 138 KV CKT 2 | BUILD WASHITA - GRACEMONT 138KV CKT 2 (APPROXIMATELY 7 MILES). ADD LINE TERMINAL AT WASHITA AND PROCURE RIGHT OF WAY. | 10/12/2012 | 10/12/2012 | 322966.56
WERE | COFFEYVILLE TAP - DEARING 138KV CKT 1 (WR) #2 | Replace Disconnect Switches, Wavetrap, Breaker, Jumpers with a minimum 2000 amp emergency rating equipment | 6/9/2010 | 6/9/2010 | 15.46
WERE | NEOSHO - NORTHEAST PARSONS 138KV CKT 1 | Replace bus and Jumpers at NE Parsons 138 kV substation | 2011-06-01 | 2011-06-01 | 3.19
WERE | Neosho - Riverton 161kV Line Rebuild (WERE) | Rebuild 2.44 miles of Neosho-Riverton 161kV line using bundled 1590 Lapwing ACSR and OPGW. Remove the wavetrap. | 10/1/2023 | 10/1/2023 | 143879.18
WERE | Tap Emporia Energy Center - Wichita 345kV (Marion Co NU) | Install three (3) 345 kV breakers, six (6) 345 kV 3000 Amp switches, two (2) 345 kV 3000 Amp motor-operated switches, six (6) 345 kV CCVTs, four (4) 345 kV wave traps, new redundant primary relaying, two (2) 345 kV full tension dead-end structures, and all associated site, yard, cable, grounding and conduit work into a new Transmission Owner Marion Co Point of Interconnection substation. | 2016-09-15 | 2016-09-15 | 24138584.1
WERE | Tap Wichita - Thistle 345 kV Ckt 1 & 2 - Pratt Addition (NU) | Relaying settings changes at the new 345kV switching station. | 12/31/2016 | 12/31/2016 | 4711.2
WERE | Tap Wichita - Thistle 345 kV Ckt 1 & 2 - Pratt Co Addition (NU) | 345 kV Breaker and Half Substation (No metering or customer equipment); Eight (8) 345 kV Breakers; Twenty (20) 345 kV switches; Two (2) 345 kV reactor switches; Fourteen (14) VTs; Two (2) 345 kV 50 Mvar line reactors; New redundant primary relaying | 10/16/2016 | 10/16/2016 | 20079932.4
WERE | Viola 345kV Substation | 345kV ring bus substation including: three (3) 345kV circuit breakers, disconnect switches, CCVT's, wavetraps, full-tension dead-end structures, and transmission line work | 2012-06-01 | 2012-06-01 | 4091747.66
*Note: CPOs may be calculated based on upgrade(s) currently in study and/or estimated upgrade cost(s), which may be subject to change.

## Table5
Transmission Owner | UpgradeName | Solution | Earliest Date Upgrade Required (DUN) | Estimated Date of Upgrade Completion (EOC) | Estimated Engineering & Construction Cost
SWPA | Broken Bow 138 kV Terminal Upgrades | Replace 1 wave trap and 3 CTs at Broken Bow 138 kV substation | 2022-04-01 | 2022-04-01 | 102977

## Table6
Reserved

## Table7
Upgrade Name | Customer | Study Number | Reservation | Allocation Percentage | Allocated E & C Cost
Cleo Corner 138 kV Terminal Upgrades | AEPM | AG2-2019-001 | 90334931 | 100% | 1500000
|  |  |  | Total: | 1500000
Upgrade Name | Customer | Study Number | Reservation | Allocation Percentage | Allocated E & C Cost
Cleo SW - Fairview 69 kV Rebuild | AEPM | AG2-2019-001 | 90334931 | 100% | 1450000
|  |  |  | Total: | 1450000
Upgrade Name | Customer | Study Number | Reservation | Allocation Percentage | Allocated E & C Cost
Cleo SW 138/69 kV transformer | AEPM | AG2-2019-001 | 90334931 | 100% | 2000000
|  |  |  | Total: | 2000000
Upgrade Name | Customer | Study Number | Reservation | Allocation Percentage | Allocated E & C Cost
Eagle Chief 69 kV Terminal Upgrades | AEPM | AG2-2019-001 | 90334931 | 100% | 150000
|  |  |  | Total: | 150000
Upgrade Name | Customer | Study Number | Reservation | Allocation Percentage | Allocated E & C Cost
Greenwood 161 kV Terminal Equipment Upgrade | KMEA | AG2-2019-026 | 90334758 | 6.232% | 93474.2887
Greenwood 161 kV Terminal Equipment Upgrade | NIXA | AG2-2019-040 | 90347516 | 93.77% | 1406525.7113
|  |  |  | Total: | 1500000
Upgrade Name | Customer | Study Number | Reservation | Allocation Percentage | Allocated E & C Cost
Kelly - Goff 115 kV Rebuild | DEC | AG2-2019-005 | 90346846 | 100% | 7763570
|  |  |  | Total: | 7763570
Upgrade Name | Customer | Study Number | Reservation | Allocation Percentage | Allocated E & C Cost
LaCygne 345 kV Terminal Equipment Upgrades | AEPM | AG2-2019-001 | 90334931 | 5.429% | 43433.1667
LaCygne 345 kV Terminal Equipment Upgrades | AEPM | AG2-2019-002 | 90334947 | 22.12% | 176959.6865
LaCygne 345 kV Terminal Equipment Upgrades | AEPM | AG2-2019-003 | 90335029 | 5.884% | 47070.2035
LaCygne 345 kV Terminal Equipment Upgrades | DEC | AG2-2019-005 | 90346846 | 0.1162% | 929.8496
LaCygne 345 kV Terminal Equipment Upgrades | KCPS | AG2-2019-022 | 90289729 | 10.07% | 80597.1598
LaCygne 345 kV Terminal Equipment Upgrades | KCPS | AG2-2019-023 | 90289741 | 23.32% | 186584.0475
LaCygne 345 kV Terminal Equipment Upgrades | KCPS | AG2-2019-024 | 90289749 | 19.61% | 156849.8093
LaCygne 345 kV Terminal Equipment Upgrades | NIXA | AG2-2019-042 | 90347588 | 0.3106% | 2485.1692
LaCygne 345 kV Terminal Equipment Upgrades | WRGS | AG2-2019-058 | 90349879 | 5.897% | 47176.438
LaCygne 345 kV Terminal Equipment Upgrades | WRGS | AG2-2019-059 | 90306741 | 7.239% | 57914.4699
|  |  |  | Total: | 800000
Upgrade Name | Customer | Study Number | Reservation | Allocation Percentage | Allocated E & C Cost
Locust Grove - Kerr 115 kV Rebuild | GRDX | AG2-2019-006 | 90334542 | 6.422% | 192671.7897
Locust Grove - Kerr 115 kV Rebuild | GRDX | AG2-2019-007 | 90334565 | 7.135% | 214055.0173
Locust Grove - Kerr 115 kV Rebuild | GRDX | AG2-2019-008 | 90334575 | 7.135% | 214055.0173
Locust Grove - Kerr 115 kV Rebuild | GRDX | AG2-2019-009 | 90334582 | 7.135% | 214055.0173
Locust Grove - Kerr 115 kV Rebuild | GRDX | AG2-2019-010 | 90334609 | 7.135% | 214055.0173
Locust Grove - Kerr 115 kV Rebuild | GRDX | AG2-2019-011 | 90334665 | 6.422% | 192671.7897
Locust Grove - Kerr 115 kV Rebuild | GRDX | AG2-2019-018 | 90334205 | 8.166% | 244979.0251
Locust Grove - Kerr 115 kV Rebuild | GRDX | AG2-2019-019 | 90334211 | 21.75% | 652633.9236
Locust Grove - Kerr 115 kV Rebuild | GRDX | AG2-2019-020 | 90334443 | 21.75% | 652633.9236
Locust Grove - Kerr 115 kV Rebuild | GRDX | AG2-2019-021 | 90334483 | 6.94% | 208189.4792
|  |  |  | Total: | 3000000
Upgrade Name | Customer | Study Number | Reservation | Allocation Percentage | Allocated E & C Cost
New Cimarron South 345 kV Substation and 345/138 kV transformer | AEPM | AG2-2019-002 | 90334947 | 100% | 30120110
|  |  |  | Total: | 30120110
Upgrade Name | Customer | Study Number | Reservation | Allocation Percentage | Allocated E & C Cost
Shidler - Webb Tap 138 kV Rebuild | AEPM | AG2-2019-001 | 90334931 | 47.19% | 2359476.0464
Shidler - Webb Tap 138 kV Rebuild | AEPM | AG2-2019-003 | 90335029 | 52.81% | 2640523.9536
|  |  |  | Total: | 5000000
Upgrade Name | Customer | Study Number | Reservation | Allocation Percentage | Allocated E & C Cost
Tupelo - Stonewall 138 kV Rebuild and Terminal Equipment Upgrades | AEPM | AG2-2019-002 | 90334947 | 73.93% | 517494.6105
Tupelo - Stonewall 138 kV Rebuild and Terminal Equipment Upgrades | PEC | AG2-2019-044 | 90307276 | 26.07% | 182505.3895
|  |  |  | Total: | 700000
Upgrade Name | Customer | Study Number | Reservation | Allocation Percentage | Allocated E & C Cost
Valliant 130 MVAR Capacitance | AEPM | AG2-2019-001 | 90334931 | 14.03% | 1052499.0235
Valliant 130 MVAR Capacitance | AEPM | AG2-2019-002 | 90334947 | 69.71% | 5228140.8252
Valliant 130 MVAR Capacitance | AEPM | AG2-2019-003 | 90335029 | 13.16% | 986957.1979
Valliant 130 MVAR Capacitance | KCPS | AG2-2019-024 | 90289749 | 2.632% | 197430.6925
Valliant 130 MVAR Capacitance | NIXA | AG2-2019-041 | 90347538 | 0.1372% | 10290.6395
Valliant 130 MVAR Capacitance | NIXA | AG2-2019-042 | 90347588 | 0.3291% | 24681.6214
|  |  |  | Total: | 7500000
Upgrade Name | Customer | Study Number | Reservation | Allocation Percentage | Allocated E & C Cost
ERCOT East DC Tie Upgrade | MCPI | AG2-2019-033 | 89228722 | 12.5% | 12500000
ERCOT East DC Tie Upgrade | TEA | AG2-2019-048 | 89228729 | 12.5% | 12500000
ERCOT East DC Tie Upgrade | TNSK | AG2-2019-051 | 89899442 | 12.5% | 12500000
ERCOT East DC Tie Upgrade | TNSK | AG2-2019-052 | 89899444 | 12.5% | 12500000
ERCOT East DC Tie Upgrade | TNSK | AG2-2019-053 | 89899446 | 12.5% | 12500000
ERCOT East DC Tie Upgrade | TNSK | AG2-2019-054 | 89899455 | 12.5% | 12500000
ERCOT East DC Tie Upgrade | TNSK | AG2-2019-055 | 89899466 | 12.5% | 12500000
ERCOT East DC Tie Upgrade | TNSK | AG2-2019-056 | 89899477 | 12.5% | 12500000
|  |  |  | Total: | 100000000
Upgrade Name | Customer | Study Number | Reservation | Allocation Percentage | Allocated E & C Cost
Miles City DC Tie Upgrade | MCPI | AG2-2019-036 | 90347927 | 36.36% | 43636363.6364
Miles City DC Tie Upgrade | MCPI | AG2-2019-037 | 90347930 | 45.45% | 54545454.5455
Miles City DC Tie Upgrade | MCPI | AG2-2019-038 | 90347932 | 9.091% | 10909090.9091
Miles City DC Tie Upgrade | MCPI | AG2-2019-039 | 90347934 | 9.091% | 10909090.9091
|  |  |  | Total: | 120000000