## Executive Summary
Executive Summary: SPP-2024-AG1-AFS-1
Pursuant to the Southwest Power Pool (SPP) Open Access Transmission Tariff (OATT), SPP has conducted this Aggregate Transmission Service Study (ATSS) for transmission service requests received during the ATSS Open Season which closed on May 31, 2024. The principal objective of the AFS is to identify system problems and potential modifications necessary to facilitate these transfers while maintaining or improving system reliability, as well as summarizing the operating limits and determination of the financial characteristics associated with facility upgrades. Facility upgrade costs are allocated on a prorated basis to all requests positively impacting any individual overloaded facility. The study results for the transmission service requests included in this Aggregate Study iteration are displayed in this workbook. This workbook provides a convenient method to sort and analyze required study data. The Aggregate Studies Manual Version 1.0 posted on https://opsportal.spp.org/Studies contains details about the Aggregate Study process, methodology, definitions, and useful links. Please review the Aggregate Studies Manual or contact ts@spp.org for more information about the study process.
Aggregate Study Manual Version 1.0
https://opsportal.spp.org/documents/studies/Aggregate_Study_Manual_20230718_clean.docx
This Aggregate Study iteration analyzes the impact of new transmission service totaling:
4,072 MW
Models Used in Study
2024 ITP Series
Winter: 2024, 2025, 2026, 2028, 2033
Summer: 2025, 2026, 2028, 2033
Light Load: 2025, 2027, 2028, 2033
By: SPP Transmission Services Department
Published: October 28, 2024

## Revision History
Revision History
Date | Author | Change Description
2024-09-30 | SPP | Original report
2024-10-04 | SPP | Repost to update CPOs and DAUCs on TSRs: 102933490, 103037452, 102923176, 102923240, 102923254, 102923468, 102999676, 103037060, 103028917, 103028923
2024-10-28 | SPP | Repost to update CPOs and DAUCs on TSR 102992456

## Table1
Customer | Study Number | Reservation | POR | POD | Requested Amount | Requested Start Date | Requested Stop Date | Deferred Start Date without interim redispatch (Parameter 5) | Deferred Stop Date without interim redispatch | Start Date with interim redispatch | Stop Date with interim redispatch | ⁵One or More Study Parameters Exceeded
AEPM | AG1-2024-001 | 102923468 | CSWS | CSWS | 73 | 2024-12-01 | 2033-01-01 | 2024-12-01 | 2033-01-01 | Note 4 | Note 4 | YES
AEPM | AG1-2024-002 | 102923254 | WR | CSWS | 150 | 2025-03-01 | 2033-01-01 | 2025-03-01 | 2033-01-01 | Note 4 | Note 4 | YES
AEPM | AG1-2024-003 | 102923240 | WR | CSWS | 134 | 2024-12-01 | 2033-01-01 | 2024-12-01 | 2033-01-01 | Note 4 | Note 4 | YES
AEPM | AG1-2024-004 | 102923176 | CSWS | CSWS | 200 | 2024-12-01 | 2033-01-01 | 2024-12-01 | 2033-01-01 | Note 4 | Note 4 | YES
BEPM | AG1-2024-005 | 103028880 | WAUE | WAUE | 250 | 2024-12-01 | 2044-12-01 | 2024-12-01 | 2044-12-01 | 2024-12-01 | 2044-12-01 | NO
GRDX | AG1-2024-006 | 102999676 | CSWS | GRDA | 100 | 2025-06-01 | 2031-01-01 | 2025-06-01 | 2031-01-01 | 2025-06-01 | 2031-01-01 | YES
KCPS | AG1-2024-007 | 102943771 | MPS | KCPL | 7 | 2024-12-01 | 2029-12-01 | 2024-12-01 | 2029-12-01 | 2024-12-01 | 2029-12-01 | NO
KCPS | AG1-2024-008 | 102943781 | MPS | KCPL | 7 | 2024-12-01 | 2029-12-01 | 2024-12-01 | 2029-12-01 | 2024-12-01 | 2029-12-01 | NO
KCPS | AG1-2024-009 | 102943790 | MPS | KCPL | 4 | 2024-12-01 | 2029-12-01 | 2024-12-01 | 2029-12-01 | 2024-12-01 | 2029-12-01 | NO
KCPS | AG1-2024-010 | 102943798 | MPS | KCPL | 7 | 2024-12-01 | 2029-12-01 | 2024-12-01 | 2029-12-01 | 2024-12-01 | 2029-12-01 | NO
KCPS | AG1-2024-011 | 102943852 | KCPL | KCPL | 1 | 2024-12-01 | 2029-12-01 | 2024-12-01 | 2029-12-01 | 2024-12-01 | 2029-12-01 | NO
KCPS | AG1-2024-012 | 102943860 | KCPL | KCPL | 12 | 2024-12-01 | 2029-12-01 | 2024-12-01 | 2029-12-01 | 2024-12-01 | 2029-12-01 | NO
KCPS | AG1-2024-013 | 102943864 | MPS | KCPL | 7 | 2024-12-01 | 2029-12-01 | 2024-12-01 | 2029-12-01 | 2024-12-01 | 2029-12-01 | NO
KCPS | AG1-2024-014 | 102943877 | KCPL | KCPL | 6 | 2024-12-01 | 2029-12-01 | 2024-12-01 | 2029-12-01 | 2024-12-01 | 2029-12-01 | NO
KCPS | AG1-2024-015 | 102943881 | MPS | KCPL | 14 | 2024-12-01 | 2029-12-01 | 2024-12-01 | 2029-12-01 | 2024-12-01 | 2029-12-01 | NO
KCPS | AG1-2024-016 | 102943995 | MPS | KCPL | 17 | 2024-12-01 | 2029-12-01 | 2024-12-01 | 2029-12-01 | 2024-12-01 | 2029-12-01 | NO
KCPS | AG1-2024-017 | 102944002 | MPS | KCPL | 12 | 2024-12-01 | 2029-12-01 | 2024-12-01 | 2029-12-01 | 2024-12-01 | 2029-12-01 | NO
KCPS | AG1-2024-018 | 102944012 | MPS | KCPL | 18 | 2024-12-01 | 2029-12-01 | 2024-12-01 | 2029-12-01 | 2024-12-01 | 2029-12-01 | NO
KCPS | AG1-2024-019 | 102944019 | KCPL | KCPL | 7 | 2024-12-01 | 2029-12-01 | 2024-12-01 | 2029-12-01 | 2024-12-01 | 2029-12-01 | NO
KCPS | AG1-2024-020 | 102944025 | KCPL | KCPL | 8 | 2024-12-01 | 2029-12-01 | 2024-12-01 | 2029-12-01 | 2024-12-01 | 2029-12-01 | NO
KCPS | AG1-2024-021 | 102944028 | KCPL | KCPL | 8 | 2024-12-01 | 2029-12-01 | 2024-12-01 | 2029-12-01 | 2024-12-01 | 2029-12-01 | NO
KCPS | AG1-2024-022 | 102944031 | KCPL | KCPL | 8 | 2024-12-01 | 2029-12-01 | 2024-12-01 | 2029-12-01 | 2024-12-01 | 2029-12-01 | NO
KCPS | AG1-2024-023 | 102944034 | WR | KCPL | 5 | 2024-12-01 | 2029-12-01 | 2024-12-01 | 2029-12-01 | 2024-12-01 | 2029-12-01 | NO
KCPS | AG1-2024-024 | 103037060 | MPS | KCPL | 15 | 2025-06-01 | 2030-06-01 | 2025-06-01 | 2030-06-01 | 2025-06-01 | 2030-06-01 | NO
KCPS | AG1-2024-025 | 102966920 | MPS | KCPL | 150 | 2024-12-01 | 2034-12-01 | 2024-12-01 | 2034-12-01 | 2024-12-01 | 2034-12-01 | NO
KMEA | AG1-2024-026 | 102975752 | WR | WR | 3 | 2024-12-01 | 2044-12-01 | 2024-12-01 | 2044-12-01 | 2024-12-01 | 2044-12-01 | NO
KMEA | AG1-2024-027 | 102975789 | WR | WR | 3 | 2024-12-01 | 2044-12-01 | 2024-12-01 | 2044-12-01 | 2024-12-01 | 2044-12-01 | NO
KMEA | AG1-2024-028 | 102976103 | KCPL | KCPL | 2 | 2024-12-01 | 2044-12-01 | 2024-12-01 | 2044-12-01 | 2024-12-01 | 2044-12-01 | NO
KMEA | AG1-2024-029 | 102976126 | KCPL | KCPL | 2 | 2024-12-01 | 2044-12-01 | 2024-12-01 | 2044-12-01 | 2024-12-01 | 2044-12-01 | NO
KMEA | AG1-2024-030 | 102976149 | KCPL | KCPL | 3 | 2026-05-01 | 2046-05-01 | 2026-05-01 | 2046-05-01 | 2026-05-01 | 2046-05-01 | NO
KMEA | AG1-2024-031 | 102981560 | KCPL | KCPL | 3 | 2026-05-01 | 2046-05-01 | 2026-05-01 | 2046-05-01 | 2026-05-01 | 2046-05-01 | NO
KMEA | AG1-2024-032 | 103035922 | N/A | WR | 7 | 2024-12-01 | 2054-10-01 | 2024-12-01 | 2054-10-01 | 2024-12-01 | 2054-10-01 | NO
KMEA | AG1-2024-033 | 103035955 | N/A | WR | 3 | 2024-12-01 | 2054-10-01 | 2024-12-01 | 2054-10-01 | 2024-12-01 | 2054-10-01 | NO
KMEA | AG1-2024-034 | 103035972 | N/A | WR | 1 | 2024-12-01 | 2054-10-01 | 2024-12-01 | 2054-10-01 | 2024-12-01 | 2054-10-01 | NO
KMEA | AG1-2024-035 | 103035989 | N/A | WR | 1 | 2024-12-01 | 2054-10-01 | 2024-12-01 | 2054-10-01 | 2024-12-01 | 2054-10-01 | NO
KMEA | AG1-2024-036 | 103036009 | N/A | WR | 3 | 2024-12-01 | 2054-10-01 | 2024-12-01 | 2054-10-01 | 2024-12-01 | 2054-10-01 | NO
LESM | AG1-2024-037 | 103053095 | NPPD | LES | 124 | 2026-11-01 | 2031-11-01 | 2026-11-01 | 2031-11-01 | Note 4 | Note 4 | NO
LESM | AG1-2024-038 | 103028917 | OKGE | LES | 198 | 2025-11-01 | 2030-11-01 | 2025-11-01 | 2030-11-01 | Note 4 | Note 4 | NO
LESM | AG1-2024-039 | 103028923 | OKGE | LES | 225 | 2025-11-01 | 2030-11-01 | 2025-11-01 | 2030-11-01 | Note 4 | Note 4 | NO
MAG | AG1-2024-040 | 102902925 | CSWS | ERCOTE | 50 | 2025-07-01 | 2026-09-01 | 2029-06-01 | 2030-08-01 | Note 4 | Note 4 | YES
MAG | AG1-2024-041 | 102902931 | CSWS | ERCOTE | 50 | 2026-07-01 | 2027-09-01 | 2029-06-01 | 2030-08-01 | Note 4 | Note 4 | YES
MEAN | AG1-2024-042 | 102975732 | NPPD | NPPD | 10 | 2025-01-01 | 2030-01-01 | 2025-01-01 | 2030-01-01 | Note 4 | Note 4 | NO
MEAN | AG1-2024-043 | 102975751 | NPPD | NPPD | 10 | 2025-01-01 | 2030-01-01 | 2025-01-01 | 2030-01-01 | Note 4 | Note 4 | NO
OPPM | AG1-2024-044 | 103027108 | NPPD | OPPD | 225 | 2024-12-01 | 2029-12-01 | 2024-12-01 | 2029-12-01 | 2024-12-01 | 2029-12-01 | YES
OPPM | AG1-2024-045 | 103035231 | NPPD | OPPD | 75 | 2024-12-01 | 2029-12-01 | 2024-12-01 | 2029-12-01 | 2024-12-01 | 2029-12-01 | NO
SPSM | AG1-2024-046 | 102999509 | SPS | SPS | 80 | 2024-12-01 | 2034-01-01 | 2024-12-01 | 2034-01-01 | Note 4 | Note 4 | YES
SWMP | AG1-2024-047 | 102933490 | MPS | EDE | 25 | 2025-06-01 | 2026-06-01 | 2025-06-01 | 2026-06-01 | Note 4 | Note 4 | YES
SWMP | AG1-2024-048 | 103037452 | N/A | EDE | 4 | 2025-06-01 | 2030-06-01 | 2025-06-01 | 2030-06-01 | Note 4 | Note 4 | NO
TEA | AG1-2024-049 | 101470644 | CSWS | ERCOTE | 50 | 2026-07-01 | 2027-09-01 | 2026-07-01 | 2027-09-01 | 2026-07-01 | 2027-09-01 | NO
TEA | AG1-2024-050 | 101470645 | WFEC | ERCOTN | 50 | 2026-07-01 | 2027-09-01 | 2026-07-01 | 2027-09-01 | 2026-07-01 | 2027-09-01 | NO
TEA | AG1-2024-051 | 101470648 | WFEC | ERCOTN | 50 | 2026-07-01 | 2027-09-01 | 2026-07-01 | 2027-09-01 | 2026-07-01 | 2027-09-01 | NO
TEA | AG1-2024-052 | 101470651 | CSWS | ERCOTE | 50 | 2026-07-01 | 2027-09-01 | 2026-07-01 | 2027-09-01 | 2026-07-01 | 2027-09-01 | NO
TEA | AG1-2024-053 | 101470654 | CSWS | ERCOTE | 50 | 2026-07-01 | 2027-09-01 | 2026-07-01 | 2027-09-01 | 2026-07-01 | 2027-09-01 | NO
TEA | AG1-2024-054 | 101470664 | WFEC | ERCOTN | 20 | 2026-07-01 | 2027-09-01 | 2026-07-01 | 2027-09-01 | 2026-07-01 | 2027-09-01 | NO
TNSK | AG1-2024-055 | 101470649 | WFEC | ERCOTN | 25 | 2027-07-01 | 2028-09-01 | 2027-07-01 | 2028-09-01 | 2027-07-01 | 2028-09-01 | NO
TNSK | AG1-2024-056 | 101470650 | CSWS | ERCOTE | 50 | 2027-07-01 | 2028-09-01 | 2027-07-01 | 2028-09-01 | 2027-07-01 | 2028-09-01 | NO
TNSK | AG1-2024-057 | 101470652 | CSWS | ERCOTE | 50 | 2027-07-01 | 2028-09-01 | 2027-07-01 | 2028-09-01 | 2027-07-01 | 2028-09-01 | NO
TNSK | AG1-2024-058 | 101470655 | CSWS | ERCOTE | 50 | 2027-07-01 | 2028-09-01 | 2027-07-01 | 2028-09-01 | 2027-07-01 | 2028-09-01 | NO
TNSK | AG1-2024-059 | 101470658 | CSWS | ERCOTE | 50 | 2027-07-01 | 2028-09-01 | 2027-07-01 | 2028-09-01 | 2027-07-01 | 2028-09-01 | NO
TNSK | AG1-2024-060 | 101470667 | CSWS | ERCOTE | 50 | 2028-07-01 | 2029-09-01 | 2028-07-01 | 2029-09-01 | 2028-07-01 | 2029-09-01 | NO
TNSK | AG1-2024-061 | 101470672 | CSWS | ERCOTE | 50 | 2027-07-01 | 2028-09-01 | 2027-07-01 | 2028-09-01 | 2027-07-01 | 2028-09-01 | NO
TNSK | AG1-2024-062 | 101470671 | WFEC | ERCOTN | 50 | 2026-07-01 | 2027-09-01 | 2026-07-01 | 2027-09-01 | 2026-07-01 | 2027-09-01 | NO
TNSK | AG1-2024-063 | 101470683 | WFEC | ERCOTN | 50 | 2026-07-01 | 2027-09-01 | 2029-06-01 | 2030-08-01 | 2029-06-01 | 2030-08-01 | YES
TNSK | AG1-2024-064 | 101470687 | CSWS | ERCOTE | 50 | 2027-07-01 | 2028-09-01 | 2027-07-01 | 2028-09-01 | 2027-07-01 | 2028-09-01 | NO
TNSK | AG1-2024-065 | 101470698 | CSWS | ERCOTE | 50 | 2027-07-01 | 2028-09-01 | 2027-07-01 | 2028-09-01 | 2027-07-01 | 2028-09-01 | NO
TNSK | AG1-2024-066 | 101470716 | WFEC | ERCOTN | 50 | 2026-07-01 | 2027-09-01 | 2029-06-01 | 2030-08-01 | 2029-06-01 | 2030-08-01 | YES
TNSK | AG1-2024-067 | 101470725 | CSWS | ERCOTE | 50 | 2026-07-01 | 2027-09-01 | 2026-07-01 | 2027-09-01 | 2026-07-01 | 2027-09-01 | NO
TNSK | AG1-2024-068 | 101470733 | CSWS | ERCOTE | 50 | 2026-07-01 | 2027-09-01 | 2029-06-01 | 2030-08-01 | 2029-06-01 | 2030-08-01 | YES
TNSK | AG1-2024-069 | 101470737 | CSWS | ERCOTE | 50 | 2026-07-01 | 2027-09-01 | 2029-06-01 | 2030-08-01 | 2029-06-01 | 2030-08-01 | YES
TNSK | AG1-2024-070 | 101470738 | CSWS | ERCOTE | 50 | 2026-07-01 | 2027-09-01 | 2029-06-01 | 2030-08-01 | 2029-06-01 | 2030-08-01 | YES
TNSK | AG1-2024-071 | 101470746 | WFEC | ERCOTN | 50 | 2028-07-01 | 2029-09-01 | 2028-07-01 | 2029-09-01 | 2028-07-01 | 2029-09-01 | NO
TNSK | AG1-2024-072 | 102844919 | WFEC | ERCOTN | 20 | 2026-07-01 | 2027-09-01 | 2029-06-01 | 2030-08-01 | 2029-06-01 | 2030-08-01 | YES
WRGS | AG1-2024-073 | 102941897 | WR | WR | 12 | 2024-12-01 | 2029-12-01 | 2024-12-01 | 2029-12-01 | 2024-12-01 | 2029-12-01 | NO
WRGS | AG1-2024-074 | 102943142 | WR | WR | 12 | 2024-12-01 | 2029-12-01 | 2024-12-01 | 2029-12-01 | 2024-12-01 | 2029-12-01 | NO
WRGS | AG1-2024-075 | 102943153 | WR | WR | 13 | 2024-12-01 | 2029-12-01 | 2024-12-01 | 2029-12-01 | 2024-12-01 | 2029-12-01 | NO
WRGS | AG1-2024-076 | 102943159 | WR | WR | 16 | 2024-12-01 | 2029-12-01 | 2024-12-01 | 2029-12-01 | 2024-12-01 | 2029-12-01 | NO
WRGS | AG1-2024-077 | 102943181 | WR | WR | 9 | 2024-12-01 | 2029-12-01 | 2024-12-01 | 2029-12-01 | 2024-12-01 | 2029-12-01 | NO
WRGS | AG1-2024-078 | 102943194 | WR | WR | 9 | 2024-12-01 | 2029-12-01 | 2024-12-01 | 2029-12-01 | 2024-12-01 | 2029-12-01 | NO
WRGS | AG1-2024-079 | 102943200 | WR | WR | 8 | 2024-12-01 | 2029-12-01 | 2024-12-01 | 2029-12-01 | 2024-12-01 | 2029-12-01 | NO
WRGS | AG1-2024-080 | 102943205 | WR | WR | 14 | 2024-12-01 | 2029-12-01 | 2024-12-01 | 2029-12-01 | 2024-12-01 | 2029-12-01 | NO
WRGS | AG1-2024-081 | 102943223 | OKGE | WR | 13 | 2024-12-01 | 2029-12-01 | 2024-12-01 | 2029-12-01 | 2024-12-01 | 2029-12-01 | NO
WRGS | AG1-2024-082 | 102943229 | OKGE | WR | 12 | 2024-12-01 | 2029-12-01 | 2024-12-01 | 2029-12-01 | 2024-12-01 | 2029-12-01 | NO
WRGS | AG1-2024-083 | 102943263 | OKGE | WR | 15 | 2024-12-01 | 2029-12-01 | 2024-12-01 | 2029-12-01 | 2024-12-01 | 2029-12-01 | NO
WRGS | AG1-2024-084 | 102943268 | OKGE | WR | 16 | 2024-12-01 | 2029-12-01 | 2024-12-01 | 2029-12-01 | 2024-12-01 | 2029-12-01 | NO
WRGS | AG1-2024-085 | 102943280 | WR | WR | 5 | 2024-12-01 | 2029-12-01 | 2024-12-01 | 2029-12-01 | 2024-12-01 | 2029-12-01 | NO
WRGS | AG1-2024-086 | 102992407 | OKGE | WR | 78 | 2024-12-01 | 2040-12-01 | 2024-12-01 | 2040-12-01 | 2024-12-01 | 2040-12-01 | YES
WRGS | AG1-2024-087 | 102992456 | WR | WR | 208 | 2024-12-01 | 2036-01-01 | 2024-12-01 | 2036-01-01 | 2024-12-01 | 2036-01-01 | YES
WRGS | AG1-2024-088 | 102984170 | WR | WR | 10 | 2025-06-01 | 2030-06-01 | 2025-06-01 | 2030-06-01 | 2025-06-01 | 2030-06-01 | NO
WRGS | AG1-2024-089 | 101470786 | CSWS | ERCOTE | 50 | 2025-07-01 | 2026-09-01 | 2029-06-01 | 2030-08-01 | 2029-06-01 | 2030-08-01 | YES
WRGS | AG1-2024-090 | 101470780 | CSWS | ERCOTE | 50 | 2025-07-01 | 2026-09-01 | 2029-06-01 | 2030-08-01 | 2029-06-01 | 2030-08-01 | YES
WFEC | AG1-2024-091 | 103037607 | SPS | WFEC | 80 | 2024-12-01 | 2035-01-01 | 2024-12-01 | 2035-01-01 | Note 4 | Note 4 | YES
4072
Note 1: Start and Stop Dates with interim redispatch are determined based on customers choosing option to pursue redispatch to start service at Requested Start and Stop Dates or earliest date possible.
Note 2: Start dates with and without redispatch are based on the assumed completion dates of previous Aggregate Transmission Service Studies currently being conducted. Actual start dates may differ from the potential start dates upon completion of the previous studies.
Note 3: Request is unable to be deferred due to fixed stop dates.
Note 4: Transmission customer did not select “remain in the study using interim redispatch” option.
Note 5: Request paramaters have been exceeded.

## Table2
Customer | Study Number | Reservation | Engineering and Construction Cost of Upgrades Allocated to Customer for Revenue Requirements | 1Letter of Credit Amount Required (Parameter 4) | 2Potential Base Plan Engineering and Construction Funding Allowable | Notes | 4Additional Engineering and Construction Cost for 3rd Party Upgrades (Parameter 2) | 3Total Revenue Requirements for Assigned Service Upgrades Over Term of Reservation NOT COVERED by Base Plan Funding | 3,5Total Revenue Requirements for Assigned Service Upgrades Over Term of Reservation COVERED by Base Plan Funding | 6,7Total Gross CPOs for Creditable Upgrades Over Reservation Period NOT COVERED by Base Plan Funding | 5,6,7Total Gross CPOs for Creditable Upgrades Over Reservation Period COVERED by Base Plan Funding | 4,9Point-to-Point Base Rate Available to Offset Revenue Requirements Over Reservation Period | 4Total Cost of Reservation Assignable to Customer Contingent Upon Base Plan Funding | Directly Assigned Upgrade Cost (DAUC) (Parameter 1)
AEPM | AG1-2024-001 | 102923468 | 42160.12 | 0 | 0 |  | 0 | 0 | 0 | 279787.77 | 0 | 0 | 279787.77 | 42160.12
AEPM | AG1-2024-002 | 102923254 | 378874.4 | 0 | 0 |  | 0 | 0 | 0 | 1542919.76 | 0 | 0 | 1542919.76 | 378874.4
AEPM | AG1-2024-003 | 102923240 | 1315490.57 | 0 | 0 |  | 0 | 0 | 0 | 3061992.21 | 0 | 0 | 3061992.21 | 1315490.57
AEPM | AG1-2024-004 | 102923176 | 1017375.29 | 0 | 0 |  | 0 | 0 | 0 | 2930657.12 | 0 | 0 | 2930657.12 | 1017375.29
BEPM | AG1-2024-005 | 103028880 | 0 | 0 | 0 |  | 0 | 0 | 0 | 0 | 0 | 0 | Schedule 9 & 11 Charges | 0
GRDX | AG1-2024-006 | 102999676 | 753599.57 | 0 | 609.6 |  | 0 | 0 | 0 | 1743571.15 | 4645.78 | 0 | 1743571.15 | 752989.97
KCPS | AG1-2024-007 | 102943771 | 0 | 0 | 0 |  | 0 | 0 | 0 | 0 | 0 | 0 | Schedule 9 & 11 Charges | 0
KCPS | AG1-2024-008 | 102943781 | 0 | 0 | 0 |  | 0 | 0 | 0 | 0 | 0 | 0 | Schedule 9 & 11 Charges | 0
KCPS | AG1-2024-009 | 102943790 | 0 | 0 | 0 |  | 0 | 0 | 0 | 0 | 0 | 0 | Schedule 9 & 11 Charges | 0
KCPS | AG1-2024-010 | 102943798 | 0 | 0 | 0 |  | 0 | 0 | 0 | 0 | 0 | 0 | Schedule 9 & 11 Charges | 0
KCPS | AG1-2024-011 | 102943852 | 57.17 | 0 | 57.17 |  | 0 | 0 | 0 | 0 | 96 | 0 | Schedule 9 & 11 Charges | 0
KCPS | AG1-2024-012 | 102943860 | 686.03 | 0 | 686.03 |  | 0 | 0 | 0 | 0 | 1155 | 0 | Schedule 9 & 11 Charges | 0
KCPS | AG1-2024-013 | 102943864 | 0 | 0 | 0 |  | 0 | 0 | 0 | 0 | 0 | 0 | Schedule 9 & 11 Charges | 0
KCPS | AG1-2024-014 | 102943877 | 0 | 0 | 0 |  | 0 | 0 | 0 | 0 | 0 | 0 | Schedule 9 & 11 Charges | 0
KCPS | AG1-2024-015 | 102943881 | 0 | 0 | 0 |  | 0 | 0 | 0 | 0 | 0 | 0 | Schedule 9 & 11 Charges | 0
KCPS | AG1-2024-016 | 102943995 | 0 | 0 | 0 |  | 0 | 0 | 0 | 0 | 0 | 0 | Schedule 9 & 11 Charges | 0
KCPS | AG1-2024-017 | 102944002 | 0 | 0 | 0 |  | 0 | 0 | 0 | 0 | 0 | 0 | Schedule 9 & 11 Charges | 0
KCPS | AG1-2024-018 | 102944012 | 0 | 0 | 0 |  | 0 | 0 | 0 | 0 | 0 | 0 | Schedule 9 & 11 Charges | 0
KCPS | AG1-2024-019 | 102944019 | 0 | 0 | 0 |  | 0 | 0 | 0 | 0 | 0 | 0 | Schedule 9 & 11 Charges | 0
KCPS | AG1-2024-020 | 102944025 | 0 | 0 | 0 |  | 0 | 0 | 0 | 0 | 0 | 0 | Schedule 9 & 11 Charges | 0
KCPS | AG1-2024-021 | 102944028 | 0 | 0 | 0 |  | 0 | 0 | 0 | 0 | 0 | 0 | Schedule 9 & 11 Charges | 0
KCPS | AG1-2024-022 | 102944031 | 0 | 0 | 0 |  | 0 | 0 | 0 | 0 | 0 | 0 | Schedule 9 & 11 Charges | 0
KCPS | AG1-2024-023 | 102944034 | 1386.3 | 0 | 1386.3 |  | 0 | 0 | 0 | 0 | 16414.8 | 0 | Schedule 9 & 11 Charges | 0
KCPS | AG1-2024-024 | 103037060 | 3680.83 | 0 | 3680.83 |  | 0 | 0 | 0 | 0 | 32186.4 | 0 | Schedule 9 & 11 Charges | 0
KCPS | AG1-2024-025 | 102966920 | 0 | 0 | 0 |  | 0 | 0 | 0 | 0 | 0 | 0 | Schedule 9 & 11 Charges | 0
KMEA | AG1-2024-026 | 102975752 | 1380.26 | 0 | 1380.26 |  | 0 | 0 | 0 | 0 | 22344 | 0 | Schedule 9 & 11 Charges | 0
KMEA | AG1-2024-027 | 102975789 | 1380.26 | 0 | 1380.26 |  | 0 | 0 | 0 | 0 | 22344 | 0 | Schedule 9 & 11 Charges | 0
KMEA | AG1-2024-028 | 102976103 | 0 | 0 | 0 |  | 0 | 0 | 0 | 0 | 0 | 0 | Schedule 9 & 11 Charges | 0
KMEA | AG1-2024-029 | 102976126 | 0 | 0 | 0 |  | 0 | 0 | 0 | 0 | 0 | 0 | Schedule 9 & 11 Charges | 0
KMEA | AG1-2024-030 | 102976149 | 0 | 0 | 0 |  | 0 | 0 | 0 | 0 | 0 | 0 | Schedule 9 & 11 Charges | 0
KMEA | AG1-2024-031 | 102981560 | 0 | 0 | 0 |  | 0 | 0 | 0 | 0 | 0 | 0 | Schedule 9 & 11 Charges | 0
KMEA | AG1-2024-032 | 103035922 | 3576.99 | 0 | 3576.99 |  | 0 | 0 | 0 | 0 | 18737.72 | 0 | Schedule 9 & 11 Charges | 0
KMEA | AG1-2024-033 | 103035955 | 2041.45 | 0 | 2041.45 |  | 0 | 0 | 0 | 0 | 12043.12 | 0 | Schedule 9 & 11 Charges | 0
KMEA | AG1-2024-034 | 103035972 | 0 | 0 | 0 |  | 0 | 0 | 0 | 0 | 0 | 0 | Schedule 9 & 11 Charges | 0
KMEA | AG1-2024-035 | 103035989 | 0 | 0 | 0 |  | 0 | 0 | 0 | 0 | 0 | 0 | Schedule 9 & 11 Charges | 0
KMEA | AG1-2024-036 | 103036009 | 2041.45 | 0 | 2041.45 |  | 0 | 0 | 0 | 0 | 12043.12 | 0 | Schedule 9 & 11 Charges | 0
LESM | AG1-2024-037 | 103053095 | 30165 | 0 | 30165 |  | 0 | 0 | 41429 | 0 | 0 | 0 | Schedule 9 & 11 Charges | 0
LESM | AG1-2024-038 | 103028917 | 7810877 | 0 | 30044.1 |  | 0 | 0 | 36455 | 14013596 | 2694.6 | 0 | 14013596 | 7780832.9
LESM | AG1-2024-039 | 103028923 | 1542071.5025 | 0 | 32077.9925 |  | 0 | 0 | 41317 | 5843814 | 0 | 0 | 5843814 | 1509993.51
MAG | AG1-2024-040 | 102902925 | 17142857 | 17142857 | 0 | 10 | 0 | 34285714 | 0 | 0 | 0 | 4756872 | 34285714 | 17142857
MAG | AG1-2024-041 | 102902931 | 17142857 | 17142857 | 0 | 10 | 0 | 34285714 | 0 | 0 | 0 | 4756872 | 34285714 | 17142857
MEAN | AG1-2024-042 | 102975732 | 457.16 | 0 | 457.16 |  | 0 | 0 | 0 | 0 | 737.4 | 0 | Schedule 9 & 11 Charges | 0
MEAN | AG1-2024-043 | 102975751 | 457.02 | 0 | 457.02 |  | 0 | 0 | 0 | 0 | 736.8 | 0 | Schedule 9 & 11 Charges | 0
OPPM | AG1-2024-044 | 103027108 | 7484119.25 | 0 | 7088 |  | 0 | 0 | 8607 | 11573254.2 | 0 | 0 | 11573254.2 | 7477031.25
OPPM | AG1-2024-045 | 103035231 | 2494706.75 | 0 | 2363 |  | 0 | 0 | 2869 | 3857751.6 | 0 | 0 | 3857751.6 | 2492343.75
SPSM | AG1-2024-046 | 102999509 | 3903395.19 | 0 | 621.55 |  | 0 | 0 | 0 | 6198184.72 | 995.17 | 0 | 6198184.72 | 3902773.64
SWMP | AG1-2024-047 | 102933490 | 979727.71 | 0 | 0 |  | 0 | 0 | 0 | 1818206.04 | 0 | 0 | 1818206.04 | 979727.71
SWMP | AG1-2024-048 | 103037452 | 163647.87 | 0 | 163647.87 |  | 0 | 0 | 0 | 0 | 349846.8569 | 0 | Schedule 9 & 11 Charges | 0
TEA | AG1-2024-049 | 101470644 | 0 | 0 | 0 |  | 0 | 0 | 0 | 0 | 0 | 4756872 | 4756872 | 0
TEA | AG1-2024-050 | 101470645 | 1744821.4 | 0 | 0 |  | 0 | 0 | 0 | 1744821.4 | 0 | 4756872 | 4756872 | 0
TEA | AG1-2024-051 | 101470648 | 3131011.94 | 0 | 0 |  | 0 | 0 | 0 | 3131011.94 | 0 | 4756872 | 4756872 | 0
TEA | AG1-2024-052 | 101470651 | 0 | 0 | 0 |  | 0 | 0 | 0 | 0 | 0 | 4756872 | 4756872 | 0
TEA | AG1-2024-053 | 101470654 | 0 | 0 | 0 |  | 0 | 0 | 0 | 0 | 0 | 4756872 | 4756872 | 0
TEA | AG1-2024-054 | 101470664 | 1340078.32 | 0 | 0 |  | 0 | 0 | 0 | 1340078.32 | 0 | 1902749 | 1902749 | 0
TNSK | AG1-2024-055 | 101470649 | 950531.54 | 0 | 0 |  | 0 | 0 | 0 | 950531.54 | 0 | 2378436 | 2378436 | 0
TNSK | AG1-2024-056 | 101470650 | 0 | 0 | 0 |  | 0 | 0 | 0 | 0 | 0 | 4756872 | 4756872 | 0
TNSK | AG1-2024-057 | 101470652 | 0 | 0 | 0 |  | 0 | 0 | 0 | 0 | 0 | 4756872 | 4756872 | 0
TNSK | AG1-2024-058 | 101470655 | 0 | 0 | 0 |  | 0 | 0 | 0 | 0 | 0 | 4756872 | 4756872 | 0
TNSK | AG1-2024-059 | 101470658 | 0 | 0 | 0 |  | 0 | 0 | 0 | 0 | 0 | 4756872 | 4756872 | 0
TNSK | AG1-2024-060 | 101470667 | 0 | 0 | 0 |  | 0 | 0 | 0 | 0 | 0 | 4756872 | 4756872 | 0
TNSK | AG1-2024-061 | 101470672 | 0 | 0 | 0 |  | 0 | 0 | 0 | 0 | 0 | 4756872 | 4756872 | 0
TNSK | AG1-2024-062 | 101470671 | 3131011.94 | 0 | 0 |  | 0 | 0 | 0 | 3131011.94 | 0 | 4756872 | 4756872 | 0
TNSK | AG1-2024-063 | 101470683 | 38547678.94 | 38547678.94 | 0 | 10 | 0 | 70833334 | 0 | 3131011.94 | 0 | 4756872 | 73964345.94 | 38547678.94
TNSK | AG1-2024-064 | 101470687 | 0 | 0 | 0 |  | 0 | 0 | 0 | 0 | 0 | 4756872 | 4756872 | 0
TNSK | AG1-2024-065 | 101470698 | 0 | 0 | 0 |  | 0 | 0 | 0 | 0 | 0 | 4756872 | 4756872 | 0
TNSK | AG1-2024-066 | 101470716 | 38547678.94 | 38547678.94 | 0 | 10 | 0 | 70833334 | 0 | 3131011.94 | 0 | 4756872 | 73964345.94 | 38547678.94
TNSK | AG1-2024-067 | 101470725 | 0 | 0 | 0 |  | 0 | 0 | 0 | 0 | 0 | 4756872 | 4756872 | 0
TNSK | AG1-2024-068 | 101470733 | 17142857 | 17142857 | 0 | 10 | 0 | 34285714 | 0 | 0 | 0 | 4756872 | 34285714 | 17142857
TNSK | AG1-2024-069 | 101470737 | 17142857 | 17142857 | 0 | 10 | 0 | 34285714 | 0 | 0 | 0 | 4756872 | 34285714 | 17142857
TNSK | AG1-2024-070 | 101470738 | 17142857 | 17142857 | 0 | 10 | 0 | 34285714 | 0 | 0 | 0 | 4756872 | 34285714 | 17142857
TNSK | AG1-2024-071 | 101470746 | 2891667.52 | 0 | 0 |  | 0 | 0 | 0 | 2891667.52 | 0 | 4756872 | 4756872 | 0
TNSK | AG1-2024-072 | 102844919 | 15506745.32 | 15506745.32 | 0 | 10 | 0 | 28333334 | 0 | 1340078.32 | 0 | 1902749 | 29673412.32 | 15506745.32
WRGS | AG1-2024-073 | 102941897 | 0 | 0 | 0 |  | 0 | 0 | 0 | 0 | 0 | 0 | Schedule 9 & 11 Charges | 0
WRGS | AG1-2024-074 | 102943142 | 908.55 | 0 | 908.55 |  | 0 | 0 | 0 | 0 | 10758 | 0 | Schedule 9 & 11 Charges | 0
WRGS | AG1-2024-075 | 102943153 | 984.26 | 0 | 984.26 |  | 0 | 0 | 0 | 0 | 11654.4 | 0 | Schedule 9 & 11 Charges | 0
WRGS | AG1-2024-076 | 102943159 | 1211.4 | 0 | 1211.4 |  | 0 | 0 | 0 | 0 | 14343.6 | 0 | Schedule 9 & 11 Charges | 0
WRGS | AG1-2024-077 | 102943181 | 0 | 0 | 0 |  | 0 | 0 | 0 | 0 | 0 | 0 | Schedule 9 & 11 Charges | 0
WRGS | AG1-2024-078 | 102943194 | 0 | 0 | 0 |  | 0 | 0 | 0 | 0 | 0 | 0 | Schedule 9 & 11 Charges | 0
WRGS | AG1-2024-079 | 102943200 | 0 | 0 | 0 |  | 0 | 0 | 0 | 0 | 0 | 0 | Schedule 9 & 11 Charges | 0
WRGS | AG1-2024-080 | 102943205 | 0 | 0 | 0 |  | 0 | 0 | 0 | 0 | 0 | 0 | Schedule 9 & 11 Charges | 0
WRGS | AG1-2024-081 | 102943223 | 25728.12 | 0 | 25728.12 |  | 0 | 0 | 0 | 0 | 192954 | 0 | Schedule 9 & 11 Charges | 0
WRGS | AG1-2024-082 | 102943229 | 23749.04 | 0 | 23749.04 |  | 0 | 0 | 0 | 0 | 178111.8 | 0 | Schedule 9 & 11 Charges | 0
WRGS | AG1-2024-083 | 102943263 | 29686.5 | 0 | 29686.5 |  | 0 | 0 | 0 | 0 | 222639.6 | 0 | Schedule 9 & 11 Charges | 0
WRGS | AG1-2024-084 | 102943268 | 31665.38 | 0 | 31665.38 |  | 0 | 0 | 0 | 0 | 237482.4 | 0 | Schedule 9 & 11 Charges | 0
WRGS | AG1-2024-085 | 102943280 | 1087.01 | 0 | 1087.01 |  | 0 | 0 | 0 | 0 | 12871.2 | 0 | Schedule 9 & 11 Charges | 0
WRGS | AG1-2024-086 | 102992407 | 3152272.76 | 0 | 700.2 |  | 0 | 0 | 0 | 6963672.96 | 1244.16 | 0 | 6963672.96 | 3151572.56
WRGS | AG1-2024-087 | 102992456 | 23395804.9364 | 0 | 11315.9064 |  | 0 | 0 | 0 | 37718961.98 | 18157.9489 | 0 | 37718961.98 | 23384489.03
WRGS | AG1-2024-088 | 102984170 | 0 | 0 | 0 |  | 0 | 0 | 0 | 0 | 0 | 0 | Schedule 9 & 11 Charges | 0
WRGS | AG1-2024-089 | 101470786 | 18790923 | 18790923 | 0 | 10 | 0 | 34285714 | 0 | 1648066 | 0 | 4756872 | 35933780 | 18790923
WRGS | AG1-2024-090 | 101470780 | 18790923 | 18790923 | 0 | 10 | 0 | 34285714 | 0 | 1648066 | 0 | 4756872 | 35933780 | 18790923
WFEC | AG1-2024-091 | 103037607 | 5328067.72 | 0 | 4014.16 |  | 0 | 0 | 0 | 8189602 | 6529.16 | 0 | 8189602 | 5324053.56
Grand Total |  |  | 289011877.6789 |  | 414812.5589 |  | 0 | 410000000 | 130677 | 129823328.37 | 1403767.0358 |  |  | 275407942.46
Note 1: Letter of Credit required for financial security for transmission owner for network upgrades is determined by allocated engineering and construction costs less engineering and construction costs for upgrades when network customer is the transmission owner less the E & C allocation of expedited projects. Letter of Credit is required for upgrades assigned to PTP requests. The amount of the letter of credit will be adjusted down on an annual basis to reflect cost recovery based on revenue allocation. This letter of credit is not required for those facilities that are fully base plan funded. The Letter Of Credit Amount listed is based on meeting OATT Attachment J requirements for base plan funding.
Note 2: If potential base plan funding is applicable, this value is the lesser of the Engineering and Construction costs of assignable upgrades or the value of base plan funding calculated pursuant to Attachment J, Section III B criteria. Allocation of base plan funding is contingent upon verification of customer agreements meeting Attachment J, Section II B criteria. Not applicable if Point-to-Point base rate exceeds revenue requirements.
Note 3: Revenue Requirements (RR) are based upon deferred end dates if applicable. Deferred dates are based upon customer's choice to pursue redispatch. Achievable Base Plan Avoided RR in the case of a Base Plan upgrade being displaced or deferred by an earlier in service date for a Requested Upgrade shall be determined per Attachment J, Section VII.C methodology. Assumption of a 40 year service life is utilized for Base Plan funded projects. A present worth analysis of RR on a common year basis between the Base Plan and Requested Upgrades was performed to determine avoided Base Plan RR due to the displacement or deferral of the Base Plan upgrade by the Requested Upgrade. The incremental increase in present worth of a Requested Upgrade on a common year basis as a Base Plan upgrade is assigned to the transmission requests impacting the upgrade based on the displacement or deferral. If the displacement analysis results in lower RR due to the shorter amortization period of the requested upgrade when compared to a base plan amortization period, then no direct assignment of the upgrade cost is made due to the displacement to an earlier start date.
Note 4: For Point-to-Point requests, total cost is based on the higher of the base rate OR assigned upgrade revenue requirements. For Network requests, the total cost is based on the directly assigned upgrade revenue requirements AND Schedules 1, 1A, 2, 9, 11, & 12 charges. Network cost amounts populated in this column are reduced by offsets (if available) from base plan funding, which is determined using Attachment J, Section II B Criteria. Additionally E & C of 3rd Party upgrades is assignable to Customer. This includes prepayments required for any SWPA upgrades. Revenue requirements for 3rd Party facilities are not calculated. Total cost to customer is based on assumption of Revenue Requirements with confirmation of base plan funding. Customer is responsible for negotiating redispatch costs if applicable. Customer is also responsible to pay credits for previously assigned upgrades that are impacted by their request. Credits can be paid from base plan funding if applicable.
Note 5: RR with base plan funding may increase or decrease even if no base plan funding is applicable to a particular request if another request that shares the upgrade is now full base plan funded resulting in a different amortization period for the upgrade and thus different RR.
Note 6: RR for creditable upgrades.
Note 7: CPOs for creditable upgrades may be calculated based on estimated upgrade cost and are subject to change.
Note 8: CPOs for creditable upgrade(s) may be required based on completion of GI review.
Note 9: Point-To-Point Base Rate used to offset Revenue Requirements are calculated using the following available rate(s): Schedule 7, Schedule 11 Base Plan Zonal, Schedule 11 Base Plan Regional. The ancillary rates (Schedules 1, 1A, 2, and 12) are not included in the Point-to-Point Base Rate. These rate(s) are subject to change.
Note 10: Upgrade cost and RR may increase or decrease due to estimated assumptions and is subject to change.
2694

## Table3
Customer | Study Number
AEPM | AG1-2024-001
Customer | Reservation | POR | POD | Requested Amount | Requested Start Date | Requested Stop Date | Deferred Start Date Without Redispatch | Deferred Stop Date Without Redispatch | Potential Base Plan Funding Allowable | Point-to-Point Base Rate | Allocated E & C Cost | Total Revenue Requirements
AEPM | 102923468 | CSWS | CSWS | 73 | 2024-12-01 | 2033-01-01 | 2024-12-01 | 2033-01-01 | 0 | 0 | 42160.12 | 279787.77
[9 empty] | 0 | 0 | 42160.12 | 279787.77
Reservation | Upgrade Name | DUN | EOC | Earliest Start Date | Redispatch Available | Allocated E & C Cost | Total E & C Cost | Total Revenue Requirements
102923468 | None |  |  |  |  | 0 | 0 | 0
[5 empty] | Total | 0 | 0 | 0
Credits may be required for the following Network Upgrades in accordance with Attachment Z2 of the SPP OATT.
Reservation | Upgrade Name | DUN | EOC | Earliest Start Date | Redispatch Available | Allocated E & C Cost | Total Revenue Requirements
102923468 | HUGO - VALLIANT 345KV CKT 1 | 2012-07-01 | 2012-07-01 |  |  | 34906.95 | 237475.4
| Valliant 345 kV (AEP) | 2012-07-01 | 2012-07-01 |  |  | 7253.17 | 42312.37
[5 empty] | Total | 42160.12 | 279787.77
*Note: CPOs may be calculated based on estimated upgrade cost and are subject to change.
Customer | Study Number
AEPM | AG1-2024-002
Customer | Reservation | POR | POD | Requested Amount | Requested Start Date | Requested Stop Date | Deferred Start Date Without Redispatch | Deferred Stop Date Without Redispatch | Potential Base Plan Funding Allowable | Point-to-Point Base Rate | Allocated E & C Cost | Total Revenue Requirements
AEPM | 102923254 | WR | CSWS | 150 | 2025-03-01 | 2033-01-01 | 2025-03-01 | 2033-01-01 | 0 | 0 | 378874.4 | 1542919.76
[9 empty] | 0 | 0 | 378874.4 | 1542919.76
Reservation | Upgrade Name | DUN | EOC | Earliest Start Date | Redispatch Available | Allocated E & C Cost | Total E & C Cost | Total Revenue Requirements
102923254 | None |  |  |  |  | 0 | 0 | 0
[5 empty] | Total | 0 | 0 | 0
Credits may be required for the following Network Upgrades in accordance with Attachment Z2 of the SPP OATT.
Reservation | Upgrade Name | DUN | EOC | Earliest Start Date | Redispatch Available | Base Plan Funding for Wind | Directly Assigned for Wind | Allocated E & C Cost | Total Revenue Requirements
102923254 | Kingfisher Co Tap - Mathewson 345kV CKT 1 | 2018-03-01 | 2018-03-01 |  |  | 0 | 169384.98 | 169384.98 | 268917.08
| HUGO - VALLIANT 345KV CKT 1 | 2012-07-01 | 2012-07-01 |  |  | 0 | 36808.25 | 36808.25 | 253410.84
| NORTHWEST - WOODWARD 345KV CKT 1 | 2010-01-01 | 2010-01-01 |  |  | 0 | 106613.02 | 106613.02 | 885444.28
| Valliant 345 kV (AEP) | 2012-07-01 | 2012-07-01 |  |  | 0 | 7657.58 | 7657.58 | 45178.28
| Woodward EHV 138kV Phase Shifting Transformer circuit #1 | 2017-08-02 | 2017-08-02 |  |  | 0 | 58410.57 | 58410.57 | 89969.28
[5 empty] | Total | 0 | 378874.4 | 378874.4 | 1542919.76
*Note: CPOs may be calculated based on estimated upgrade cost and are subject to change.
Customer | Study Number
AEPM | AG1-2024-003
Customer | Reservation | POR | POD | Requested Amount | Requested Start Date | Requested Stop Date | Deferred Start Date Without Redispatch | Deferred Stop Date Without Redispatch | Potential Base Plan Funding Allowable | Point-to-Point Base Rate | Allocated E & C Cost | Total Revenue Requirements
AEPM | 102923240 | WR | CSWS | 134 | 2024-12-01 | 2033-01-01 | 2024-12-01 | 2033-01-01 | 0 | 0 | 1315490.57 | 3061992.21
[9 empty] | 0 | 0 | 1315490.57 | 3061992.21
Reservation | Upgrade Name | DUN | EOC | Earliest Start Date | Redispatch Available | Allocated E & C Cost | Total E & C Cost | Total Revenue Requirements
102923240 | None |  |  |  |  | 0 | 0 | 0
[5 empty] | Total | 0 | 0 | 0
Credits may be required for the following Network Upgrades in accordance with Attachment Z2 of the SPP OATT.
Reservation | Upgrade Name | DUN | EOC | Earliest Start Date | Redispatch Available | Base Plan Funding for Wind | Directly Assigned for Wind | Allocated E & C Cost | Total Revenue Requirements
102923240 | Kingfisher Co Tap - Mathewson 345kV CKT 1 | 2018-03-01 | 2018-03-01 |  |  | 0 | 152463.59 | 152463.59 | 240705.5
| HUGO - VALLIANT 345KV CKT 1 | 2012-07-01 | 2012-07-01 |  |  | 0 | 33954.69 | 33954.69 | 230996.77
| NORTHWEST - WOODWARD 345KV CKT 1 | 2010-01-01 | 2010-01-01 |  |  | 0 | 98437.47 | 98437.47 | 807904.27
| Valliant 345 kV (AEP) | 2012-07-01 | 2012-07-01 |  |  | 0 | 7055.31 | 7055.31 | 41158.07
| Viola 345kV Substation | 2012-06-01 | 2012-06-01 |  |  | 0 | 970994.91 | 970994.91 | 1660623.51
| Woodward EHV 138kV Phase Shifting Transformer circuit #1 | 2017-08-02 | 2017-08-02 |  |  | 0 | 52584.6 | 52584.6 | 80604.09
[5 empty] | Total | 0 | 1315490.57 | 1315490.57 | 3061992.21
*Note: CPOs may be calculated based on estimated upgrade cost and are subject to change.
Customer | Study Number
AEPM | AG1-2024-004
Customer | Reservation | POR | POD | Requested Amount | Requested Start Date | Requested Stop Date | Deferred Start Date Without Redispatch | Deferred Stop Date Without Redispatch | Potential Base Plan Funding Allowable | Point-to-Point Base Rate | Allocated E & C Cost | Total Revenue Requirements
AEPM | 102923176 | CSWS | CSWS | 200 | 2024-12-01 | 2033-01-01 | 2024-12-01 | 2033-01-01 | 0 | 0 | 1017375.29 | 2930657.12
[9 empty] | 0 | 0 | 1017375.29 | 2930657.12
Reservation | Upgrade Name | DUN | EOC | Earliest Start Date | Redispatch Available | Allocated E & C Cost | Total E & C Cost | Total Revenue Requirements
102923176 | None |  |  |  |  | 0 | 0 | 0
[5 empty] | Total | 0 | 0 | 0
Credits may be required for the following Network Upgrades in accordance with Attachment Z2 of the SPP OATT.
Reservation | Upgrade Name | DUN | EOC | Earliest Start Date | Redispatch Available | Base Plan Funding for Wind | Directly Assigned for Wind | Allocated E & C Cost | Total Revenue Requirements
102923176 | Deaf Smith - Plant X 230 kV Rebuild | 2020-12-01 | 2020-12-01 |  |  | 0 | 240191.89 | 240191.89 | 311978.19
| Deaf Smith 115 kV Capacitive Reactive Power Support | 2021-10-28 | 2021-10-28 |  |  | 0 | 57900.8 | 57900.8 | 71641.29
| HUGO - VALLIANT 345KV CKT 1 | 2012-07-01 | 2012-07-01 |  |  | 0 | 97397.24 | 97397.24 | 662602.15
| NORTHWEST - WOODWARD 345KV CKT 1 | 2010-01-01 | 2010-01-01 |  |  | 0 | 127497.45 | 127497.45 | 1046406.9
| TUCO Interchange 345/230kV CKT 1 Replacement | 2018-06-01 | 2018-06-01 |  |  | 0 | 406411.21 | 406411.21 | 616134.3
| Valliant 345 kV (AEP) | 2012-07-01 | 2012-07-01 |  |  | 0 | 20237.78 | 20237.78 | 118060.64
| Woodward EHV 138kV Phase Shifting Transformer circuit #1 | 2017-08-02 | 2017-08-02 |  |  | 0 | 67738.92 | 67738.92 | 103833.65
[5 empty] | Total | 0 | 1017375.29 | 1017375.29 | 2930657.12
*Note: CPOs may be calculated based on estimated upgrade cost and are subject to change.
Customer | Study Number
BEPM | AG1-2024-005
Customer | Reservation | POR | POD | Requested Amount | Requested Start Date | Requested Stop Date | Deferred Start Date Without Redispatch | Deferred Stop Date Without Redispatch | Potential Base Plan Funding Allowable | Point-to-Point Base Rate | Allocated E & C Cost | Total Revenue Requirements
BEPM | 103028880 | WAUE | WAUE | 250 | 2024-12-01 | 2044-12-01 | 2024-12-01 | 2044-12-01 | 0 | 0 | 0 | 0
[9 empty] | 0 | 0 | 0 | 0
Reservation | Upgrade Name | DUN | EOC | Earliest Start Date | Redispatch Available | Allocated E & C Cost | Total E & C Cost | Total Revenue Requirements
103028880 | None |  |  |  |  | 0 | 0 | 0
[5 empty] | Total | 0 | 0 | 0
Customer | Study Number
GRDX | AG1-2024-006
Customer | Reservation | POR | POD | Requested Amount | Requested Start Date | Requested Stop Date | Deferred Start Date Without Redispatch | Deferred Stop Date Without Redispatch | Potential Base Plan Funding Allowable | Point-to-Point Base Rate | Allocated E & C Cost | Total Revenue Requirements
GRDX | 102999676 | CSWS | GRDA | 100 | 2025-06-01 | 2031-01-01 | 2025-06-01 | 2031-01-01 | 3912.02 | 0 | 753599.57 | 1748216.93
[9 empty] | 3912.02 | 0 | 753599.57 | 1748216.93
Reservation | Upgrade Name | DUN | EOC | Earliest Start Date | Redispatch Available | Allocated E & C Cost | Total E & C Cost | Total Revenue Requirements
102999676 | None |  |  |  |  | 0 | 0 | 0
[5 empty] | Total | 0 | 0 | 0
Credits may be required for the following Network Upgrades in accordance with Attachment Z2 of the SPP OATT.
Reservation | Upgrade Name | DUN | EOC | Earliest Start Date | Redispatch Available | Allocated E & C Cost | Total Revenue Requirements
102999676 | DEARING 138KV | 2012-06-01 | 2012-06-01 |  |  | 373.23 | 2084.37
| CACHE - SNYDER 138KV CKT 1 | 2008-05-21 | 2008-05-21 |  |  | 609.6 | 4645.78
| Gracemont 138kV line terminal addition | 2012-10-12 | 2012-10-12 |  |  | 8506.39 | 14530.29
| HUGO - VALLIANT 345KV CKT 1 | 2012-07-01 | 2012-07-01 |  |  | 23690.88 | 152719.8
| Locust Grove - Kerr 115 kV Rebuild | 2022-06-01 | 2022-12-01 |  |  | 112665.62 | 216694.75
| NEOSHO - NORTHEAST PARSONS 138KV CKT 1 | 2011-06-01 | 2011-06-01 |  |  | 7.32 | 48.24
| Neosho - Riverton 161kV Line Rebuild (EMDE) | 2023-10-01 | 2023-10-01 |  |  | 472068.38 | 1041876.8
| Neosho - Riverton 161kV Line Rebuild (WERE) | 2023-10-01 | 2023-10-01 |  |  | 67319.46 | 132765.86
| NORTHWEST - WOODWARD 345KV CKT 1 | 2010-01-01 | 2010-01-01 |  |  | 8266.06 | 64295.88
| Valliant 345 kV (AEP) | 2012-07-01 | 2012-07-01 |  |  | 4934.68 | 27337.34
| WASHITA - GRACEMONT 138 KV CKT 2 | 2012-10-12 | 2012-10-12 |  |  | 55157.95 | 91217.82
[5 empty] | Total | 753599.57 | 1748216.93
*Note: CPOs may be calculated based on estimated upgrade cost and are subject to change.
Customer | Study Number
KCPS | AG1-2024-007
Customer | Reservation | POR | POD | Requested Amount | Requested Start Date | Requested Stop Date | Deferred Start Date Without Redispatch | Deferred Stop Date Without Redispatch | Potential Base Plan Funding Allowable | Point-to-Point Base Rate | Allocated E & C Cost | Total Revenue Requirements
KCPS | 102943771 | MPS | KCPL | 7 | 2024-12-01 | 2029-12-01 | 2024-12-01 | 2029-12-01 | 0 | 0 | 0 | 0
[9 empty] | 0 | 0 | 0 | 0
Reservation | Upgrade Name | DUN | EOC | Earliest Start Date | Redispatch Available | Allocated E & C Cost | Total E & C Cost | Total Revenue Requirements
102943771 | None |  |  |  |  | 0 | 0 | 0
[5 empty] | Total | 0 | 0 | 0
Customer | Study Number
KCPS | AG1-2024-008
Customer | Reservation | POR | POD | Requested Amount | Requested Start Date | Requested Stop Date | Deferred Start Date Without Redispatch | Deferred Stop Date Without Redispatch | Potential Base Plan Funding Allowable | Point-to-Point Base Rate | Allocated E & C Cost | Total Revenue Requirements
KCPS | 102943781 | MPS | KCPL | 7 | 2024-12-01 | 2029-12-01 | 2024-12-01 | 2029-12-01 | 0 | 0 | 0 | 0
[9 empty] | 0 | 0 | 0 | 0
Reservation | Upgrade Name | DUN | EOC | Earliest Start Date | Redispatch Available | Allocated E & C Cost | Total E & C Cost | Total Revenue Requirements
102943781 | None |  |  |  |  | 0 | 0 | 0
[5 empty] | Total | 0 | 0 | 0
Customer | Study Number
KCPS | AG1-2024-009
Customer | Reservation | POR | POD | Requested Amount | Requested Start Date | Requested Stop Date | Deferred Start Date Without Redispatch | Deferred Stop Date Without Redispatch | Potential Base Plan Funding Allowable | Point-to-Point Base Rate | Allocated E & C Cost | Total Revenue Requirements
KCPS | 102943790 | MPS | KCPL | 4 | 2024-12-01 | 2029-12-01 | 2024-12-01 | 2029-12-01 | 0 | 0 | 0 | 0
[9 empty] | 0 | 0 | 0 | 0
Reservation | Upgrade Name | DUN | EOC | Earliest Start Date | Redispatch Available | Allocated E & C Cost | Total E & C Cost | Total Revenue Requirements
102943790 | None |  |  |  |  | 0 | 0 | 0
[5 empty] | Total | 0 | 0 | 0
Customer | Study Number
KCPS | AG1-2024-010
Customer | Reservation | POR | POD | Requested Amount | Requested Start Date | Requested Stop Date | Deferred Start Date Without Redispatch | Deferred Stop Date Without Redispatch | Potential Base Plan Funding Allowable | Point-to-Point Base Rate | Allocated E & C Cost | Total Revenue Requirements
KCPS | 102943798 | MPS | KCPL | 7 | 2024-12-01 | 2029-12-01 | 2024-12-01 | 2029-12-01 | 0 | 0 | 0 | 0
[9 empty] | 0 | 0 | 0 | 0
Reservation | Upgrade Name | DUN | EOC | Earliest Start Date | Redispatch Available | Allocated E & C Cost | Total E & C Cost | Total Revenue Requirements
102943798 | None |  |  |  |  | 0 | 0 | 0
[5 empty] | Total | 0 | 0 | 0
Customer | Study Number
KCPS | AG1-2024-011
Customer | Reservation | POR | POD | Requested Amount | Requested Start Date | Requested Stop Date | Deferred Start Date Without Redispatch | Deferred Stop Date Without Redispatch | Potential Base Plan Funding Allowable | Point-to-Point Base Rate | Allocated E & C Cost | Total Revenue Requirements
KCPS | 102943852 | KCPL | KCPL | 1 | 2024-12-01 | 2029-12-01 | 2024-12-01 | 2029-12-01 | 57.17 | 0 | 57.17 | 96
[9 empty] | 57.17 | 0 | 57.17 | 96
Reservation | Upgrade Name | DUN | EOC | Earliest Start Date | Redispatch Available | Allocated E & C Cost | Total E & C Cost | Total Revenue Requirements
102943852 | None |  |  |  |  | 0 | 0 | 0
[5 empty] | Total | 0 | 0 | 0
Credits may be required for the following Network Upgrades in accordance with Attachment Z2 of the SPP OATT.
Reservation | Upgrade Name | DUN | EOC | Earliest Start Date | Redispatch Available | Allocated E & C Cost | Total Revenue Requirements
102943852 | Longview - KC South 161kV | 2011-01-31 | 2011-01-31 |  |  | 57.17 | 96
[5 empty] | Total | 57.17 | 96
*Note: CPOs may be calculated based on estimated upgrade cost and are subject to change.
Customer | Study Number
KCPS | AG1-2024-012
Customer | Reservation | POR | POD | Requested Amount | Requested Start Date | Requested Stop Date | Deferred Start Date Without Redispatch | Deferred Stop Date Without Redispatch | Potential Base Plan Funding Allowable | Point-to-Point Base Rate | Allocated E & C Cost | Total Revenue Requirements
KCPS | 102943860 | KCPL | KCPL | 12 | 2024-12-01 | 2029-12-01 | 2024-12-01 | 2029-12-01 | 686.03 | 0 | 686.03 | 1155
[9 empty] | 686.03 | 0 | 686.03 | 1155
Reservation | Upgrade Name | DUN | EOC | Earliest Start Date | Redispatch Available | Allocated E & C Cost | Total E & C Cost | Total Revenue Requirements
102943860 | None |  |  |  |  | 0 | 0 | 0
[5 empty] | Total | 0 | 0 | 0
Credits may be required for the following Network Upgrades in accordance with Attachment Z2 of the SPP OATT.
Reservation | Upgrade Name | DUN | EOC | Earliest Start Date | Redispatch Available | Allocated E & C Cost | Total Revenue Requirements
102943860 | Longview - KC South 161kV | 2011-01-31 | 2011-01-31 |  |  | 686.03 | 1155
[5 empty] | Total | 686.03 | 1155
*Note: CPOs may be calculated based on estimated upgrade cost and are subject to change.
Customer | Study Number
KCPS | AG1-2024-013
Customer | Reservation | POR | POD | Requested Amount | Requested Start Date | Requested Stop Date | Deferred Start Date Without Redispatch | Deferred Stop Date Without Redispatch | Potential Base Plan Funding Allowable | Point-to-Point Base Rate | Allocated E & C Cost | Total Revenue Requirements
KCPS | 102943864 | MPS | KCPL | 7 | 2024-12-01 | 2029-12-01 | 2024-12-01 | 2029-12-01 | 0 | 0 | 0 | 0
[9 empty] | 0 | 0 | 0 | 0
Reservation | Upgrade Name | DUN | EOC | Earliest Start Date | Redispatch Available | Allocated E & C Cost | Total E & C Cost | Total Revenue Requirements
102943864 | None |  |  |  |  | 0 | 0 | 0
[5 empty] | Total | 0 | 0 | 0
Customer | Study Number
KCPS | AG1-2024-014
Customer | Reservation | POR | POD | Requested Amount | Requested Start Date | Requested Stop Date | Deferred Start Date Without Redispatch | Deferred Stop Date Without Redispatch | Potential Base Plan Funding Allowable | Point-to-Point Base Rate | Allocated E & C Cost | Total Revenue Requirements
KCPS | 102943877 | KCPL | KCPL | 6 | 2024-12-01 | 2029-12-01 | 2024-12-01 | 2029-12-01 | 0 | 0 | 0 | 0
[9 empty] | 0 | 0 | 0 | 0
Reservation | Upgrade Name | DUN | EOC | Earliest Start Date | Redispatch Available | Allocated E & C Cost | Total E & C Cost | Total Revenue Requirements
102943877 | None |  |  |  |  | 0 | 0 | 0
[5 empty] | Total | 0 | 0 | 0
Customer | Study Number
KCPS | AG1-2024-015
Customer | Reservation | POR | POD | Requested Amount | Requested Start Date | Requested Stop Date | Deferred Start Date Without Redispatch | Deferred Stop Date Without Redispatch | Potential Base Plan Funding Allowable | Point-to-Point Base Rate | Allocated E & C Cost | Total Revenue Requirements
KCPS | 102943881 | MPS | KCPL | 14 | 2024-12-01 | 2029-12-01 | 2024-12-01 | 2029-12-01 | 0 | 0 | 0 | 0
[9 empty] | 0 | 0 | 0 | 0
Reservation | Upgrade Name | DUN | EOC | Earliest Start Date | Redispatch Available | Allocated E & C Cost | Total E & C Cost | Total Revenue Requirements
102943881 | None |  |  |  |  | 0 | 0 | 0
[5 empty] | Total | 0 | 0 | 0
Customer | Study Number
KCPS | AG1-2024-016
Customer | Reservation | POR | POD | Requested Amount | Requested Start Date | Requested Stop Date | Deferred Start Date Without Redispatch | Deferred Stop Date Without Redispatch | Potential Base Plan Funding Allowable | Point-to-Point Base Rate | Allocated E & C Cost | Total Revenue Requirements
KCPS | 102943995 | MPS | KCPL | 17 | 2024-12-01 | 2029-12-01 | 2024-12-01 | 2029-12-01 | 0 | 0 | 0 | 0
[9 empty] | 0 | 0 | 0 | 0
Reservation | Upgrade Name | DUN | EOC | Earliest Start Date | Redispatch Available | Allocated E & C Cost | Total E & C Cost | Total Revenue Requirements
102943995 | None |  |  |  |  | 0 | 0 | 0
[5 empty] | Total | 0 | 0 | 0
Customer | Study Number
KCPS | AG1-2024-017
Customer | Reservation | POR | POD | Requested Amount | Requested Start Date | Requested Stop Date | Deferred Start Date Without Redispatch | Deferred Stop Date Without Redispatch | Potential Base Plan Funding Allowable | Point-to-Point Base Rate | Allocated E & C Cost | Total Revenue Requirements
KCPS | 102944002 | MPS | KCPL | 12 | 2024-12-01 | 2029-12-01 | 2024-12-01 | 2029-12-01 | 0 | 0 | 0 | 0
[9 empty] | 0 | 0 | 0 | 0
Reservation | Upgrade Name | DUN | EOC | Earliest Start Date | Redispatch Available | Allocated E & C Cost | Total E & C Cost | Total Revenue Requirements
102944002 | None |  |  |  |  | 0 | 0 | 0
[5 empty] | Total | 0 | 0 | 0
Customer | Study Number
KCPS | AG1-2024-018
Customer | Reservation | POR | POD | Requested Amount | Requested Start Date | Requested Stop Date | Deferred Start Date Without Redispatch | Deferred Stop Date Without Redispatch | Potential Base Plan Funding Allowable | Point-to-Point Base Rate | Allocated E & C Cost | Total Revenue Requirements
KCPS | 102944012 | MPS | KCPL | 18 | 2024-12-01 | 2029-12-01 | 2024-12-01 | 2029-12-01 | 0 | 0 | 0 | 0
[9 empty] | 0 | 0 | 0 | 0
Reservation | Upgrade Name | DUN | EOC | Earliest Start Date | Redispatch Available | Allocated E & C Cost | Total E & C Cost | Total Revenue Requirements
102944012 | None |  |  |  |  | 0 | 0 | 0
[5 empty] | Total | 0 | 0 | 0
Customer | Study Number
KCPS | AG1-2024-019
Customer | Reservation | POR | POD | Requested Amount | Requested Start Date | Requested Stop Date | Deferred Start Date Without Redispatch | Deferred Stop Date Without Redispatch | Potential Base Plan Funding Allowable | Point-to-Point Base Rate | Allocated E & C Cost | Total Revenue Requirements
KCPS | 102944019 | KCPL | KCPL | 7 | 2024-12-01 | 2029-12-01 | 2024-12-01 | 2029-12-01 | 0 | 0 | 0 | 0
[9 empty] | 0 | 0 | 0 | 0
Reservation | Upgrade Name | DUN | EOC | Earliest Start Date | Redispatch Available | Allocated E & C Cost | Total E & C Cost | Total Revenue Requirements
102944019 | None |  |  |  |  | 0 | 0 | 0
[5 empty] | Total | 0 | 0 | 0
Customer | Study Number
KCPS | AG1-2024-020
Customer | Reservation | POR | POD | Requested Amount | Requested Start Date | Requested Stop Date | Deferred Start Date Without Redispatch | Deferred Stop Date Without Redispatch | Potential Base Plan Funding Allowable | Point-to-Point Base Rate | Allocated E & C Cost | Total Revenue Requirements
KCPS | 102944025 | KCPL | KCPL | 8 | 2024-12-01 | 2029-12-01 | 2024-12-01 | 2029-12-01 | 0 | 0 | 0 | 0
[9 empty] | 0 | 0 | 0 | 0
Reservation | Upgrade Name | DUN | EOC | Earliest Start Date | Redispatch Available | Allocated E & C Cost | Total E & C Cost | Total Revenue Requirements
102944025 | None |  |  |  |  | 0 | 0 | 0
[5 empty] | Total | 0 | 0 | 0
Customer | Study Number
KCPS | AG1-2024-021
Customer | Reservation | POR | POD | Requested Amount | Requested Start Date | Requested Stop Date | Deferred Start Date Without Redispatch | Deferred Stop Date Without Redispatch | Potential Base Plan Funding Allowable | Point-to-Point Base Rate | Allocated E & C Cost | Total Revenue Requirements
KCPS | 102944028 | KCPL | KCPL | 8 | 2024-12-01 | 2029-12-01 | 2024-12-01 | 2029-12-01 | 0 | 0 | 0 | 0
[9 empty] | 0 | 0 | 0 | 0
Reservation | Upgrade Name | DUN | EOC | Earliest Start Date | Redispatch Available | Allocated E & C Cost | Total E & C Cost | Total Revenue Requirements
102944028 | None |  |  |  |  | 0 | 0 | 0
[5 empty] | Total | 0 | 0 | 0
Customer | Study Number
KCPS | AG1-2024-022
Customer | Reservation | POR | POD | Requested Amount | Requested Start Date | Requested Stop Date | Deferred Start Date Without Redispatch | Deferred Stop Date Without Redispatch | Potential Base Plan Funding Allowable | Point-to-Point Base Rate | Allocated E & C Cost | Total Revenue Requirements
KCPS | 102944031 | KCPL | KCPL | 8 | 2024-12-01 | 2029-12-01 | 2024-12-01 | 2029-12-01 | 0 | 0 | 0 | 0
[9 empty] | 0 | 0 | 0 | 0
Reservation | Upgrade Name | DUN | EOC | Earliest Start Date | Redispatch Available | Allocated E & C Cost | Total E & C Cost | Total Revenue Requirements
102944031 | None |  |  |  |  | 0 | 0 | 0
[5 empty] | Total | 0 | 0 | 0
Customer | Study Number
KCPS | AG1-2024-023
Customer | Reservation | POR | POD | Requested Amount | Requested Start Date | Requested Stop Date | Deferred Start Date Without Redispatch | Deferred Stop Date Without Redispatch | Potential Base Plan Funding Allowable | Point-to-Point Base Rate | Allocated E & C Cost | Total Revenue Requirements
KCPS | 102944034 | WR | KCPL | 5 | 2024-12-01 | 2029-12-01 | 2024-12-01 | 2029-12-01 | 1386.3 | 0 | 1386.3 | 16414.8
[9 empty] | 1386.3 | 0 | 1386.3 | 16414.8
Reservation | Upgrade Name | DUN | EOC | Earliest Start Date | Redispatch Available | Allocated E & C Cost | Total E & C Cost | Total Revenue Requirements
102944034 | None |  |  |  |  | 0 | 0 | 0
[5 empty] | Total | 0 | 0 | 0
Credits may be required for the following Network Upgrades in accordance with Attachment Z2 of the SPP OATT.
Reservation | Upgrade Name | DUN | EOC | Earliest Start Date | Redispatch Available | Allocated E & C Cost | Total Revenue Requirements
102944034 | LACYGNE - WEST GARDNER 345KV CKT 1 | 2006-06-01 | 2006-06-01 |  |  | 1386.3 | 16414.8
[5 empty] | Total | 1386.3 | 16414.8
*Note: CPOs may be calculated based on estimated upgrade cost and are subject to change.
Customer | Study Number
KCPS | AG1-2024-024
Customer | Reservation | POR | POD | Requested Amount | Requested Start Date | Requested Stop Date | Deferred Start Date Without Redispatch | Deferred Stop Date Without Redispatch | Potential Base Plan Funding Allowable | Point-to-Point Base Rate | Allocated E & C Cost | Total Revenue Requirements
KCPS | 103037060 | MPS | KCPL | 15 | 2025-06-01 | 2030-06-01 | 2025-06-01 | 2030-06-01 | 3666.56 | 0 | 3680.83 | 32186.4
[9 empty] | 3666.56 | 0 | 3680.83 | 32186.4
Reservation | Upgrade Name | DUN | EOC | Earliest Start Date | Redispatch Available | Allocated E & C Cost | Total E & C Cost | Total Revenue Requirements
103037060 | None |  |  |  |  | 0 | 0 | 0
[5 empty] | Total | 0 | 0 | 0
Credits may be required for the following Network Upgrades in accordance with Attachment Z2 of the SPP OATT.
Reservation | Upgrade Name | DUN | EOC | Earliest Start Date | Redispatch Available | Allocated E & C Cost | Total Revenue Requirements
103037060 | HUGO - VALLIANT 345KV CKT 1 | 2012-07-01 | 2012-07-01 |  |  | 1775.7 | 11185.2
| LACYGNE - WEST GARDNER 345KV CKT 1 | 2006-06-01 | 2006-06-01 |  |  | 1535.26 | 18996.6
| Valliant 345 kV (AEP) | 2012-07-01 | 2012-07-01 |  |  | 369.87 | 2004.6
[5 empty] | Total | 3680.83 | 32186.4
*Note: CPOs may be calculated based on estimated upgrade cost and are subject to change.
Customer | Study Number
KCPS | AG1-2024-025
Customer | Reservation | POR | POD | Requested Amount | Requested Start Date | Requested Stop Date | Deferred Start Date Without Redispatch | Deferred Stop Date Without Redispatch | Potential Base Plan Funding Allowable | Point-to-Point Base Rate | Allocated E & C Cost | Total Revenue Requirements
KCPS | 102966920 | MPS | KCPL | 150 | 2024-12-01 | 2034-12-01 | 2024-12-01 | 2034-12-01 | 0 | 0 | 0 | 0
[9 empty] | 0 | 0 | 0 | 0
Reservation | Upgrade Name | DUN | EOC | Earliest Start Date | Redispatch Available | Allocated E & C Cost | Total E & C Cost | Total Revenue Requirements
102966920 | None |  |  |  |  | 0 | 0 | 0
[5 empty] | Total | 0 | 0 | 0
Customer | Study Number
KMEA | AG1-2024-026
Customer | Reservation | POR | POD | Requested Amount | Requested Start Date | Requested Stop Date | Deferred Start Date Without Redispatch | Deferred Stop Date Without Redispatch | Potential Base Plan Funding Allowable | Point-to-Point Base Rate | Allocated E & C Cost | Total Revenue Requirements
KMEA | 102975752 | WR | WR | 3 | 2024-12-01 | 2044-12-01 | 2024-12-01 | 2044-12-01 | 1380.26 | 0 | 1380.26 | 22344
[9 empty] | 1380.26 | 0 | 1380.26 | 22344
Reservation | Upgrade Name | DUN | EOC | Earliest Start Date | Redispatch Available | Allocated E & C Cost | Total E & C Cost | Total Revenue Requirements
102975752 | None |  |  |  |  | 0 | 0 | 0
[5 empty] | Total | 0 | 0 | 0
Credits may be required for the following Network Upgrades in accordance with Attachment Z2 of the SPP OATT.
Reservation | Upgrade Name | DUN | EOC | Earliest Start Date | Redispatch Available | Allocated E & C Cost | Total Revenue Requirements
102975752 | CLIFTON - GREENLEAF 115KV CKT 1 | 2011-06-01 | 2013-06-01 |  |  | 1279.1 | 20709.6
| COFFEYVILLE TAP - DEARING 138KV CKT 1 (WR) #2 | 2010-06-09 | 2010-06-09 |  |  | 0.44 | 4.8
| GREENLEAF - KNOB HILL 115KV CKT 1 (MKEC) | 2013-06-01 | 2013-06-01 |  |  | 100.52 | 1627.2
| NEOSHO - NORTHEAST PARSONS 138KV CKT 1 | 2011-06-01 | 2011-06-01 |  |  | 0.2 | 2.4
[5 empty] | Total | 1380.26 | 22344
*Note: CPOs may be calculated based on estimated upgrade cost and are subject to change.
Customer | Study Number
KMEA | AG1-2024-027
Customer | Reservation | POR | POD | Requested Amount | Requested Start Date | Requested Stop Date | Deferred Start Date Without Redispatch | Deferred Stop Date Without Redispatch | Potential Base Plan Funding Allowable | Point-to-Point Base Rate | Allocated E & C Cost | Total Revenue Requirements
KMEA | 102975789 | WR | WR | 3 | 2024-12-01 | 2044-12-01 | 2024-12-01 | 2044-12-01 | 1380.26 | 0 | 1380.26 | 22344
[9 empty] | 1380.26 | 0 | 1380.26 | 22344
Reservation | Upgrade Name | DUN | EOC | Earliest Start Date | Redispatch Available | Allocated E & C Cost | Total E & C Cost | Total Revenue Requirements
102975789 | None |  |  |  |  | 0 | 0 | 0
[5 empty] | Total | 0 | 0 | 0
Credits may be required for the following Network Upgrades in accordance with Attachment Z2 of the SPP OATT.
Reservation | Upgrade Name | DUN | EOC | Earliest Start Date | Redispatch Available | Allocated E & C Cost | Total Revenue Requirements
102975789 | CLIFTON - GREENLEAF 115KV CKT 1 | 2011-06-01 | 2013-06-01 |  |  | 1279.1 | 20709.6
| COFFEYVILLE TAP - DEARING 138KV CKT 1 (WR) #2 | 2010-06-09 | 2010-06-09 |  |  | 0.44 | 4.8
| GREENLEAF - KNOB HILL 115KV CKT 1 (MKEC) | 2013-06-01 | 2013-06-01 |  |  | 100.52 | 1627.2
| NEOSHO - NORTHEAST PARSONS 138KV CKT 1 | 2011-06-01 | 2011-06-01 |  |  | 0.2 | 2.4
[5 empty] | Total | 1380.26 | 22344
*Note: CPOs may be calculated based on estimated upgrade cost and are subject to change.
Customer | Study Number
KMEA | AG1-2024-028
Customer | Reservation | POR | POD | Requested Amount | Requested Start Date | Requested Stop Date | Deferred Start Date Without Redispatch | Deferred Stop Date Without Redispatch | Potential Base Plan Funding Allowable | Point-to-Point Base Rate | Allocated E & C Cost | Total Revenue Requirements
KMEA | 102976103 | KCPL | KCPL | 2 | 2024-12-01 | 2044-12-01 | 2024-12-01 | 2044-12-01 | 0 | 0 | 0 | 0
[9 empty] | 0 | 0 | 0 | 0
Reservation | Upgrade Name | DUN | EOC | Earliest Start Date | Redispatch Available | Allocated E & C Cost | Total E & C Cost | Total Revenue Requirements
102976103 | None |  |  |  |  | 0 | 0 | 0
[5 empty] | Total | 0 | 0 | 0
Customer | Study Number
KMEA | AG1-2024-029
Customer | Reservation | POR | POD | Requested Amount | Requested Start Date | Requested Stop Date | Deferred Start Date Without Redispatch | Deferred Stop Date Without Redispatch | Potential Base Plan Funding Allowable | Point-to-Point Base Rate | Allocated E & C Cost | Total Revenue Requirements
KMEA | 102976126 | KCPL | KCPL | 2 | 2024-12-01 | 2044-12-01 | 2024-12-01 | 2044-12-01 | 0 | 0 | 0 | 0
[9 empty] | 0 | 0 | 0 | 0
Reservation | Upgrade Name | DUN | EOC | Earliest Start Date | Redispatch Available | Allocated E & C Cost | Total E & C Cost | Total Revenue Requirements
102976126 | None |  |  |  |  | 0 | 0 | 0
[5 empty] | Total | 0 | 0 | 0
Customer | Study Number
KMEA | AG1-2024-030
Customer | Reservation | POR | POD | Requested Amount | Requested Start Date | Requested Stop Date | Deferred Start Date Without Redispatch | Deferred Stop Date Without Redispatch | Potential Base Plan Funding Allowable | Point-to-Point Base Rate | Allocated E & C Cost | Total Revenue Requirements
KMEA | 102976149 | KCPL | KCPL | 3 | 2026-05-01 | 2046-05-01 | 2026-05-01 | 2046-05-01 | 0 | 0 | 0 | 0
[9 empty] | 0 | 0 | 0 | 0
Reservation | Upgrade Name | DUN | EOC | Earliest Start Date | Redispatch Available | Allocated E & C Cost | Total E & C Cost | Total Revenue Requirements
102976149 | None |  |  |  |  | 0 | 0 | 0
[5 empty] | Total | 0 | 0 | 0
Customer | Study Number
KMEA | AG1-2024-031
Customer | Reservation | POR | POD | Requested Amount | Requested Start Date | Requested Stop Date | Deferred Start Date Without Redispatch | Deferred Stop Date Without Redispatch | Potential Base Plan Funding Allowable | Point-to-Point Base Rate | Allocated E & C Cost | Total Revenue Requirements
KMEA | 102981560 | KCPL | KCPL | 3 | 2026-05-01 | 2046-05-01 | 2026-05-01 | 2046-05-01 | 0 | 0 | 0 | 0
[9 empty] | 0 | 0 | 0 | 0
Reservation | Upgrade Name | DUN | EOC | Earliest Start Date | Redispatch Available | Allocated E & C Cost | Total E & C Cost | Total Revenue Requirements
102981560 | None |  |  |  |  | 0 | 0 | 0
[5 empty] | Total | 0 | 0 | 0
Customer | Study Number
KMEA | AG1-2024-032
Customer | Reservation | POR | POD | Requested Amount | Requested Start Date | Requested Stop Date | Deferred Start Date Without Redispatch | Deferred Stop Date Without Redispatch | Potential Base Plan Funding Allowable | Point-to-Point Base Rate | Allocated E & C Cost | Total Revenue Requirements
KMEA | 103035922 | N/A | WR | 7 | 2024-12-01 | 2054-10-01 | 2024-12-01 | 2054-10-01 | 3576.99 | 0 | 3576.99 | 18737.72
[9 empty] | 3576.99 | 0 | 3576.99 | 18737.72
Reservation | Upgrade Name | DUN | EOC | Earliest Start Date | Redispatch Available | Allocated E & C Cost | Total E & C Cost | Total Revenue Requirements
103035922 | None |  |  |  |  | 0 | 0 | 0
[5 empty] | Total | 0 | 0 | 0
Credits may be required for the following Network Upgrades in accordance with Attachment Z2 of the SPP OATT.
Reservation | Upgrade Name | DUN | EOC | Earliest Start Date | Redispatch Available | Allocated E & C Cost | Total Revenue Requirements
103035922 | Antelope - County Line - 115kV Rebuild | 2017-05-01 | 2017-05-01 |  |  | 881.8 | 1861.6
| Battle Creek - County Line 115kV Rebuild | 2017-05-01 | 2017-05-01 |  |  | 841.16 | 1775.68
| COFFEYVILLE TAP - DEARING 138KV CKT 1 (WR) #2 | 2010-06-09 | 2010-06-09 |  |  | 0.35 | 3.58
| LACYGNE - WEST GARDNER 345KV CKT 1 | 2006-06-01 | 2006-06-01 |  |  | 435.7 | 11814
| Neligh - Petersburg North 115kV Ckt 1 | 2012-11-09 | 2012-11-09 |  |  | 1417.98 | 3282.86
[5 empty] | Total | 3576.99 | 18737.72
*Note: CPOs may be calculated based on estimated upgrade cost and are subject to change.
Customer | Study Number
KMEA | AG1-2024-033
Customer | Reservation | POR | POD | Requested Amount | Requested Start Date | Requested Stop Date | Deferred Start Date Without Redispatch | Deferred Stop Date Without Redispatch | Potential Base Plan Funding Allowable | Point-to-Point Base Rate | Allocated E & C Cost | Total Revenue Requirements
KMEA | 103035955 | N/A | WR | 3 | 2024-12-01 | 2054-10-01 | 2024-12-01 | 2054-10-01 | 2041.45 | 0 | 2041.45 | 12043.12
[9 empty] | 2041.45 | 0 | 2041.45 | 12043.12
Reservation | Upgrade Name | DUN | EOC | Earliest Start Date | Redispatch Available | Allocated E & C Cost | Total E & C Cost | Total Revenue Requirements
103035955 | None |  |  |  |  | 0 | 0 | 0
[5 empty] | Total | 0 | 0 | 0
Credits may be required for the following Network Upgrades in accordance with Attachment Z2 of the SPP OATT.
Reservation | Upgrade Name | DUN | EOC | Earliest Start Date | Redispatch Available | Allocated E & C Cost | Total Revenue Requirements
103035955 | Antelope - County Line - 115kV Rebuild | 2017-05-01 | 2017-05-01 |  |  | 886.34 | 1868.76
| Battle Creek - County Line 115kV Rebuild | 2017-05-01 | 2017-05-01 |  |  | 845.49 | 1782.84
| COFFEYVILLE TAP - DEARING 138KV CKT 1 (WR) #2 | 2010-06-09 | 2010-06-09 |  |  | 0.19 | 3.58
| LACYGNE - WEST GARDNER 345KV CKT 1 | 2006-06-01 | 2006-06-01 |  |  | 309.43 | 8387.94
[5 empty] | Total | 2041.45 | 12043.12
*Note: CPOs may be calculated based on estimated upgrade cost and are subject to change.
Customer | Study Number
KMEA | AG1-2024-034
Customer | Reservation | POR | POD | Requested Amount | Requested Start Date | Requested Stop Date | Deferred Start Date Without Redispatch | Deferred Stop Date Without Redispatch | Potential Base Plan Funding Allowable | Point-to-Point Base Rate | Allocated E & C Cost | Total Revenue Requirements
KMEA | 103035972 | N/A | WR | 1 | 2024-12-01 | 2054-10-01 | 2024-12-01 | 2054-10-01 | 0 | 0 | 0 | 0
[9 empty] | 0 | 0 | 0 | 0
Reservation | Upgrade Name | DUN | EOC | Earliest Start Date | Redispatch Available | Allocated E & C Cost | Total E & C Cost | Total Revenue Requirements
103035972 | None |  |  |  |  | 0 | 0 | 0
[5 empty] | Total | 0 | 0 | 0
Customer | Study Number
KMEA | AG1-2024-035
Customer | Reservation | POR | POD | Requested Amount | Requested Start Date | Requested Stop Date | Deferred Start Date Without Redispatch | Deferred Stop Date Without Redispatch | Potential Base Plan Funding Allowable | Point-to-Point Base Rate | Allocated E & C Cost | Total Revenue Requirements
KMEA | 103035989 | N/A | WR | 1 | 2024-12-01 | 2054-10-01 | 2024-12-01 | 2054-10-01 | 0 | 0 | 0 | 0
[9 empty] | 0 | 0 | 0 | 0
Reservation | Upgrade Name | DUN | EOC | Earliest Start Date | Redispatch Available | Allocated E & C Cost | Total E & C Cost | Total Revenue Requirements
103035989 | None |  |  |  |  | 0 | 0 | 0
[5 empty] | Total | 0 | 0 | 0
Customer | Study Number
KMEA | AG1-2024-036
Customer | Reservation | POR | POD | Requested Amount | Requested Start Date | Requested Stop Date | Deferred Start Date Without Redispatch | Deferred Stop Date Without Redispatch | Potential Base Plan Funding Allowable | Point-to-Point Base Rate | Allocated E & C Cost | Total Revenue Requirements
KMEA | 103036009 | N/A | WR | 3 | 2024-12-01 | 2054-10-01 | 2024-12-01 | 2054-10-01 | 2041.45 | 0 | 2041.45 | 12043.12
[9 empty] | 2041.45 | 0 | 2041.45 | 12043.12
Reservation | Upgrade Name | DUN | EOC | Earliest Start Date | Redispatch Available | Allocated E & C Cost | Total E & C Cost | Total Revenue Requirements
103036009 | None |  |  |  |  | 0 | 0 | 0
[5 empty] | Total | 0 | 0 | 0
Credits may be required for the following Network Upgrades in accordance with Attachment Z2 of the SPP OATT.
Reservation | Upgrade Name | DUN | EOC | Earliest Start Date | Redispatch Available | Allocated E & C Cost | Total Revenue Requirements
103036009 | Antelope - County Line - 115kV Rebuild | 2017-05-01 | 2017-05-01 |  |  | 886.34 | 1868.76
| Battle Creek - County Line 115kV Rebuild | 2017-05-01 | 2017-05-01 |  |  | 845.49 | 1782.84
| COFFEYVILLE TAP - DEARING 138KV CKT 1 (WR) #2 | 2010-06-09 | 2010-06-09 |  |  | 0.19 | 3.58
| LACYGNE - WEST GARDNER 345KV CKT 1 | 2006-06-01 | 2006-06-01 |  |  | 309.43 | 8387.94
[5 empty] | Total | 2041.45 | 12043.12
*Note: CPOs may be calculated based on estimated upgrade cost and are subject to change.
Customer | Study Number
LESM | AG1-2024-037
Customer | Reservation | POR | POD | Requested Amount | Requested Start Date | Requested Stop Date | Deferred Start Date Without Redispatch | Deferred Stop Date Without Redispatch | Potential Base Plan Funding Allowable | Point-to-Point Base Rate | Allocated E & C Cost | Total Revenue Requirements
LESM | 103053095 | NPPD | LES | 124 | 2026-11-01 | 2031-11-01 | 2026-11-01 | 2031-11-01 | 30165.6307 | 0 | 30165.6307 | 41429
[9 empty] | 30165.6307 | 0 | 30165.6307 | 41429
Reservation | Upgrade Name | DUN | EOC | Earliest Start Date | Redispatch Available | Allocated E & C Cost | Total E & C Cost | Total Revenue Requirements
103053095 | Olive Creek 115kV Terminal Upgrades | 2028-06-01 | 2028-06-01 | 2027-12-31 |  | 30165.6307 | 100000 | 41429
[5 empty] | Total | 30165.6307 | 100000 | 41429
Customer | Study Number
LESM | AG1-2024-038
Customer | Reservation | POR | POD | Requested Amount | Requested Start Date | Requested Stop Date | Deferred Start Date Without Redispatch | Deferred Stop Date Without Redispatch | Potential Base Plan Funding Allowable | Point-to-Point Base Rate | Allocated E & C Cost | Total Revenue Requirements
LESM | 103028917 | OKGE | LES | 198 | 2025-11-01 | 2030-11-01 | 2025-11-01 | 2030-11-01 | 30045.2088 | 0 | 7810878.1088 | 14052746
[9 empty] | 30045.2088 | 0 | 7810878.1088 | 14052746
Reservation | Upgrade Name | DUN | EOC | Earliest Start Date | Redispatch Available | Allocated E & C Cost | Total E & C Cost | Total Revenue Requirements
103028917 | Olive Creek 115kV Terminal Upgrades | 2028-06-01 | 2028-06-01 | 2027-12-31 |  | 28305.1088 | 100000 | 36455
[5 empty] | Total | 28305.1088 | 100000 | 36455
Credits may be required for the following Network Upgrades in accordance with Attachment Z2 of the SPP OATT.
Reservation | Upgrade Name | DUN | EOC | Earliest Start Date | Redispatch Available | Base Plan Funding for Wind | Directly Assigned for Wind | Allocated E & C Cost | Total Revenue Requirements
103028917 | Tap Beaver County - Woodward District EHV 345kV DBL CKT (Beaver Co POI) (NU) | 2016-10-02 | 2016-10-02 |  |  | 0 | 6054185.03 | 6054185.03 | 9092907.6
| HUGO - VALLIANT 345KV CKT 1 | 2012-07-01 | 2012-07-01 |  |  | 0 | 28056.96 | 28056.96 | 183156.6
| LACYGNE - WEST GARDNER 345KV CKT 1 | 2006-06-01 | 2006-06-01 |  |  | 0 | 16102.11 | 16102.11 | 206677.2
| NORTHWEST - WOODWARD 345KV CKT 1 | 2010-01-01 | 2010-01-01 |  |  | 0 | 361982.78 | 361982.78 | 2851110.6
| Oklaunion 345 kV Capacitive Reactive Support (AEP) | 2022-06-01 | 2022-06-01 |  |  | 0 | 1068273.82 | 1068273.82 | 1277028.6
| Power System Stabilizers in SPS | 2014-11-30 | 2014-11-30 |  |  | 1740.1 | 0 | 1740.1 | 2694.6
| Valliant 345 kV (AEP) | 2012-07-01 | 2012-07-01 |  |  | 0 | 5856.08 | 5856.08 | 32829
| Woodward EHV 138kV Phase Shifting Transformer circuit #1 | 2017-08-02 | 2017-08-02 |  |  | 0 | 246376.12 | 246376.12 | 369886.8
[5 empty] | Total | 1740.1 | 7780832.9 | 7782573 | 14016291
*Note: CPOs may be calculated based on estimated upgrade cost and are subject to change.
Customer | Study Number
LESM | AG1-2024-039
Customer | Reservation | POR | POD | Requested Amount | Requested Start Date | Requested Stop Date | Deferred Start Date Without Redispatch | Deferred Stop Date Without Redispatch | Potential Base Plan Funding Allowable | Point-to-Point Base Rate | Allocated E & C Cost | Total Revenue Requirements
LESM | 103028923 | OKGE | LES | 225 | 2025-11-01 | 2030-11-01 | 2025-11-01 | 2030-11-01 | 32077.9925 | 0 | 1542071.5025 | 5885131
[9 empty] | 32077.9925 | 0 | 1542071.5025 | 5885131
Reservation | Upgrade Name | DUN | EOC | Earliest Start Date | Redispatch Available | Allocated E & C Cost | Total E & C Cost | Total Revenue Requirements
103028923 | Olive Creek 115kV Terminal Upgrades | 2028-06-01 | 2028-06-01 | 2027-12-31 |  | 32077.9925 | 100000 | 41317
[5 empty] | Total | 32077.9925 | 100000 | 41317
Credits may be required for the following Network Upgrades in accordance with Attachment Z2 of the SPP OATT.
Reservation | Upgrade Name | DUN | EOC | Earliest Start Date | Redispatch Available | Base Plan Funding for Wind | Directly Assigned for Wind | Allocated E & C Cost | Total Revenue Requirements
103028923 | HUGO - VALLIANT 345KV CKT 1 | 2012-07-01 | 2012-07-01 |  |  | 0 | 31438.64 | 31438.64 | 205232.4
| LACYGNE - WEST GARDNER 345KV CKT 1 | 2006-06-01 | 2006-06-01 |  |  | 0 | 19157.89 | 19157.89 | 245899.8
| NORTHWEST - WOODWARD 345KV CKT 1 | 2010-01-01 | 2010-01-01 |  |  | 0 | 497934.81 | 497934.81 | 3921918.6
| Valliant 345 kV (AEP) | 2012-07-01 | 2012-07-01 |  |  | 0 | 6561.9 | 6561.9 | 36786
| Woodward District EHV 345kV Substation | 2016-10-03 | 2016-10-03 |  |  | 0 | 615387.64 | 615387.64 | 924263.4
| Woodward EHV 138kV Phase Shifting Transformer circuit #1 | 2017-08-02 | 2017-08-02 |  |  | 0 | 339512.63 | 339512.63 | 509713.8
[5 empty] | Total | 0 | 1509993.51 | 1509993.51 | 5843814
*Note: CPOs may be calculated based on estimated upgrade cost and are subject to change.
Customer | Study Number
MAG | AG1-2024-040
Customer | Reservation | POR | POD | Requested Amount | Requested Start Date | Requested Stop Date | Deferred Start Date Without Redispatch | Deferred Stop Date Without Redispatch | Potential Base Plan Funding Allowable | Point-to-Point Base Rate | Allocated E & C Cost | Total Revenue Requirements
MAG | 102902925 | CSWS | ERCOTE | 50 | 2025-07-01 | 2026-09-01 | 2029-06-01 | 2030-08-01 | 0 | 4756872 | 17142857 | 34285714
[9 empty] | 0 | 4756872 | 17142857 | 34285714
Reservation | Upgrade Name | DUN | EOC | Earliest Start Date | Redispatch Available | Allocated E & C Cost | Total E & C Cost | Total Revenue Requirements
102902925 | ERCOT East DC Tie Upgrade | 2025-06-01 | 2029-06-01 | 2029-06-01 |  | 17142857 | 120000000 | 34285714
[5 empty] | Total | 17142857 | 120000000 | 34285714
Upgrade cost and RR may increase or decrease due to estimated assumptions and is subject to change.
Customer | Study Number
MAG | AG1-2024-041
Customer | Reservation | POR | POD | Requested Amount | Requested Start Date | Requested Stop Date | Deferred Start Date Without Redispatch | Deferred Stop Date Without Redispatch | Potential Base Plan Funding Allowable | Point-to-Point Base Rate | Allocated E & C Cost | Total Revenue Requirements
MAG | 102902931 | CSWS | ERCOTE | 50 | 2026-07-01 | 2027-09-01 | 2029-06-01 | 2030-08-01 | 0 | 4756872 | 17142857 | 34285714
[9 empty] | 0 | 4756872 | 17142857 | 34285714
Reservation | Upgrade Name | DUN | EOC | Earliest Start Date | Redispatch Available | Allocated E & C Cost | Total E & C Cost | Total Revenue Requirements
102902931 | ERCOT East DC Tie Upgrade | 2025-06-01 | 2029-06-01 | 2029-06-01 |  | 17142857 | 120000000 | 34285714
[5 empty] | Total | 17142857 | 120000000 | 34285714
Upgrade cost and RR may increase or decrease due to estimated assumptions and is subject to change.
Customer | Study Number
MEAN | AG1-2024-042
Customer | Reservation | POR | POD | Requested Amount | Requested Start Date | Requested Stop Date | Deferred Start Date Without Redispatch | Deferred Stop Date Without Redispatch | Potential Base Plan Funding Allowable | Point-to-Point Base Rate | Allocated E & C Cost | Total Revenue Requirements
MEAN | 102975732 | NPPD | NPPD | 10 | 2025-01-01 | 2030-01-01 | 2025-01-01 | 2030-01-01 | 457.16 | 0 | 457.16 | 737.4
[9 empty] | 457.16 | 0 | 457.16 | 737.4
Reservation | Upgrade Name | DUN | EOC | Earliest Start Date | Redispatch Available | Allocated E & C Cost | Total E & C Cost | Total Revenue Requirements
102975732 | None |  |  |  |  | 0 | 0 | 0
[5 empty] | Total | 0 | 0 | 0
Credits may be required for the following Network Upgrades in accordance with Attachment Z2 of the SPP OATT.
Reservation | Upgrade Name | DUN | EOC | Earliest Start Date | Redispatch Available | Allocated E & C Cost | Total Revenue Requirements
102975732 | Albion - Petersburg 115kV Ckt 1 Petersburg Upgrade | 2012-12-31 | 2012-12-31 |  |  | 457.16 | 737.4
[5 empty] | Total | 457.16 | 737.4
*Note: CPOs may be calculated based on estimated upgrade cost and are subject to change.
Customer | Study Number
MEAN | AG1-2024-043
Customer | Reservation | POR | POD | Requested Amount | Requested Start Date | Requested Stop Date | Deferred Start Date Without Redispatch | Deferred Stop Date Without Redispatch | Potential Base Plan Funding Allowable | Point-to-Point Base Rate | Allocated E & C Cost | Total Revenue Requirements
MEAN | 102975751 | NPPD | NPPD | 10 | 2025-01-01 | 2030-01-01 | 2025-01-01 | 2030-01-01 | 457.02 | 0 | 457.02 | 736.8
[9 empty] | 457.02 | 0 | 457.02 | 736.8
Reservation | Upgrade Name | DUN | EOC | Earliest Start Date | Redispatch Available | Allocated E & C Cost | Total E & C Cost | Total Revenue Requirements
102975751 | None |  |  |  |  | 0 | 0 | 0
[5 empty] | Total | 0 | 0 | 0
Credits may be required for the following Network Upgrades in accordance with Attachment Z2 of the SPP OATT.
Reservation | Upgrade Name | DUN | EOC | Earliest Start Date | Redispatch Available | Allocated E & C Cost | Total Revenue Requirements
102975751 | Albion - Petersburg 115kV Ckt 1 Petersburg Upgrade | 2012-12-31 | 2012-12-31 |  |  | 457.02 | 736.8
[5 empty] | Total | 457.02 | 736.8
*Note: CPOs may be calculated based on estimated upgrade cost and are subject to change.
Customer | Study Number
OPPM | AG1-2024-044
Customer | Reservation | POR | POD | Requested Amount | Requested Start Date | Requested Stop Date | Deferred Start Date Without Redispatch | Deferred Stop Date Without Redispatch | Potential Base Plan Funding Allowable | Point-to-Point Base Rate | Allocated E & C Cost | Total Revenue Requirements
OPPM | 103027108 | NPPD | OPPD | 225 | 2024-12-01 | 2029-12-01 | 2024-12-01 | 2029-12-01 | 7088 | 0 | 7484119.25 | 11581861.2
[9 empty] | 7088 | 0 | 7484119.25 | 11581861.2
Reservation | Upgrade Name | DUN | EOC | Earliest Start Date | Redispatch Available | Allocated E & C Cost | Total E & C Cost | Total Revenue Requirements
103027108 | Olive Creek 115kV Terminal Upgrades | 2028-06-01 | 2028-06-01 | 2027-12-31 |  | 7088 | 100000 | 8607
[5 empty] | Total | 7088 | 100000 | 8607
Credits may be required for the following Network Upgrades in accordance with Attachment Z2 of the SPP OATT.
Reservation | Upgrade Name | DUN | EOC | Earliest Start Date | Redispatch Available | Base Plan Funding for Wind | Directly Assigned for Wind | Allocated E & C Cost | Total Revenue Requirements
103027108 | Tobias 345kV Substation Saline Addition (NU) | 2019-01-01 | 2019-01-01 |  |  | 0 | 7477031.25 | 7477031.25 | 11573254.2
[5 empty] | Total | 0 | 7477031.25 | 7477031.25 | 11573254.2
*Note: CPOs may be calculated based on estimated upgrade cost and are subject to change.
Customer | Study Number
OPPM | AG1-2024-045
Customer | Reservation | POR | POD | Requested Amount | Requested Start Date | Requested Stop Date | Deferred Start Date Without Redispatch | Deferred Stop Date Without Redispatch | Potential Base Plan Funding Allowable | Point-to-Point Base Rate | Allocated E & C Cost | Total Revenue Requirements
OPPM | 103035231 | NPPD | OPPD | 75 | 2024-12-01 | 2029-12-01 | 2024-12-01 | 2029-12-01 | 2363 | 0 | 2494706.75 | 3860620.6
[9 empty] | 2363 | 0 | 2494706.75 | 3860620.6
Reservation | Upgrade Name | DUN | EOC | Earliest Start Date | Redispatch Available | Allocated E & C Cost | Total E & C Cost | Total Revenue Requirements
103035231 | Olive Creek 115kV Terminal Upgrades | 2028-06-01 | 2028-06-01 | 2027-12-31 |  | 2363 | 100000 | 2869
[5 empty] | Total | 2363 | 100000 | 2869
Credits may be required for the following Network Upgrades in accordance with Attachment Z2 of the SPP OATT.
Reservation | Upgrade Name | DUN | EOC | Earliest Start Date | Redispatch Available | Base Plan Funding for Wind | Directly Assigned for Wind | Allocated E & C Cost | Total Revenue Requirements
103035231 | Tobias 345kV Substation Saline Addition (NU) | 2019-01-01 | 2019-01-01 |  |  | 0 | 2492343.75 | 2492343.75 | 3857751.6
[5 empty] | Total | 0 | 2492343.75 | 2492343.75 | 3857751.6
*Note: CPOs may be calculated based on estimated upgrade cost and are subject to change.
Customer | Study Number
SPSM | AG1-2024-046
Customer | Reservation | POR | POD | Requested Amount | Requested Start Date | Requested Stop Date | Deferred Start Date Without Redispatch | Deferred Stop Date Without Redispatch | Potential Base Plan Funding Allowable | Point-to-Point Base Rate | Allocated E & C Cost | Total Revenue Requirements
SPSM | 102999509 | SPS | SPS | 80 | 2024-12-01 | 2034-01-01 | 2024-12-01 | 2034-01-01 | 621.55 | 0 | 3903395.19 | 6199179.89
[9 empty] | 621.55 | 0 | 3903395.19 | 6199179.89
Reservation | Upgrade Name | DUN | EOC | Earliest Start Date | Redispatch Available | Allocated E & C Cost | Total E & C Cost | Total Revenue Requirements
102999509 | None |  |  |  |  | 0 | 0 | 0
[5 empty] | Total | 0 | 0 | 0
Credits may be required for the following Network Upgrades in accordance with Attachment Z2 of the SPP OATT.
Reservation | Upgrade Name | DUN | EOC | Earliest Start Date | Redispatch Available | Base Plan Funding for Wind | Directly Assigned for Wind | Allocated E & C Cost | Total Revenue Requirements
102999509 | Crosby County Interchange - Floyd County Interchange 115kV Ckt 1 | 2015-10-29 | 2015-10-29 |  |  | 0 | 3379917.68 | 3379917.68 | 5495444.28
| Crossroads - Eddy County 345 kV CKT 1 Rebuild | 2020-12-01 | 2020-12-01 |  |  | 0 | 4997.21 | 4997.21 | 6591.23
| Harrington Mid - Nichols 230 kV Ckt 2 | 2012-12-01 | 2012-12-01 |  |  | 0 | 17005.85 | 17005.85 | 29062.67
| Harrington West - Nichols 230kV Ckt 1 | 2012-12-01 | 2012-12-01 |  |  | 0 | 17425.64 | 17425.64 | 29779.89
| Oklaunion 345 kV Capacitive Reactive Support (AEP) | 2022-06-01 | 2022-06-01 |  |  | 0 | 378631.54 | 378631.54 | 475450.37
| Plant X - Tolk 230kV rebuild circuit #1 | 2017-12-31 | 2017-12-31 |  |  | 0 | 51190.87 | 51190.87 | 79064.24
| Plant X - Tolk 230kV rebuild circuit #2 | 2017-12-31 | 2017-12-31 |  |  | 0 | 53604.85 | 53604.85 | 82792.04
| Power System Stabilizers in SPS | 2014-11-30 | 2014-11-30 |  |  | 621.55 | 0 | 621.55 | 995.17
[5 empty] | Total | 621.55 | 3902773.64 | 3903395.19 | 6199179.89
*Note: CPOs may be calculated based on estimated upgrade cost and are subject to change.
Customer | Study Number
SWMP | AG1-2024-047
Customer | Reservation | POR | POD | Requested Amount | Requested Start Date | Requested Stop Date | Deferred Start Date Without Redispatch | Deferred Stop Date Without Redispatch | Potential Base Plan Funding Allowable | Point-to-Point Base Rate | Allocated E & C Cost | Total Revenue Requirements
SWMP | 102933490 | MPS | EDE | 25 | 2025-06-01 | 2026-06-01 | 2025-06-01 | 2026-06-01 | 0 | 0 | 979727.71 | 1818206.04
[9 empty] | 0 | 0 | 979727.71 | 1818206.04
Reservation | Upgrade Name | DUN | EOC | Earliest Start Date | Redispatch Available | Allocated E & C Cost | Total E & C Cost | Total Revenue Requirements
102933490 | None |  |  |  |  | 0 | 0 | 0
[5 empty] | Total | 0 | 0 | 0
Credits may be required for the following Network Upgrades in accordance with Attachment Z2 of the SPP OATT.
Reservation | Upgrade Name | DUN | EOC | Earliest Start Date | Redispatch Available | Allocated E & C Cost | Total Revenue Requirements
102933490 | Neosho - Riverton 161kV Line Rebuild (EMDE) | 2023-10-01 | 2023-10-01 |  |  | 857450.69 | 1612700.64
| Neosho - Riverton 161kV Line Rebuild (WERE) | 2023-10-01 | 2023-10-01 |  |  | 122277.02 | 205505.4
[5 empty] | Total | 979727.71 | 1818206.04
*Note: CPOs may be calculated based on estimated upgrade cost and are subject to change.
Customer | Study Number
SWMP | AG1-2024-048
Customer | Reservation | POR | POD | Requested Amount | Requested Start Date | Requested Stop Date | Deferred Start Date Without Redispatch | Deferred Stop Date Without Redispatch | Potential Base Plan Funding Allowable | Point-to-Point Base Rate | Allocated E & C Cost | Total Revenue Requirements
SWMP | 103037452 | N/A | EDE | 4 | 2025-06-01 | 2030-06-01 | 2025-06-01 | 2030-06-01 | 160475.21 | 0 | 163647.86 | 349846.8
[9 empty] | 160475.21 | 0 | 163647.86 | 349846.8
Reservation | Upgrade Name | DUN | EOC | Earliest Start Date | Redispatch Available | Allocated E & C Cost | Total E & C Cost | Total Revenue Requirements
103037452 | None |  |  |  |  | 0 | 0 | 0
[5 empty] | Total | 0 | 0 | 0
Credits may be required for the following Network Upgrades in accordance with Attachment Z2 of the SPP OATT.
Reservation | Upgrade Name | DUN | EOC | Earliest Start Date | Redispatch Available | Allocated E & C Cost | Total Revenue Requirements
103037452 | Neosho - Riverton 161kV Line Rebuild (EMDE) | 2023-10-01 | 2023-10-01 |  |  | 143108.05 | 309639.6
| Neosho - Riverton 161kV Line Rebuild (WERE) | 2023-10-01 | 2023-10-01 |  |  | 20407.97 | 39457.2
| SUB 110 - ORONOGO JCT. - SUB 452 - RIVERTON 161KV CKT 1 | 2011-06-01 | 2011-06-01 |  |  | 131.84 | 750
[5 empty] | Total | 163647.86 | 349846.8
*Note: CPOs may be calculated based on estimated upgrade cost and are subject to change.
Customer | Study Number
TEA | AG1-2024-049
Customer | Reservation | POR | POD | Requested Amount | Requested Start Date | Requested Stop Date | Deferred Start Date Without Redispatch | Deferred Stop Date Without Redispatch | Potential Base Plan Funding Allowable | Point-to-Point Base Rate | Allocated E & C Cost | Total Revenue Requirements
TEA | 101470644 | CSWS | ERCOTE | 50 | 2026-07-01 | 2027-09-01 | 2026-07-01 | 2027-09-01 | 0 | 4756872 | 0 | 0
[9 empty] | 0 | 4756872 | 0 | 0
Reservation | Upgrade Name | DUN | EOC | Earliest Start Date | Redispatch Available | Allocated E & C Cost | Total E & C Cost | Total Revenue Requirements
101470644 | None |  |  |  |  | 0 | 0 | 0
[5 empty] | Total | 0 | 0 | 0
Customer | Study Number
TEA | AG1-2024-050
Customer | Reservation | POR | POD | Requested Amount | Requested Start Date | Requested Stop Date | Deferred Start Date Without Redispatch | Deferred Stop Date Without Redispatch | Potential Base Plan Funding Allowable | Point-to-Point Base Rate | Allocated E & C Cost | Total Revenue Requirements
TEA | 101470645 | WFEC | ERCOTN | 50 | 2026-07-01 | 2027-09-01 | 2026-07-01 | 2027-09-01 | 0 | 4756872 | 1744821.4 | 1744821.4
[9 empty] | 0 | 4756872 | 1744821.4 | 1744821.4
Reservation | Upgrade Name | DUN | EOC | Earliest Start Date | Redispatch Available | Allocated E & C Cost | Total E & C Cost | Total Revenue Requirements
101470645 | None |  |  |  |  | 0 | 0 | 0
[5 empty] | Total | 0 | 0 | 0
Credits may be required for the following Network Upgrades in accordance with Attachment Z2 of the SPP OATT.
Reservation | Upgrade Name | DUN | EOC | Earliest Start Date | Redispatch Available | Allocated E & C Cost | Total Revenue Requirements
101470645 | Border 345 kV Capacitive Reactive Support (OKGE) | 2020-06-01 | 2020-06-01 |  |  | 506178.68 | 506178.68
| Oklaunion 345 kV Capacitive Reactive Support (AEP) | 2022-06-01 | 2022-06-01 |  |  | 1092510.72 | 1092510.72
| Power System Stabilizers in SPS | 2014-11-30 | 2014-11-30 |  |  | 146132 | 146132
[5 empty] | Total | 1744821.4 | 1744821.4
*Note: CPOs may be calculated based on estimated upgrade cost and are subject to change.
Customer | Study Number
TEA | AG1-2024-051
Customer | Reservation | POR | POD | Requested Amount | Requested Start Date | Requested Stop Date | Deferred Start Date Without Redispatch | Deferred Stop Date Without Redispatch | Potential Base Plan Funding Allowable | Point-to-Point Base Rate | Allocated E & C Cost | Total Revenue Requirements
TEA | 101470648 | WFEC | ERCOTN | 50 | 2026-07-01 | 2027-09-01 | 2026-07-01 | 2027-09-01 | 0 | 4756872 | 3131011.94 | 3131011.94
[9 empty] | 0 | 4756872 | 3131011.94 | 3131011.94
Reservation | Upgrade Name | DUN | EOC | Earliest Start Date | Redispatch Available | Allocated E & C Cost | Total E & C Cost | Total Revenue Requirements
101470648 | None |  |  |  |  | 0 | 0 | 0
[5 empty] | Total | 0 | 0 | 0
Credits may be required for the following Network Upgrades in accordance with Attachment Z2 of the SPP OATT.
Reservation | Upgrade Name | DUN | EOC | Earliest Start Date | Redispatch Available | Allocated E & C Cost | Total Revenue Requirements
101470648 | Border 345 kV Capacitive Reactive Support (OKGE) | 2020-06-01 | 2020-06-01 |  |  | 502592.02 | 502592.02
| NORTHWEST - WOODWARD 345KV CKT 1 | 2010-01-01 | 2010-01-01 |  |  | 29302.28 | 29302.28
| Oklaunion 345 kV Capacitive Reactive Support (AEP) | 2022-06-01 | 2022-06-01 |  |  | 1198579.48 | 1198579.48
| Power System Stabilizers in SPS | 2014-11-30 | 2014-11-30 |  |  | 146132 | 146132
| HUGO - VALLIANT 345KV CKT 1 | 2012-07-01 | 2012-07-01 |  |  | 375821.46 | 375821.46
| Kingfisher Co Tap - Mathewson 345kV CKT 1 | 2018-03-01 | 2018-03-01 |  |  | 502763.24 | 502763.24
| Valliant 345 kV (AEP) | 2012-07-01 | 2012-07-01 |  |  | 375821.46 | 375821.46
[5 empty] | Total | 3131011.94 | 3131011.94
*Note: CPOs may be calculated based on estimated upgrade cost and are subject to change.
Customer | Study Number
TEA | AG1-2024-052
Customer | Reservation | POR | POD | Requested Amount | Requested Start Date | Requested Stop Date | Deferred Start Date Without Redispatch | Deferred Stop Date Without Redispatch | Potential Base Plan Funding Allowable | Point-to-Point Base Rate | Allocated E & C Cost | Total Revenue Requirements
TEA | 101470651 | CSWS | ERCOTE | 50 | 2026-07-01 | 2027-09-01 | 2026-07-01 | 2027-09-01 | 0 | 4756872 | 0 | 0
[9 empty] | 0 | 4756872 | 0 | 0
Reservation | Upgrade Name | DUN | EOC | Earliest Start Date | Redispatch Available | Allocated E & C Cost | Total E & C Cost | Total Revenue Requirements
101470651 | None |  |  |  |  | 0 | 0 | 0
[5 empty] | Total | 0 | 0 | 0
Customer | Study Number
TEA | AG1-2024-053
Customer | Reservation | POR | POD | Requested Amount | Requested Start Date | Requested Stop Date | Deferred Start Date Without Redispatch | Deferred Stop Date Without Redispatch | Potential Base Plan Funding Allowable | Point-to-Point Base Rate | Allocated E & C Cost | Total Revenue Requirements
TEA | 101470654 | CSWS | ERCOTE | 50 | 2026-07-01 | 2027-09-01 | 2026-07-01 | 2027-09-01 | 0 | 4756872 | 0 | 0
[9 empty] | 0 | 4756872 | 0 | 0
Reservation | Upgrade Name | DUN | EOC | Earliest Start Date | Redispatch Available | Allocated E & C Cost | Total E & C Cost | Total Revenue Requirements
101470654 | None |  |  |  |  | 0 | 0 | 0
[5 empty] | Total | 0 | 0 | 0
Customer | Study Number
TEA | AG1-2024-054
Customer | Reservation | POR | POD | Requested Amount | Requested Start Date | Requested Stop Date | Deferred Start Date Without Redispatch | Deferred Stop Date Without Redispatch | Potential Base Plan Funding Allowable | Point-to-Point Base Rate | Allocated E & C Cost | Total Revenue Requirements
TEA | 101470664 | WFEC | ERCOTN | 20 | 2026-07-01 | 2027-09-01 | 2026-07-01 | 2027-09-01 | 0 | 1902749 | 1340078.32 | 1340078.32
[9 empty] | 0 | 1902749 | 1340078.32 | 1340078.32
Reservation | Upgrade Name | DUN | EOC | Earliest Start Date | Redispatch Available | Allocated E & C Cost | Total E & C Cost | Total Revenue Requirements
101470664 | None |  |  |  |  | 0 | 0 | 0
[5 empty] | Total | 0 | 0 | 0
Credits may be required for the following Network Upgrades in accordance with Attachment Z2 of the SPP OATT.
Reservation | Upgrade Name | DUN | EOC | Earliest Start Date | Redispatch Available | Allocated E & C Cost | Total Revenue Requirements
101470664 | Border 345 kV Capacitive Reactive Support (OKGE) | 2020-06-01 | 2020-06-01 |  |  | 201034.96 | 201034.96
| Kingfisher Co Tap - Mathewson 345kV CKT 1 | 2018-03-01 | 2018-03-01 |  |  | 201101.46 | 201101.46
| HUGO - VALLIANT 345KV CKT 1 | 2012-07-01 | 2012-07-01 |  |  | 150326.68 | 150326.68
| NORTHWEST - WOODWARD 345KV CKT 1 | 2010-01-01 | 2010-01-01 |  |  | 11720.94 | 11720.94
| Oklaunion 345 kV Capacitive Reactive Support (AEP) | 2022-06-01 | 2022-06-01 |  |  | 479435.6 | 479435.6
| Power System Stabilizers in SPS | 2014-11-30 | 2014-11-30 |  |  | 146132 | 146132
| Valliant 345 kV (AEP) | 2012-07-01 | 2012-07-01 |  |  | 150326.68 | 150326.68
[5 empty] | Total | 1340078.32 | 1340078.32
*Note: CPOs may be calculated based on estimated upgrade cost and are subject to change.
Customer | Study Number
TNSK | AG1-2024-055
Customer | Reservation | POR | POD | Requested Amount | Requested Start Date | Requested Stop Date | Deferred Start Date Without Redispatch | Deferred Stop Date Without Redispatch | Potential Base Plan Funding Allowable | Point-to-Point Base Rate | Allocated E & C Cost | Total Revenue Requirements
TNSK | 101470649 | WFEC | ERCOTN | 25 | 2027-07-01 | 2028-09-01 | 2027-07-01 | 2028-09-01 | 0 | 2378436 | 950531.54 | 950531.54
[9 empty] | 0 | 2378436 | 950531.54 | 950531.54
Reservation | Upgrade Name | DUN | EOC | Earliest Start Date | Redispatch Available | Allocated E & C Cost | Total E & C Cost | Total Revenue Requirements
101470649 | None |  |  |  |  | 0 | 0 | 0
[5 empty] | Total | 0 | 0 | 0
Credits may be required for the following Network Upgrades in accordance with Attachment Z2 of the SPP OATT.
Reservation | Upgrade Name | DUN | EOC | Earliest Start Date | Redispatch Available | Allocated E & C Cost | Total Revenue Requirements
101470649 | Border 345 kV Capacitive Reactive Support (OKGE) | 2020-06-01 | 2020-06-01 |  |  | 252285.46 | 252285.46
| Oklaunion 345 kV Capacitive Reactive Support (AEP) | 2022-06-01 | 2022-06-01 |  |  | 547306.62 | 547306.62
| Power System Stabilizers in SPS | 2014-11-30 | 2014-11-30 |  |  | 150939.46 | 150939.46
[5 empty] | Total | 950531.54 | 950531.54
*Note: CPOs may be calculated based on estimated upgrade cost and are subject to change.
Customer | Study Number
TNSK | AG1-2024-056
Customer | Reservation | POR | POD | Requested Amount | Requested Start Date | Requested Stop Date | Deferred Start Date Without Redispatch | Deferred Stop Date Without Redispatch | Potential Base Plan Funding Allowable | Point-to-Point Base Rate | Allocated E & C Cost | Total Revenue Requirements
TNSK | 101470650 | CSWS | ERCOTE | 50 | 2027-07-01 | 2028-09-01 | 2027-07-01 | 2028-09-01 | 0 | 4756872 | 0 | 0
[9 empty] | 0 | 4756872 | 0 | 0
Reservation | Upgrade Name | DUN | EOC | Earliest Start Date | Redispatch Available | Allocated E & C Cost | Total E & C Cost | Total Revenue Requirements
101470650 | None |  |  |  |  | 0 | 0 | 0
[5 empty] | Total | 0 | 0 | 0
Customer | Study Number
TNSK | AG1-2024-057
Customer | Reservation | POR | POD | Requested Amount | Requested Start Date | Requested Stop Date | Deferred Start Date Without Redispatch | Deferred Stop Date Without Redispatch | Potential Base Plan Funding Allowable | Point-to-Point Base Rate | Allocated E & C Cost | Total Revenue Requirements
TNSK | 101470652 | CSWS | ERCOTE | 50 | 2027-07-01 | 2028-09-01 | 2027-07-01 | 2028-09-01 | 0 | 4756872 | 0 | 0
[9 empty] | 0 | 4756872 | 0 | 0
Reservation | Upgrade Name | DUN | EOC | Earliest Start Date | Redispatch Available | Allocated E & C Cost | Total E & C Cost | Total Revenue Requirements
101470652 | None |  |  |  |  | 0 | 0 | 0
[5 empty] | Total | 0 | 0 | 0
Customer | Study Number
TNSK | AG1-2024-058
Customer | Reservation | POR | POD | Requested Amount | Requested Start Date | Requested Stop Date | Deferred Start Date Without Redispatch | Deferred Stop Date Without Redispatch | Potential Base Plan Funding Allowable | Point-to-Point Base Rate | Allocated E & C Cost | Total Revenue Requirements
TNSK | 101470655 | CSWS | ERCOTE | 50 | 2027-07-01 | 2028-09-01 | 2027-07-01 | 2028-09-01 | 0 | 4756872 | 0 | 0
[9 empty] | 0 | 4756872 | 0 | 0
Reservation | Upgrade Name | DUN | EOC | Earliest Start Date | Redispatch Available | Allocated E & C Cost | Total E & C Cost | Total Revenue Requirements
101470655 | None |  |  |  |  | 0 | 0 | 0
[5 empty] | Total | 0 | 0 | 0
Customer | Study Number
TNSK | AG1-2024-059
Customer | Reservation | POR | POD | Requested Amount | Requested Start Date | Requested Stop Date | Deferred Start Date Without Redispatch | Deferred Stop Date Without Redispatch | Potential Base Plan Funding Allowable | Point-to-Point Base Rate | Allocated E & C Cost | Total Revenue Requirements
TNSK | 101470658 | CSWS | ERCOTE | 50 | 2027-07-01 | 2028-09-01 | 2027-07-01 | 2028-09-01 | 0 | 4756872 | 0 | 0
[9 empty] | 0 | 4756872 | 0 | 0
Reservation | Upgrade Name | DUN | EOC | Earliest Start Date | Redispatch Available | Allocated E & C Cost | Total E & C Cost | Total Revenue Requirements
101470658 | None |  |  |  |  | 0 | 0 | 0
[5 empty] | Total | 0 | 0 | 0
Customer | Study Number
TNSK | AG1-2024-060
Customer | Reservation | POR | POD | Requested Amount | Requested Start Date | Requested Stop Date | Deferred Start Date Without Redispatch | Deferred Stop Date Without Redispatch | Potential Base Plan Funding Allowable | Point-to-Point Base Rate | Allocated E & C Cost | Total Revenue Requirements
TNSK | 101470667 | CSWS | ERCOTE | 50 | 2028-07-01 | 2029-09-01 | 2028-07-01 | 2029-09-01 | 0 | 4756872 | 0 | 0
[9 empty] | 0 | 4756872 | 0 | 0
Reservation | Upgrade Name | DUN | EOC | Earliest Start Date | Redispatch Available | Allocated E & C Cost | Total E & C Cost | Total Revenue Requirements
101470667 | None |  |  |  |  | 0 | 0 | 0
[5 empty] | Total | 0 | 0 | 0
Customer | Study Number
TNSK | AG1-2024-061
Customer | Reservation | POR | POD | Requested Amount | Requested Start Date | Requested Stop Date | Deferred Start Date Without Redispatch | Deferred Stop Date Without Redispatch | Potential Base Plan Funding Allowable | Point-to-Point Base Rate | Allocated E & C Cost | Total Revenue Requirements
TNSK | 101470672 | CSWS | ERCOTE | 50 | 2027-07-01 | 2028-09-01 | 2027-07-01 | 2028-09-01 | 0 | 4756872 | 0 | 0
[9 empty] | 0 | 4756872 | 0 | 0
Reservation | Upgrade Name | DUN | EOC | Earliest Start Date | Redispatch Available | Allocated E & C Cost | Total E & C Cost | Total Revenue Requirements
101470672 | None |  |  |  |  | 0 | 0 | 0
[5 empty] | Total | 0 | 0 | 0
Customer | Study Number
TNSK | AG1-2024-062
Customer | Reservation | POR | POD | Requested Amount | Requested Start Date | Requested Stop Date | Deferred Start Date Without Redispatch | Deferred Stop Date Without Redispatch | Potential Base Plan Funding Allowable | Point-to-Point Base Rate | Allocated E & C Cost | Total Revenue Requirements
TNSK | 101470671 | WFEC | ERCOTN | 50 | 2026-07-01 | 2027-09-01 | 2026-07-01 | 2027-09-01 | 0 | 4756872 | 3131011.94 | 3131011.94
[9 empty] | 0 | 4756872 | 3131011.94 | 3131011.94
Reservation | Upgrade Name | DUN | EOC | Earliest Start Date | Redispatch Available | Allocated E & C Cost | Total E & C Cost | Total Revenue Requirements
101470671 | None |  |  |  |  | 0 | 0 | 0
[5 empty] | Total | 0 | 0 | 0
Credits may be required for the following Network Upgrades in accordance with Attachment Z2 of the SPP OATT.
Reservation | Upgrade Name | DUN | EOC | Earliest Start Date | Redispatch Available | Allocated E & C Cost | Total Revenue Requirements
101470671 | Border 345 kV Capacitive Reactive Support (OKGE) | 2020-06-01 | 2020-06-01 |  |  | 502592.02 | 502592.02
| HUGO - VALLIANT 345KV CKT 1 | 2012-07-01 | 2012-07-01 |  |  | 375821.46 | 375821.46
| Kingfisher Co Tap - Mathewson 345kV CKT 1 | 2018-03-01 | 2018-03-01 |  |  | 502763.24 | 502763.24
| NORTHWEST - WOODWARD 345KV CKT 1 | 2010-01-01 | 2010-01-01 |  |  | 29302.28 | 29302.28
| Oklaunion 345 kV Capacitive Reactive Support (AEP) | 2022-06-01 | 2022-06-01 |  |  | 1198579.48 | 1198579.48
| Valliant 345 kV (AEP) | 2012-07-01 | 2012-07-01 |  |  | 375821.46 | 375821.46
| Power System Stabilizers in SPS | 2014-11-30 | 2014-11-30 |  |  | 146132 | 146132
[5 empty] | Total | 3131011.94 | 3131011.94
*Note: CPOs may be calculated based on estimated upgrade cost and are subject to change.
Customer | Study Number
TNSK | AG1-2024-063
Customer | Reservation | POR | POD | Requested Amount | Requested Start Date | Requested Stop Date | Deferred Start Date Without Redispatch | Deferred Stop Date Without Redispatch | Potential Base Plan Funding Allowable | Point-to-Point Base Rate | Allocated E & C Cost | Total Revenue Requirements
TNSK | 101470683 | WFEC | ERCOTN | 50 | 2026-07-01 | 2027-09-01 | 2026-07-01 | 2027-09-01 | 0 | 4756872 | 38547678.94 | 73964345.94
[9 empty] | 0 | 4756872 | 38547678.94 | 73964345.94
Reservation | Upgrade Name | DUN | EOC | Earliest Start Date | Redispatch Available | Allocated E & C Cost | Total E & C Cost | Total Revenue Requirements
101470683 | ERCOT North DC Tie Upgrade | 2026-06-01 | 2029-06-01 | 2029-06-01 |  | 35416667 | 85000000 | 70833334
[5 empty] | Total | 35416667 | 85000000 | 70833334
Credits may be required for the following Network Upgrades in accordance with Attachment Z2 of the SPP OATT.
Reservation | Upgrade Name | DUN | EOC | Earliest Start Date | Redispatch Available | Allocated E & C Cost | Total Revenue Requirements
101470683 | Border 345 kV Capacitive Reactive Support (OKGE) | 2020-06-01 | 2020-06-01 |  |  | 502592.02 | 502592.02
| HUGO - VALLIANT 345KV CKT 1 | 2012-07-01 | 2012-07-01 |  |  | 375821.46 | 375821.46
| Kingfisher Co Tap - Mathewson 345kV CKT 1 | 2018-03-01 | 2018-03-01 |  |  | 502763.24 | 502763.24
| NORTHWEST - WOODWARD 345KV CKT 1 | 2010-01-01 | 2010-01-01 |  |  | 29302.28 | 29302.28
| Oklaunion 345 kV Capacitive Reactive Support (AEP) | 2022-06-01 | 2022-06-01 |  |  | 1198579.48 | 1198579.48
| Valliant 345 kV (AEP) | 2012-07-01 | 2012-07-01 |  |  | 375821.46 | 375821.46
| Power System Stabilizers in SPS | 2014-11-30 | 2014-11-30 |  |  | 146132 | 146132
[5 empty] | Total | 3131011.94 | 3131011.94
*Note: CPOs may be calculated based on estimated upgrade cost and are subject to change.
Upgrade cost and RR may increase or decrease due to estimated assumptions and is subject to change.
Customer | Study Number
TNSK | AG1-2024-064
Customer | Reservation | POR | POD | Requested Amount | Requested Start Date | Requested Stop Date | Deferred Start Date Without Redispatch | Deferred Stop Date Without Redispatch | Potential Base Plan Funding Allowable | Point-to-Point Base Rate | Allocated E & C Cost | Total Revenue Requirements
TNSK | 101470687 | CSWS | ERCOTE | 50 | 2027-07-01 | 2028-09-01 | 2027-07-01 | 2028-09-01 | 0 | 4756872 | 0 | 0
[9 empty] | 0 | 4756872 | 0 | 0
Reservation | Upgrade Name | DUN | EOC | Earliest Start Date | Redispatch Available | Allocated E & C Cost | Total E & C Cost | Total Revenue Requirements
101470687 | None |  |  |  |  | 0 | 0 | 0
[5 empty] | Total | 0 | 0 | 0
Customer | Study Number
TNSK | AG1-2024-065
Customer | Reservation | POR | POD | Requested Amount | Requested Start Date | Requested Stop Date | Deferred Start Date Without Redispatch | Deferred Stop Date Without Redispatch | Potential Base Plan Funding Allowable | Point-to-Point Base Rate | Allocated E & C Cost | Total Revenue Requirements
TNSK | 101470698 | CSWS | ERCOTE | 50 | 2027-07-01 | 2028-09-01 | 2027-07-01 | 2028-09-01 | 0 | 4756872 | 0 | 0
[9 empty] | 0 | 4756872 | 0 | 0
Reservation | Upgrade Name | DUN | EOC | Earliest Start Date | Redispatch Available | Allocated E & C Cost | Total E & C Cost | Total Revenue Requirements
101470698 | None |  |  |  |  | 0 | 0 | 0
[5 empty] | Total | 0 | 0 | 0
Customer | Study Number
TNSK | AG1-2024-066
Customer | Reservation | POR | POD | Requested Amount | Requested Start Date | Requested Stop Date | Deferred Start Date Without Redispatch | Deferred Stop Date Without Redispatch | Potential Base Plan Funding Allowable | Point-to-Point Base Rate | Allocated E & C Cost | Total Revenue Requirements
TNSK | 101470716 | WFEC | ERCOTN | 50 | 2026-07-01 | 2027-09-01 | 2026-07-01 | 2027-09-01 | 0 | 4756872 | 38547678.94 | 73964345.94
[9 empty] | 0 | 4756872 | 38547678.94 | 73964345.94
Reservation | Upgrade Name | DUN | EOC | Earliest Start Date | Redispatch Available | Allocated E & C Cost | Total E & C Cost | Total Revenue Requirements
101470716 | ERCOT North DC Tie Upgrade | 2026-06-01 | 2029-06-01 | 2029-06-01 |  | 35416667 | 85000000 | 70833334
[5 empty] | Total | 35416667 | 85000000 | 70833334
Credits may be required for the following Network Upgrades in accordance with Attachment Z2 of the SPP OATT.
Reservation | Upgrade Name | DUN | EOC | Earliest Start Date | Redispatch Available | Allocated E & C Cost | Total Revenue Requirements
101470716 | Border 345 kV Capacitive Reactive Support (OKGE) | 2020-06-01 | 2020-06-01 |  |  | 502592.02 | 502592.02
| HUGO - VALLIANT 345KV CKT 1 | 2012-07-01 | 2012-07-01 |  |  | 375821.46 | 375821.46
| Kingfisher Co Tap - Mathewson 345kV CKT 1 | 2018-03-01 | 2018-03-01 |  |  | 502763.24 | 502763.24
| NORTHWEST - WOODWARD 345KV CKT 1 | 2010-01-01 | 2010-01-01 |  |  | 29302.28 | 29302.28
| Oklaunion 345 kV Capacitive Reactive Support (AEP) | 2022-06-01 | 2022-06-01 |  |  | 1198579.48 | 1198579.48
| Power System Stabilizers in SPS | 2014-11-30 | 2014-11-30 |  |  | 146132 | 146132
| Valliant 345 kV (AEP) | 2012-07-01 | 2012-07-01 |  |  | 375821.46 | 375821.46
[5 empty] | Total | 3131011.94 | 3131011.94
*Note: CPOs may be calculated based on estimated upgrade cost and are subject to change.
Upgrade cost and RR may increase or decrease due to estimated assumptions and is subject to change.
Customer | Study Number
TNSK | AG1-2024-067
Customer | Reservation | POR | POD | Requested Amount | Requested Start Date | Requested Stop Date | Deferred Start Date Without Redispatch | Deferred Stop Date Without Redispatch | Potential Base Plan Funding Allowable | Point-to-Point Base Rate | Allocated E & C Cost | Total Revenue Requirements
TNSK | 101470725 | CSWS | ERCOTE | 50 | 2026-07-01 | 2027-09-01 | 2026-07-01 | 2027-09-01 | 0 | 4756872 | 0 | 0
[9 empty] | 0 | 4756872 | 0 | 0
Reservation | Upgrade Name | DUN | EOC | Earliest Start Date | Redispatch Available | Allocated E & C Cost | Total E & C Cost | Total Revenue Requirements
101470725 | None |  |  |  |  | 0 | 0 | 0
[5 empty] | Total | 0 | 0 | 0
Customer | Study Number
TNSK | AG1-2024-068
Customer | Reservation | POR | POD | Requested Amount | Requested Start Date | Requested Stop Date | Deferred Start Date Without Redispatch | Deferred Stop Date Without Redispatch | Potential Base Plan Funding Allowable | Point-to-Point Base Rate | Allocated E & C Cost | Total Revenue Requirements
TNSK | 101470733 | CSWS | ERCOTE | 50 | 2026-07-01 | 2027-09-01 | 2026-07-01 | 2027-09-01 | 0 | 4756872 | 17142857 | 34285714
[9 empty] | 0 | 4756872 | 17142857 | 34285714
Reservation | Upgrade Name | DUN | EOC | Earliest Start Date | Redispatch Available | Allocated E & C Cost | Total E & C Cost | Total Revenue Requirements
101470733 | ERCOT East DC Tie Upgrade | 2025-06-01 | 2029-06-01 | 2029-06-01 |  | 17142857 | 120000000 | 34285714
[5 empty] | Total | 17142857 | 120000000 | 34285714
Upgrade cost and RR may increase or decrease due to estimated assumptions and is subject to change.
Customer | Study Number
TNSK | AG1-2024-069
Customer | Reservation | POR | POD | Requested Amount | Requested Start Date | Requested Stop Date | Deferred Start Date Without Redispatch | Deferred Stop Date Without Redispatch | Potential Base Plan Funding Allowable | Point-to-Point Base Rate | Allocated E & C Cost | Total Revenue Requirements
TNSK | 101470737 | CSWS | ERCOTE | 50 | 2026-07-01 | 2027-09-01 | 2026-07-01 | 2027-09-01 | 0 | 4756872 | 17142857 | 34285714
[9 empty] | 0 | 4756872 | 17142857 | 34285714
Reservation | Upgrade Name | DUN | EOC | Earliest Start Date | Redispatch Available | Allocated E & C Cost | Total E & C Cost | Total Revenue Requirements
101470737 | ERCOT East DC Tie Upgrade | 2025-06-01 | 2029-06-01 | 2029-06-01 |  | 17142857 | 120000000 | 34285714
[5 empty] | Total | 17142857 | 120000000 | 34285714
Upgrade cost and RR may increase or decrease due to estimated assumptions and is subject to change.
Customer | Study Number
TNSK | AG1-2024-070
Customer | Reservation | POR | POD | Requested Amount | Requested Start Date | Requested Stop Date | Deferred Start Date Without Redispatch | Deferred Stop Date Without Redispatch | Potential Base Plan Funding Allowable | Point-to-Point Base Rate | Allocated E & C Cost | Total Revenue Requirements
TNSK | 101470738 | CSWS | ERCOTE | 50 | 2026-07-01 | 2027-09-01 | 2026-07-01 | 2027-09-01 | 0 | 4756872 | 17142857 | 34285714
[9 empty] | 0 | 4756872 | 17142857 | 34285714
Reservation | Upgrade Name | DUN | EOC | Earliest Start Date | Redispatch Available | Allocated E & C Cost | Total E & C Cost | Total Revenue Requirements
101470738 | ERCOT East DC Tie Upgrade | 2025-06-01 | 2029-06-01 | 2029-06-01 |  | 17142857 | 120000000 | 34285714
[5 empty] | Total | 17142857 | 120000000 | 34285714
Upgrade cost and RR may increase or decrease due to estimated assumptions and is subject to change.
Customer | Study Number
TNSK | AG1-2024-071
Customer | Reservation | POR | POD | Requested Amount | Requested Start Date | Requested Stop Date | Deferred Start Date Without Redispatch | Deferred Stop Date Without Redispatch | Potential Base Plan Funding Allowable | Point-to-Point Base Rate | Allocated E & C Cost | Total Revenue Requirements
TNSK | 101470746 | WFEC | ERCOTN | 50 | 2028-07-01 | 2029-09-01 | 2028-07-01 | 2029-09-01 | 0 | 4756872 | 2891667.52 | 2891667.52
[9 empty] | 0 | 4756872 | 2891667.52 | 2891667.52
Reservation | Upgrade Name | DUN | EOC | Earliest Start Date | Redispatch Available | Allocated E & C Cost | Total E & C Cost | Total Revenue Requirements
101470746 | None |  |  |  |  | 0 | 0 | 0
[5 empty] | Total | 0 | 0 | 0
Credits may be required for the following Network Upgrades in accordance with Attachment Z2 of the SPP OATT.
Reservation | Upgrade Name | DUN | EOC | Earliest Start Date | Redispatch Available | Allocated E & C Cost | Total Revenue Requirements
101470746 | Border 345 kV Capacitive Reactive Support (OKGE) | 2020-06-01 | 2020-06-01 |  |  | 499899.68 | 499899.68
| Oklaunion 345 kV Capacitive Reactive Support (AEP) | 2022-06-01 | 2022-06-01 |  |  | 1181711.58 | 1181711.58
| HUGO - VALLIANT 345KV CKT 1 | 2012-07-01 | 2012-07-01 |  |  | 316046.5 | 316046.5
| Kingfisher Co Tap - Mathewson 345kV CKT 1 | 2018-03-01 | 2018-03-01 |  |  | 406826.7 | 406826.7
| NORTHWEST - WOODWARD 345KV CKT 1 | 2010-01-01 | 2010-01-01 |  |  | 15231.44 | 15231.44
| Power System Stabilizers in SPS | 2014-11-30 | 2014-11-30 |  |  | 155905.12 | 155905.12
| Valliant 345 kV (AEP) | 2012-07-01 | 2012-07-01 |  |  | 316046.5 | 316046.5
[5 empty] | Total | 2891667.52 | 2891667.52
*Note: CPOs may be calculated based on estimated upgrade cost and are subject to change.
Customer | Study Number
TNSK | AG1-2024-072
Customer | Reservation | POR | POD | Requested Amount | Requested Start Date | Requested Stop Date | Deferred Start Date Without Redispatch | Deferred Stop Date Without Redispatch | Potential Base Plan Funding Allowable | Point-to-Point Base Rate | Allocated E & C Cost | Total Revenue Requirements
TNSK | 102844919 | WFEC | ERCOTN | 20 | 2026-07-01 | 2027-09-01 | 2026-07-01 | 2027-09-01 | 0 | 1902749 | 15506745.32 | 29673412.32
[9 empty] | 0 | 1902749 | 15506745.32 | 29673412.32
Reservation | Upgrade Name | DUN | EOC | Earliest Start Date | Redispatch Available | Allocated E & C Cost | Total E & C Cost | Total Revenue Requirements
102844919 | ERCOT North DC Tie Upgrade | 2026-06-01 | 2029-06-01 | 2029-06-01 |  | 14166667 | 85000000 | 28333334
[5 empty] | Total | 14166667 | 85000000 | 28333334
Credits may be required for the following Network Upgrades in accordance with Attachment Z2 of the SPP OATT.
Reservation | Upgrade Name | DUN | EOC | Earliest Start Date | Redispatch Available | Allocated E & C Cost | Total Revenue Requirements
102844919 | Border 345 kV Capacitive Reactive Support (OKGE) | 2020-06-01 | 2020-06-01 |  |  | 201034.96 | 201034.96
| Oklaunion 345 kV Capacitive Reactive Support (AEP) | 2022-06-01 | 2022-06-01 |  |  | 479435.6 | 479435.6
| HUGO - VALLIANT 345KV CKT 1 | 2012-07-01 | 2012-07-01 |  |  | 150326.68 | 150326.68
| Kingfisher Co Tap - Mathewson 345kV CKT 1 | 2018-03-01 | 2018-03-01 |  |  | 201101.46 | 201101.46
| NORTHWEST - WOODWARD 345KV CKT 1 | 2010-01-01 | 2010-01-01 |  |  | 11720.94 | 11720.94
| Power System Stabilizers in SPS | 2014-11-30 | 2014-11-30 |  |  | 146132 | 146132
| Valliant 345 kV (AEP) | 2012-07-01 | 2012-07-01 |  |  | 150326.68 | 150326.68
[5 empty] | Total | 1340078.32 | 1340078.32
*Note: CPOs may be calculated based on estimated upgrade cost and are subject to change.
Upgrade cost and RR may increase or decrease due to estimated assumptions and is subject to change.
Customer | Study Number
WRGS | AG1-2024-073
Customer | Reservation | POR | POD | Requested Amount | Requested Start Date | Requested Stop Date | Deferred Start Date Without Redispatch | Deferred Stop Date Without Redispatch | Potential Base Plan Funding Allowable | Point-to-Point Base Rate | Allocated E & C Cost | Total Revenue Requirements
WRGS | 102941897 | WR | WR | 12 | 2024-12-01 | 2029-12-01 | 2024-12-01 | 2029-12-01 | 0 | 0 | 0 | 0
[9 empty] | 0 | 0 | 0 | 0
Reservation | Upgrade Name | DUN | EOC | Earliest Start Date | Redispatch Available | Allocated E & C Cost | Total E & C Cost | Total Revenue Requirements
102941897 | None |  |  |  |  | 0 | 0 | 0
[5 empty] | Total | 0 | 0 | 0
Customer | Study Number
WRGS | AG1-2024-074
Customer | Reservation | POR | POD | Requested Amount | Requested Start Date | Requested Stop Date | Deferred Start Date Without Redispatch | Deferred Stop Date Without Redispatch | Potential Base Plan Funding Allowable | Point-to-Point Base Rate | Allocated E & C Cost | Total Revenue Requirements
WRGS | 102943142 | WR | WR | 12 | 2024-12-01 | 2029-12-01 | 2024-12-01 | 2029-12-01 | 908.55 | 0 | 908.55 | 10758
[9 empty] | 908.55 | 0 | 908.55 | 10758
Reservation | Upgrade Name | DUN | EOC | Earliest Start Date | Redispatch Available | Allocated E & C Cost | Total E & C Cost | Total Revenue Requirements
102943142 | None |  |  |  |  | 0 | 0 | 0
[5 empty] | Total | 0 | 0 | 0
Credits may be required for the following Network Upgrades in accordance with Attachment Z2 of the SPP OATT.
Reservation | Upgrade Name | DUN | EOC | Earliest Start Date | Redispatch Available | Allocated E & C Cost | Total Revenue Requirements
102943142 | LACYGNE - WEST GARDNER 345KV CKT 1 | 2006-06-01 | 2006-06-01 |  |  | 908.55 | 10758
[5 empty] | Total | 908.55 | 10758
*Note: CPOs may be calculated based on estimated upgrade cost and are subject to change.
Customer | Study Number
WRGS | AG1-2024-075
Customer | Reservation | POR | POD | Requested Amount | Requested Start Date | Requested Stop Date | Deferred Start Date Without Redispatch | Deferred Stop Date Without Redispatch | Potential Base Plan Funding Allowable | Point-to-Point Base Rate | Allocated E & C Cost | Total Revenue Requirements
WRGS | 102943153 | WR | WR | 13 | 2024-12-01 | 2029-12-01 | 2024-12-01 | 2029-12-01 | 984.26 | 0 | 984.26 | 11654.4
[9 empty] | 984.26 | 0 | 984.26 | 11654.4
Reservation | Upgrade Name | DUN | EOC | Earliest Start Date | Redispatch Available | Allocated E & C Cost | Total E & C Cost | Total Revenue Requirements
102943153 | None |  |  |  |  | 0 | 0 | 0
[5 empty] | Total | 0 | 0 | 0
Credits may be required for the following Network Upgrades in accordance with Attachment Z2 of the SPP OATT.
Reservation | Upgrade Name | DUN | EOC | Earliest Start Date | Redispatch Available | Allocated E & C Cost | Total Revenue Requirements
102943153 | LACYGNE - WEST GARDNER 345KV CKT 1 | 2006-06-01 | 2006-06-01 |  |  | 984.26 | 11654.4
[5 empty] | Total | 984.26 | 11654.4
*Note: CPOs may be calculated based on estimated upgrade cost and are subject to change.
Customer | Study Number
WRGS | AG1-2024-076
Customer | Reservation | POR | POD | Requested Amount | Requested Start Date | Requested Stop Date | Deferred Start Date Without Redispatch | Deferred Stop Date Without Redispatch | Potential Base Plan Funding Allowable | Point-to-Point Base Rate | Allocated E & C Cost | Total Revenue Requirements
WRGS | 102943159 | WR | WR | 16 | 2024-12-01 | 2029-12-01 | 2024-12-01 | 2029-12-01 | 1211.4 | 0 | 1211.4 | 14343.6
[9 empty] | 1211.4 | 0 | 1211.4 | 14343.6
Reservation | Upgrade Name | DUN | EOC | Earliest Start Date | Redispatch Available | Allocated E & C Cost | Total E & C Cost | Total Revenue Requirements
102943159 | None |  |  |  |  | 0 | 0 | 0
[5 empty] | Total | 0 | 0 | 0
Credits may be required for the following Network Upgrades in accordance with Attachment Z2 of the SPP OATT.
Reservation | Upgrade Name | DUN | EOC | Earliest Start Date | Redispatch Available | Allocated E & C Cost | Total Revenue Requirements
102943159 | LACYGNE - WEST GARDNER 345KV CKT 1 | 2006-06-01 | 2006-06-01 |  |  | 1211.4 | 14343.6
[5 empty] | Total | 1211.4 | 14343.6
*Note: CPOs may be calculated based on estimated upgrade cost and are subject to change.
Customer | Study Number
WRGS | AG1-2024-077
Customer | Reservation | POR | POD | Requested Amount | Requested Start Date | Requested Stop Date | Deferred Start Date Without Redispatch | Deferred Stop Date Without Redispatch | Potential Base Plan Funding Allowable | Point-to-Point Base Rate | Allocated E & C Cost | Total Revenue Requirements
WRGS | 102943181 | WR | WR | 9 | 2024-12-01 | 2029-12-01 | 2024-12-01 | 2029-12-01 | 0 | 0 | 0 | 0
[9 empty] | 0 | 0 | 0 | 0
Reservation | Upgrade Name | DUN | EOC | Earliest Start Date | Redispatch Available | Allocated E & C Cost | Total E & C Cost | Total Revenue Requirements
102943181 | None |  |  |  |  | 0 | 0 | 0
[5 empty] | Total | 0 | 0 | 0
Customer | Study Number
WRGS | AG1-2024-078
Customer | Reservation | POR | POD | Requested Amount | Requested Start Date | Requested Stop Date | Deferred Start Date Without Redispatch | Deferred Stop Date Without Redispatch | Potential Base Plan Funding Allowable | Point-to-Point Base Rate | Allocated E & C Cost | Total Revenue Requirements
WRGS | 102943194 | WR | WR | 9 | 2024-12-01 | 2029-12-01 | 2024-12-01 | 2029-12-01 | 0 | 0 | 0 | 0
[9 empty] | 0 | 0 | 0 | 0
Reservation | Upgrade Name | DUN | EOC | Earliest Start Date | Redispatch Available | Allocated E & C Cost | Total E & C Cost | Total Revenue Requirements
102943194 | None |  |  |  |  | 0 | 0 | 0
[5 empty] | Total | 0 | 0 | 0
Customer | Study Number
WRGS | AG1-2024-079
Customer | Reservation | POR | POD | Requested Amount | Requested Start Date | Requested Stop Date | Deferred Start Date Without Redispatch | Deferred Stop Date Without Redispatch | Potential Base Plan Funding Allowable | Point-to-Point Base Rate | Allocated E & C Cost | Total Revenue Requirements
WRGS | 102943200 | WR | WR | 8 | 2024-12-01 | 2029-12-01 | 2024-12-01 | 2029-12-01 | 0 | 0 | 0 | 0
[9 empty] | 0 | 0 | 0 | 0
Reservation | Upgrade Name | DUN | EOC | Earliest Start Date | Redispatch Available | Allocated E & C Cost | Total E & C Cost | Total Revenue Requirements
102943200 | None |  |  |  |  | 0 | 0 | 0
[5 empty] | Total | 0 | 0 | 0
Customer | Study Number
WRGS | AG1-2024-080
Customer | Reservation | POR | POD | Requested Amount | Requested Start Date | Requested Stop Date | Deferred Start Date Without Redispatch | Deferred Stop Date Without Redispatch | Potential Base Plan Funding Allowable | Point-to-Point Base Rate | Allocated E & C Cost | Total Revenue Requirements
WRGS | 102943205 | WR | WR | 14 | 2024-12-01 | 2029-12-01 | 2024-12-01 | 2029-12-01 | 0 | 0 | 0 | 0
[9 empty] | 0 | 0 | 0 | 0
Reservation | Upgrade Name | DUN | EOC | Earliest Start Date | Redispatch Available | Allocated E & C Cost | Total E & C Cost | Total Revenue Requirements
102943205 | None |  |  |  |  | 0 | 0 | 0
[5 empty] | Total | 0 | 0 | 0
Customer | Study Number
WRGS | AG1-2024-081
Customer | Reservation | POR | POD | Requested Amount | Requested Start Date | Requested Stop Date | Deferred Start Date Without Redispatch | Deferred Stop Date Without Redispatch | Potential Base Plan Funding Allowable | Point-to-Point Base Rate | Allocated E & C Cost | Total Revenue Requirements
WRGS | 102943223 | OKGE | WR | 13 | 2024-12-01 | 2029-12-01 | 2024-12-01 | 2029-12-01 | 25728.12 | 0 | 25728.12 | 192954
[9 empty] | 25728.12 | 0 | 25728.12 | 192954
Reservation | Upgrade Name | DUN | EOC | Earliest Start Date | Redispatch Available | Allocated E & C Cost | Total E & C Cost | Total Revenue Requirements
102943223 | None |  |  |  |  | 0 | 0 | 0
[5 empty] | Total | 0 | 0 | 0
Credits may be required for the following Network Upgrades in accordance with Attachment Z2 of the SPP OATT.
Reservation | Upgrade Name | DUN | EOC | Earliest Start Date | Redispatch Available | Allocated E & C Cost | Total Revenue Requirements
102943223 | COFFEYVILLE TAP - DEARING 138KV CKT 1 (WR) #2 | 2010-06-09 | 2010-06-09 |  |  | 1.64 | 10.8
| NORTHWEST - WOODWARD 345KV CKT 1 | 2010-01-01 | 2010-01-01 |  |  | 24507.42 | 178508.4
| LACYGNE - WEST GARDNER 345KV CKT 1 | 2006-06-01 | 2006-06-01 |  |  | 1219.06 | 14434.8
[5 empty] | Total | 25728.12 | 192954
*Note: CPOs may be calculated based on estimated upgrade cost and are subject to change.
Customer | Study Number
WRGS | AG1-2024-082
Customer | Reservation | POR | POD | Requested Amount | Requested Start Date | Requested Stop Date | Deferred Start Date Without Redispatch | Deferred Stop Date Without Redispatch | Potential Base Plan Funding Allowable | Point-to-Point Base Rate | Allocated E & C Cost | Total Revenue Requirements
WRGS | 102943229 | OKGE | WR | 12 | 2024-12-01 | 2029-12-01 | 2024-12-01 | 2029-12-01 | 23749.04 | 0 | 23749.04 | 178111.8
[9 empty] | 23749.04 | 0 | 23749.04 | 178111.8
Reservation | Upgrade Name | DUN | EOC | Earliest Start Date | Redispatch Available | Allocated E & C Cost | Total E & C Cost | Total Revenue Requirements
102943229 | None |  |  |  |  | 0 | 0 | 0
[5 empty] | Total | 0 | 0 | 0
Credits may be required for the following Network Upgrades in accordance with Attachment Z2 of the SPP OATT.
Reservation | Upgrade Name | DUN | EOC | Earliest Start Date | Redispatch Available | Allocated E & C Cost | Total Revenue Requirements
102943229 | COFFEYVILLE TAP - DEARING 138KV CKT 1 (WR) #2 | 2010-06-09 | 2010-06-09 |  |  | 1.52 | 10.2
| NORTHWEST - WOODWARD 345KV CKT 1 | 2010-01-01 | 2010-01-01 |  |  | 22622.23 | 164777.4
| LACYGNE - WEST GARDNER 345KV CKT 1 | 2006-06-01 | 2006-06-01 |  |  | 1125.29 | 13324.2
[5 empty] | Total | 23749.04 | 178111.8
*Note: CPOs may be calculated based on estimated upgrade cost and are subject to change.
Customer | Study Number
WRGS | AG1-2024-083
Customer | Reservation | POR | POD | Requested Amount | Requested Start Date | Requested Stop Date | Deferred Start Date Without Redispatch | Deferred Stop Date Without Redispatch | Potential Base Plan Funding Allowable | Point-to-Point Base Rate | Allocated E & C Cost | Total Revenue Requirements
WRGS | 102943263 | OKGE | WR | 15 | 2024-12-01 | 2029-12-01 | 2024-12-01 | 2029-12-01 | 29686.3 | 0 | 29686.3 | 222639.6
[9 empty] | 29686.3 | 0 | 29686.3 | 222639.6
Reservation | Upgrade Name | DUN | EOC | Earliest Start Date | Redispatch Available | Allocated E & C Cost | Total E & C Cost | Total Revenue Requirements
102943263 | None |  |  |  |  | 0 | 0 | 0
[5 empty] | Total | 0 | 0 | 0
Credits may be required for the following Network Upgrades in accordance with Attachment Z2 of the SPP OATT.
Reservation | Upgrade Name | DUN | EOC | Earliest Start Date | Redispatch Available | Allocated E & C Cost | Total Revenue Requirements
102943263 | COFFEYVILLE TAP - DEARING 138KV CKT 1 (WR) #2 | 2010-06-09 | 2010-06-09 |  |  | 1.9 | 12.6
| NORTHWEST - WOODWARD 345KV CKT 1 | 2010-01-01 | 2010-01-01 |  |  | 28277.79 | 205971.6
| LACYGNE - WEST GARDNER 345KV CKT 1 | 2006-06-01 | 2006-06-01 |  |  | 1406.61 | 16655.4
[5 empty] | Total | 29686.3 | 222639.6
*Note: CPOs may be calculated based on estimated upgrade cost and are subject to change.
Customer | Study Number
WRGS | AG1-2024-084
Customer | Reservation | POR | POD | Requested Amount | Requested Start Date | Requested Stop Date | Deferred Start Date Without Redispatch | Deferred Stop Date Without Redispatch | Potential Base Plan Funding Allowable | Point-to-Point Base Rate | Allocated E & C Cost | Total Revenue Requirements
WRGS | 102943268 | OKGE | WR | 16 | 2024-12-01 | 2029-12-01 | 2024-12-01 | 2029-12-01 | 31665.38 | 0 | 31665.38 | 237482.4
[9 empty] | 31665.38 | 0 | 31665.38 | 237482.4
Reservation | Upgrade Name | DUN | EOC | Earliest Start Date | Redispatch Available | Allocated E & C Cost | Total E & C Cost | Total Revenue Requirements
102943268 | None |  |  |  |  | 0 | 0 | 0
[5 empty] | Total | 0 | 0 | 0
Credits may be required for the following Network Upgrades in accordance with Attachment Z2 of the SPP OATT.
Reservation | Upgrade Name | DUN | EOC | Earliest Start Date | Redispatch Available | Allocated E & C Cost | Total Revenue Requirements
102943268 | COFFEYVILLE TAP - DEARING 138KV CKT 1 (WR) #2 | 2010-06-09 | 2010-06-09 |  |  | 2.02 | 13.8
| NORTHWEST - WOODWARD 345KV CKT 1 | 2010-01-01 | 2010-01-01 |  |  | 30162.98 | 219703.2
| LACYGNE - WEST GARDNER 345KV CKT 1 | 2006-06-01 | 2006-06-01 |  |  | 1500.38 | 17765.4
[5 empty] | Total | 31665.38 | 237482.4
*Note: CPOs may be calculated based on estimated upgrade cost and are subject to change.
Customer | Study Number
WRGS | AG1-2024-085
Customer | Reservation | POR | POD | Requested Amount | Requested Start Date | Requested Stop Date | Deferred Start Date Without Redispatch | Deferred Stop Date Without Redispatch | Potential Base Plan Funding Allowable | Point-to-Point Base Rate | Allocated E & C Cost | Total Revenue Requirements
WRGS | 102943280 | WR | WR | 5 | 2024-12-01 | 2029-12-01 | 2024-12-01 | 2029-12-01 | 1087.01 | 0 | 1087.01 | 12871.2
[9 empty] | 1087.01 | 0 | 1087.01 | 12871.2
Reservation | Upgrade Name | DUN | EOC | Earliest Start Date | Redispatch Available | Allocated E & C Cost | Total E & C Cost | Total Revenue Requirements
102943280 | None |  |  |  |  | 0 | 0 | 0
[5 empty] | Total | 0 | 0 | 0
Credits may be required for the following Network Upgrades in accordance with Attachment Z2 of the SPP OATT.
Reservation | Upgrade Name | DUN | EOC | Earliest Start Date | Redispatch Available | Allocated E & C Cost | Total Revenue Requirements
102943280 | LACYGNE - WEST GARDNER 345KV CKT 1 | 2006-06-01 | 2006-06-01 |  |  | 1087.01 | 12871.2
[5 empty] | Total | 1087.01 | 12871.2
*Note: CPOs may be calculated based on estimated upgrade cost and are subject to change.
Customer | Study Number
WRGS | AG1-2024-086
Customer | Reservation | POR | POD | Requested Amount | Requested Start Date | Requested Stop Date | Deferred Start Date Without Redispatch | Deferred Stop Date Without Redispatch | Potential Base Plan Funding Allowable | Point-to-Point Base Rate | Allocated E & C Cost | Total Revenue Requirements
WRGS | 102992407 | OKGE | WR | 78 | 2024-12-01 | 2040-12-01 | 2024-12-01 | 2040-12-01 | 700.2 | 0 | 3152272.76 | 6964917.12
[9 empty] | 700.2 | 0 | 3152272.76 | 6964917.12
Reservation | Upgrade Name | DUN | EOC | Earliest Start Date | Redispatch Available | Allocated E & C Cost | Total E & C Cost | Total Revenue Requirements
102992407 | None |  |  |  |  | 0 | 0 | 0
[5 empty] | Total | 0 | 0 | 0
Credits may be required for the following Network Upgrades in accordance with Attachment Z2 of the SPP OATT.
Reservation | Upgrade Name | DUN | EOC | Earliest Start Date | Redispatch Available | Base Plan Funding for Wind | Directly Assigned for Wind | Allocated E & C Cost | Total Revenue Requirements
102992407 | COFFEYVILLE TAP - DEARING 138KV CKT 1 (WR) #2 | 2010-06-09 | 2010-06-09 |  |  | 0 | 8.1 | 8.1 | 80.64
| Tap Beaver County - Woodward District EHV 345kV DBL CKT (Beaver Co POI) (NU) | 2016-10-02 | 2016-10-02 |  |  | 0 | 2455695.73 | 2455695.73 | 4276857.6
| LACYGNE - WEST GARDNER 345KV CKT 1 | 2006-06-01 | 2006-06-01 |  |  | 0 | 5815.22 | 5815.22 | 103833.6
| NORTHWEST - WOODWARD 345KV CKT 1 | 2010-01-01 | 2010-01-01 |  |  | 0 | 164246.87 | 164246.87 | 1785352.32
| Oklaunion 345 kV Capacitive Reactive Support (AEP) | 2022-06-01 | 2022-06-01 |  |  | 0 | 426543.37 | 426543.37 | 623333.76
| Power System Stabilizers in SPS | 2014-11-30 | 2014-11-30 |  |  | 700.2 | 0 | 700.2 | 1244.16
| Woodward EHV 138kV Phase Shifting Transformer circuit #1 | 2017-08-02 | 2017-08-02 |  |  | 0 | 99263.27 | 99263.27 | 174215.04
[5 empty] | Total | 700.2 | 3151572.56 | 3152272.76 | 6964917.12
*Note: CPOs may be calculated based on estimated upgrade cost and are subject to change.
Customer | Study Number
WRGS | AG1-2024-087
Customer | Reservation | POR | POD | Requested Amount | Requested Start Date | Requested Stop Date | Deferred Start Date Without Redispatch | Deferred Stop Date Without Redispatch | Potential Base Plan Funding Allowable | Point-to-Point Base Rate | Allocated E & C Cost | Total Revenue Requirements
WRGS | 102992456 | WR | WR | 208 | 2024-12-01 | 2036-01-01 | 2024-12-01 | 2036-01-01 | 11315.9064 | 0 | 23395804.9364 | 37737119.9289
[9 empty] | 11315.9064 | 0 | 23395804.9364 | 37737119.9289
Reservation | Upgrade Name | DUN | EOC | Earliest Start Date | Redispatch Available | Allocated E & C Cost | Total E & C Cost | Total Revenue Requirements
102992456 | None |  |  |  |  | 0 | 0 | 0
[5 empty] | Total | 0 | 0 | 0
Credits may be required for the following Network Upgrades in accordance with Attachment Z2 of the SPP OATT.
Reservation | Upgrade Name | DUN | EOC | Earliest Start Date | Redispatch Available | Base Plan Funding for Wind | Directly Assigned for Wind | Allocated E & C Cost | Total Revenue Requirements
102992456 | LACYGNE - WEST GARDNER 345KV CKT 1 | 2006-06-01 | 2006-06-01 |  |  | 0 | 14440.25 | 14440.25 | 216578.53
| Tap Wichita - Thistle 345 kV Ckt 1 & 2 - Pratt Addition (NU) | 2016-12-31 | 2016-12-31 |  |  | 11315.9064 | 0 | 11315.9064 | 18157.9489
| Tap Wichita - Thistle 345 kV Ckt 1 & 2 - Pratt Co Addition (NU) | 2016-10-16 | 2016-10-16 |  |  | 0 | 23370048.78 | 23370048.78 | 37502383.45
[5 empty] | Total | 11315.9064 | 23384489.03 | 23395804.9364 | 37737119.9289
*Note: CPOs may be calculated based on estimated upgrade cost and are subject to change.
Customer | Study Number
WRGS | AG1-2024-088
Customer | Reservation | POR | POD | Requested Amount | Requested Start Date | Requested Stop Date | Deferred Start Date Without Redispatch | Deferred Stop Date Without Redispatch | Potential Base Plan Funding Allowable | Point-to-Point Base Rate | Allocated E & C Cost | Total Revenue Requirements
WRGS | 102984170 | WR | WR | 10 | 2025-06-01 | 2030-06-01 | 2025-06-01 | 2030-06-01 | 0 | 0 | 0 | 0
[9 empty] | 0 | 0 | 0 | 0
Reservation | Upgrade Name | DUN | EOC | Earliest Start Date | Redispatch Available | Allocated E & C Cost | Total E & C Cost | Total Revenue Requirements
102984170 | None |  |  |  |  | 0 | 0 | 0
[5 empty] | Total | 0 | 0 | 0
Customer | Study Number
WRGS | AG1-2024-089
Customer | Reservation | POR | POD | Requested Amount | Requested Start Date | Requested Stop Date | Deferred Start Date Without Redispatch | Deferred Stop Date Without Redispatch | Potential Base Plan Funding Allowable | Point-to-Point Base Rate | Allocated E & C Cost | Total Revenue Requirements
WRGS | 101470786 | CSWS | ERCOTE | 50 | 2025-07-01 | 2026-09-01 | 2025-07-01 | 2026-09-01 | 0 | 4756872 | 18790923 | 35933780
[9 empty] | 0 | 4756872 | 18790923 | 35933780
Reservation | Upgrade Name | DUN | EOC | Earliest Start Date | Redispatch Available | Allocated E & C Cost | Total E & C Cost | Total Revenue Requirements
101470786 | ERCOT East DC Tie Upgrade | 2025-06-01 | 2029-06-01 | 2029-06-01 |  | 17142857 | 120000000 | 34285714
[5 empty] | Total | 17142857 | 120000000 | 34285714
Credits may be required for the following Network Upgrades in accordance with Attachment Z2 of the SPP OATT.
Reservation | Upgrade Name | DUN | EOC | Earliest Start Date | Redispatch Available | Allocated E & C Cost | Total Revenue Requirements
101470786 | BEELINE - EXPLORER GLENPOOL 138KV CKT 1 | 2009-06-01 | 2009-06-01 |  |  | 185308.76 | 185308.76
| EXPLORER GLENPOOL - RIVERSIDE STATION 138KV CKT 1 (AEP) | 2009-03-23 | 2009-03-23 |  |  | 185308.76 | 185308.76
| EXPLORER GLENPOOL - RIVERSIDE STATION 138KV CKT 1 (OGE) | 2009-06-01 | 2009-06-01 |  |  | 185308.76 | 185308.76
| HUGO - VALLIANT 345KV CKT 1 | 2012-07-01 | 2012-07-01 |  |  | 546069.86 | 546069.86
| Valliant 345 kV (AEP) | 2012-07-01 | 2012-07-01 |  |  | 546069.86 | 546069.86
[5 empty] | Total | 1648066 | 1648066
*Note: CPOs may be calculated based on estimated upgrade cost and are subject to change.
Upgrade cost and RR may increase or decrease due to estimated assumptions and is subject to change.
Customer | Study Number
WRGS | AG1-2024-090
Customer | Reservation | POR | POD | Requested Amount | Requested Start Date | Requested Stop Date | Deferred Start Date Without Redispatch | Deferred Stop Date Without Redispatch | Potential Base Plan Funding Allowable | Point-to-Point Base Rate | Allocated E & C Cost | Total Revenue Requirements
WRGS | 101470780 | CSWS | ERCOTE | 50 | 2025-07-01 | 2026-09-01 | 2025-07-01 | 2026-09-01 | 0 | 4756872 | 18790923 | 35933780
[9 empty] | 0 | 4756872 | 18790923 | 35933780
Reservation | Upgrade Name | DUN | EOC | Earliest Start Date | Redispatch Available | Allocated E & C Cost | Total E & C Cost | Total Revenue Requirements
101470780 | ERCOT East DC Tie Upgrade | 2025-06-01 | 2029-06-01 | 2029-06-01 |  | 17142857 | 120000000 | 34285714
[5 empty] | Total | 17142857 | 120000000 | 34285714
Credits may be required for the following Network Upgrades in accordance with Attachment Z2 of the SPP OATT.
Reservation | Upgrade Name | DUN | EOC | Earliest Start Date | Redispatch Available | Allocated E & C Cost | Total Revenue Requirements
101470780 | BEELINE - EXPLORER GLENPOOL 138KV CKT 1 | 2009-06-01 | 2009-06-01 |  |  | 185308.76 | 185308.76
| EXPLORER GLENPOOL - RIVERSIDE STATION 138KV CKT 1 (AEP) | 2009-03-23 | 2009-03-23 |  |  | 185308.76 | 185308.76
| EXPLORER GLENPOOL - RIVERSIDE STATION 138KV CKT 1 (OGE) | 2009-06-01 | 2009-06-01 |  |  | 185308.76 | 185308.76
| HUGO - VALLIANT 345KV CKT 1 | 2012-07-01 | 2012-07-01 |  |  | 546069.86 | 546069.86
| Valliant 345 kV (AEP) | 2012-07-01 | 2012-07-01 |  |  | 546069.86 | 546069.86
[5 empty] | Total | 1648066 | 1648066
*Note: CPOs may be calculated based on estimated upgrade cost and are subject to change.
Upgrade cost and RR may increase or decrease due to estimated assumptions and is subject to change.
Customer | Study Number
WFEC | AG1-2024-091
Customer | Reservation | POR | POD | Requested Amount | Requested Start Date | Requested Stop Date | Deferred Start Date Without Redispatch | Deferred Stop Date Without Redispatch | Potential Base Plan Funding Allowable | Point-to-Point Base Rate | Allocated E & C Cost | Total Revenue Requirements
WFEC | 103037607 | SPS | WFEC | 80 | 2024-12-01 | 2035-01-01 | 2024-12-01 | 2035-01-01 | 4014.16 | 0 | 5328067.72 | 8196131.3141
[9 empty] | 4014.16 | 0 | 5328067.72 | 8196131.3141
Reservation | Upgrade Name | DUN | EOC | Earliest Start Date | Redispatch Available | Allocated E & C Cost | Total E & C Cost | Total Revenue Requirements
103037607 | None |  |  |  |  | 0 | 0 | 0
[5 empty] | Total | 0 | 0 | 0
Credits may be required for the following Network Upgrades in accordance with Attachment Z2 of the SPP OATT.
Reservation | Upgrade Name | DUN | EOC | Earliest Start Date | Redispatch Available | Base Plan Funding for Wind | Directly Assigned for Wind | Allocated E & C Cost | Total Revenue Requirements
103037607 | Deaf Smith - Plant X 230 kV Rebuild | 2020-12-01 | 2020-12-01 |  |  | 0 | 328866.76 | 328866.76 | 440508.97
| Deaf Smith 115 kV Capacitive Reactive Power Support | 2021-10-28 | 2021-10-28 |  |  | 0 | 79276.82 | 79276.82 | 101157.21
| Curry County - Deaf Smith 115 kV CKT 1 Rebuild | 2021-12-15 | 2021-12-15 |  |  | 0 | 852215 | 852215 | 1141521.5541
| Harrington Mid - Nichols 230 kV Ckt 2 | 2012-12-01 | 2012-12-01 |  |  | 0 | 11798.69 | 11798.69 | 20475.62
| Harrington West - Nichols 230kV Ckt 1 | 2012-12-01 | 2012-12-01 |  |  | 0 | 12044.85 | 12044.85 | 20902.75
| HUGO 345/138KV TRANSFORMER CKT 1 | 2012-07-01 | 2012-07-01 |  |  | 0 | 22034.58 | 22034.58 | 160374.61
| Newhart - Plant X 230 kV CKT 1 Rebuild | 2020-12-31 | 2020-12-31 |  |  | 0 | 59300.2 | 59300.2 | 79431.66
| Oklaunion 345 kV Capacitive Reactive Support (AEP) | 2022-06-01 | 2022-06-01 |  |  | 0 | 2445331.44 | 2445331.44 | 3140509.02
| NORTHWEST - WOODWARD 345KV CKT 1 | 2010-01-01 | 2010-01-01 |  |  | 0 | 127501.93 | 127501.93 | 1127275.93
| Plant X - Tolk 230kV rebuild circuit #1 | 2017-12-31 | 2017-12-31 |  |  | 0 | 208120.6 | 208120.6 | 327430.84
| Plant X - Tolk 230kV rebuild circuit #2 | 2017-12-31 | 2017-12-31 |  |  | 0 | 217934.21 | 217934.21 | 342870.44
| Power System Stabilizers in SPS | 2014-11-30 | 2014-11-30 |  |  | 4014.16 | 0 | 4014.16 | 6529.16
| Tolk East - Tuco 230 kV CKT 1 Rebuild | 2020-12-15 | 2020-12-15 |  |  | 0 | 79693.38 | 79693.38 | 106747.41
| Tuco 230 kV Capacitive Reactive Power Support | 2020-12-31 | 2020-12-31 |  |  | 0 | 803185.48 | 803185.48 | 1058575.76
| Woodward EHV 138kV Phase Shifting Transformer circuit #1 | 2017-08-02 | 2017-08-02 |  |  | 0 | 76749.62 | 76749.62 | 121820.38
[5 empty] | Total | 4014.16 | 5324053.56 | 5328067.72 | 8196131.3141
*Note: CPOs may be calculated based on estimated upgrade cost and are subject to change.

## Table4
Transmission Owner | Upgrade | Solution | Earliest Date Upgrade Required (DUN) | Estimated Date of Upgrade Completion (EOC) | Estimated Engineering & Construction Cost
NPPD | Olive Creek 115kV Terminal Upgrades | Upgrade Metering CT at Olive Creek 115kV Substation | 2028-06-01 | 2028-06-01 | 100000
AEPW | ERCOT East DC Tie Upgrade | Add additional 350 MW DC tie | 2025-06-01 | 2029-06-01 | 120000000
AEPW | ERCOT North DC Tie Upgrade | Add additional 120 MW DC tie | 2026-06-01 | 2029-06-01 | 85000000
Network Upgrades requiring credits per Attachment Z2 of the SPP OATT.
Transmission Owner | Upgrade | Solution | Earliest Date Upgrade Required (DUN) | Estimated Date of Upgrade Completion (EOC) | Total Gross CPO Allocation
AEPW | CACHE - SNYDER 138KV CKT 1 | Replace Snyder wavetrap | 2008-05-21 | 2008-05-21 | 4645.78
AEPW | EXPLORER GLENPOOL - RIVERSIDE STATION 138KV CKT 1 (AEP) | Reconductor 1.82 miles with ACCC. Replace wave trap jumpers at Riverside. | 2009-03-23 | 2009-03-23 | 370617.52
AEPW | Locust Grove - Kerr 115 kV Rebuild | Rebuild 0.47 miles of 115 kV line from Kerr - Locust Grove | 2022-06-01 | 2022-12-01 | 216694.75
AEPW | Oklaunion 345 kV Capacitive Reactive Support (AEP) | Install +200 Mvar Capacitor Bank(s) at Oklaunion 345kV | 2022-06-01 | 2022-06-01 | 14091039.79
AEPW | Valliant 345 kV (AEP) | Vallient 345 KV line terminal | 2012-07-01 | 2012-07-01 | 3557791.72
EMDE | Neosho - Riverton 161kV Line Rebuild (EMDE) | Rebuild 28.41 miles of 161kV line from Neosho to Riverton and upgrade any necessary terminal equipment | 2023-10-01 | 2023-10-01 | 2964217.04
EMDE | SUB 110 - ORONOGO JCT. - SUB 452 - RIVERTON 161KV CKT 1 | Reconductor Oronogo 59467 to Riverton 59469 with Bundled 556 ACSR | 2011-06-01 | 2011-06-01 | 750
ITCGP | HUGO - VALLIANT 345KV CKT 1 | New 19 miles 345 KV | 2012-07-01 | 2012-07-01 | 5148904.58
ITCGP | HUGO 345/138KV TRANSFORMER CKT 1 | New 345/138 kv Auto | 2012-07-01 | 2012-07-01 | 160374.61
MPS | Longview - KC South 161kV | Install new 161kV wavetrap in place of existing wavetrap | 2011-01-31 | 2011-01-31 | 1251
KCPL | LACYGNE - WEST GARDNER 345KV CKT 1 | KCPL Sponsored Project to Reconductor Line to be In-Service by 6/1/2006 | 2006-06-01 | 2006-06-01 | 948797.41
MKEC | CLIFTON - GREENLEAF 115KV CKT 1 | Rebuild 14.4 miles | 2011-06-01 | 2013-06-01 | 41419.2
MKEC | GREENLEAF - KNOB HILL 115KV CKT 1 (MKEC) | Rebuild 43.5% Ownership of 20.9 miles | 2013-06-01 | 2013-06-01 | 3254.4
NPPD | Albion - Petersburg 115kV Ckt 1 Hansford Upgrade | Replace Breaker Switch 1106-D & jumpers; Replace Petersburg 115kV Substation main bus; Upgrade and replace transmission structures on 115kV lines TL1168 A & B to facilitate 100 degrees Centigrade line operation | 2012-12-31 | 2012-12-31 | 1474.2
NPPD | Antelope - County Line - 115kV Rebuild | Rebuild/Upgrade the Antelope GÇô County Line 115kV to rerate line segments to greater than 125 MVA. | 2017-05-01 | 2017-05-01 | 5599.12
NPPD | Battle Creek - County Line 115kV Rebuild | Rebuild/Upgrade the Battle Creek – County Line 115kV to rerate line segments to greater than 125 MVA. | 2017-05-01 | 2017-05-01 | 5341.36
NPPD | Neligh - Petersburg North 115kV Ckt 1 | Replace Breaker 1106, jumpers, & 115kV Switch 1106-D2; Replace Petersburg 115kV Substation main bus; Upgrade and replace transmission structures on 115kV lines TL1168 A & B to facilitate 100 degrees Centigrade line operation | 2012-11-09 | 2012-11-09 | 3282.86
NPPD | Tobias 345kV Substation Saline Addition (NU) | Construct new substation and three (3) line terminals, five (5) 3000 continuous ampacity breakers, cut in transmission line and re-terminate, line relaying, disconnect switches, structures, foundations, conductors, insulators, and all other associated work and materials. | 2019-01-01 | 2019-01-01 | 15431005.8
OKGE | BEELINE - EXPLORER GLENPOOL 138KV CKT 1 | Reconductor .92miles of line with Drake ACCC/TW. | 2009-06-01 | 2009-06-01 | 370617.52
OKGE | Border 345 kV Capacitive Reactive Support (OKGE) | Install +275 Mvar Capacitor Bank(s) at Border 345kV | 2020-06-01 | 2020-06-01 | 3670801.82
OKGE | EXPLORER GLENPOOL - RIVERSIDE STATION 138KV CKT 1 (OGE) | Reconductor 1.82 miles line with Drake ACCC/TW. | 2009-06-01 | 2009-06-01 | 370617.52
OKGE | Gracemont 138kV line terminal addition | 138kV line terminal at Gracemont substation, including breaker, line relaying, disconnect switches and associated equipment, dead end structures, revenue metering with CT's and PT's. | 2012-10-12 | 2012-10-12 | 14530.29
OKGE | Kingfisher Co Tap - Mathewson 345kV CKT 1 | Replace terminal equipment to achieve conductor limit | 2018-03-01 | 2018-03-01 | 3329705.16
OKGE | NORTHWEST - WOODWARD 345KV CKT 1 | Build 345 kV line | 2010-01-01 | 2010-01-01 | 13414551.82
OKGE | Tap Beaver County - Woodward District EHV 345kV DBL CKT (Beaver Co POI) (NU) | New 345 kV EHV substation with five (5) 345 kV breakers, line relaying, disconnect switches, and associated equipment to be located on the Woodward to Beaver County 345 kV line. | 2016-10-02 | 2016-10-02 | 13369765.2
OKGE | Woodward District EHV 345kV Substation | 345kV line terminal including two (2) 345kV circuit breakers, line relaying, disconnect switches, and associated equipment | 2016-10-03 | 2016-10-03 | 924263.4
OKGE | Woodward EHV 138kV Phase Shifting Transformer circuit #1 | Install one (1) 138 kV phase shifting transformer along with upgrading relay, protective, and metering equipment, and all associated and miscellaneous materials. | 2017-08-02 | 2017-08-02 | 1450043.04
SPS | Crosby County Interchange - Floyd County Interchange 115kV Ckt 1 | New 115kV Switching station: Construct a new three (3) breaker 115 kV ring bus station and install the following equipment to interconnect Interconnection Customer's Generating Facility. Disturbance Monitoring Device, 3 Breaker 115 kV Ring Substation, Right of Way; Crosby County - Floyd County: Work to tap and pull into and out of new Transmission Owner Switching Station.; New Transmission Owner Switching Station - Crosby County 115 kV: Replace existing static from new Transmission Owner Switching Station to Crosby County with fiber optic static.; Crosby County 115 kV: Upgrade 115 kV terminal at Crosby County.; Floyd County 115 kV: Upgrades 115 kV terminal at Crosby County. | 2015-10-29 | 2015-10-29 | 5495444.28
SPS | Crossroads - Eddy County 345 kV CKT 1 Rebuild | Replace 2 x 345 kV structures, wave traps (3x), and jumpers to achieve minimum emergency rating of 956 MVA | 2020-12-01 | 2020-12-01 | 6591.23
SPS | Curry County - Deaf Smith 115 kV CKT 1 Rebuild | Rebuild line to achieve minimum normal/emergency rating of 90/90 MVA. | 2021-12-15 | 2021-12-15 | 1141521.5541
SPS | Deaf Smith - Plant X 230 kV Rebuild | Rebuild line to achieve minimum system emergency rating of 430 MVA | 2020-12-01 | 2020-12-01 | 752487.16
SPS | Deaf Smith 115 kV Capacitive Reactive Power Support | Build 100 MVar at Deaf Smith 115 kVSubstation | 2021-10-28 | 2021-10-28 | 172798.5
SPS | HARRINGTON MID - NICHOLS 230 KV CKT 2 | Reconductor Harrington Mid - Nichols 230kV. Replace switches and breakers to get circuit to 727/727 MVA rating. New limit should be bus rating. | 2012-12-01 | 2012-12-01 | 49538.29
SPS | HARRINGTON WEST - NICHOLS 230KV CKT 1 | Reconductor Harrington West - Nichols 230kV. Replace switches and breakers to get circuit to 727/727 MVA rating. New limit should be bus rating. | 2012-12-01 | 2012-12-01 | 50682.64
SPS | Newhart - Plant X 230 kV CKT 1 Rebuild | Rebuild line to achieve minimum system intact/emergency rating of 456 MVA | 2020-12-31 | 2020-12-31 | 79431.66
SPS | PLANT X - TOLK 230KV REBUILD CIRCUIT #1 | Rebuild Plant X – Tolk 230kV transmission circuit #1 which is approximately 10 miles in length. The existing 795 MCM ACSR conductor will be replaced with 995 MCM ACCS conductor along with upgrading associated disconnect switches, structural steel, foundat | 2017-12-31 | 2017-12-31 | 406495.08
SPS | PLANT X - TOLK 230KV REBUILD CIRCUIT #2 | Rebuild Plant X – Tolk 230kV transmission circuit #2 which is approximately 10 miles in length. The existing 795 MCM ACSR conductor will be replaced with 995 MCM ACCS conductor along with upgrading associated disconnect switches, structural steel, foundat | 2017-12-31 | 2017-12-31 | 425662.48
SPS | Power System Stabilizers in SPS | Install Power System Stabilizers (PSS) at Tolk (Units: 1,2) and Jones (Units: 1,2,3). | 2014-11-30 | 2014-11-30 | 1341231.67
SPS | Tolk East - Tuco 230 kV CKT 1 Rebuild | Rebuild line to achieve minimum normal/emergency rating of 478 MVA | 2020-12-15 | 2020-12-15 | 106747.41
SPS | Tuco 230 kV Capacitive Reactive Power Support | Install +100 MVar at Tuco 230 kV Substation | 2020-12-31 | 2020-12-31 | 1058575.76
SPS | TUCO Interchange 345/230kV CKT 1 Replacement | The existing 345/230kV 560/560MVA autotransformer at Tuco Substation will be replaced with a new transformer unit to match the other transformer at this site. | 2018-06-01 | 2018-06-01 | 616134.3
WERE | COFFEYVILLE TAP - DEARING 138KV CKT 1 (WR) #2 | Replace Disconnect Switches, Wavetrap, Breaker, Jumpers with a minimum 2000 amp emergency rating equipment | 2010-06-09 | 2010-06-09 | 148.38
WERE | DEARING 138KV | Dearing 138 kV 20 MVAR Capacitor Addition | 2012-06-01 | 2012-06-01 | 2084.37
WERE | NEOSHO - NORTHEAST PARSONS 138KV CKT 1 | Replace bus and Jumpers at NE Parsons 138 kV substation | 2011-06-01 | 2011-06-01 | 53.04
WERE | Neosho - Riverton 161kV Line Rebuild (WERE) | Rebuild 2.44 miles of Neosho-Riverton 161kV line using bundled 1590 Lapwing ACSR and OPGW. Remove the wavetrap. | 2023-10-01 | 2023-10-01 | 377728.46
WERE | Tap Wichita - Thistle 345 kV Ckt 1 & 2 - Pratt Addition (NU) | Relaying settings changes at the new 345kV switching station. | 2016-12-31 | 2016-12-31 | 18157.9489
WERE | Tap Wichita - Thistle 345 kV Ckt 1 & 2 - Pratt Co Addition (NU) | 345 kV Breaker and Half Substation (No metering or customer equipment); Eight (8) 345 kV Breakers; Twenty (20) 345 kV switches; Two (2) 345 kV reactor switches; Fourteen (14) VTs; Two (2) 345 kV 50 Mvar line reactors; New redundant primary relaying, relay | 2016-10-16 | 2016-10-16 | 37502383.45
WERE | Viola 345kV Substation | 345kV ring bus substation including: three (3) 345kV circuit breakers, disconnect switches, CCVT's, wavetraps, full-tension dead-end structures, and transmission line work | 2012-06-01 | 2012-06-01 | 1660623.51
WFEC | WASHITA - GRACEMONT 138 KV CKT 2 | BUILD WASHITA - GRACEMONT 138KV CKT 2 (APPROXIMATELY 7 MILES). ADD LINE TERMINAL AT WASHITA AND PROCURE RIGHT OF WAY. | 2012-10-12 | 2012-10-12 | 91217.82
*Note: CPOs may be calculated based on upgrade(s) currently in study and/or estimated upgrade cost(s), which may be subject to change.

## Table5
Transmission Owner | Upgrade Name | Solution | Earliest Date Upgrade Required (DUN) | Estimated Date of Upgrade Completion (EOC) | Estimated Engineering & Construction Cost
None

## Table6
Reserved

## Table7
Upgrade Name | Customer | Study Number | Reservation | Allocation Percentage | Allocated E & C Cost
Olive Creek 115kV Terminal Upgrades | LESM | AG1-2024-037 | 103053095 | 30.17% | 30165.6307
Olive Creek 115kV Terminal Upgrades | LESM | AG1-2024-038 | 103028917 | 28.31% | 28305.1088
Olive Creek 115kV Terminal Upgrades | LESM | AG1-2024-039 | 103028923 | 32.08% | 32077.9925
Olive Creek 115kV Terminal Upgrades | OPPM | AG1-2024-044 | 103027108 | 7.088% | 7088.451
Olive Creek 115kV Terminal Upgrades | OPPM | AG1-2024-045 | 103035231 | 2.363% | 2362.817
|  |  |  | Total: | 100000
Upgrade Name | Customer | Study Number | Reservation | Allocation Percentage | Allocated E & C Cost
ERCOT East DC Tie Upgrade | MAG | AG1-2024-040 | 102902925 | 14.29% | 17142857
ERCOT East DC Tie Upgrade | MAG | AG1-2024-041 | 102902931 | 14.29% | 17142857
ERCOT East DC Tie Upgrade | TNSK | AG1-2024-068 | 101470733 | 14.29% | 17142857
ERCOT East DC Tie Upgrade | TNSK | AG1-2024-069 | 101470737 | 14.29% | 17142857
ERCOT East DC Tie Upgrade | TNSK | AG1-2024-070 | 101470738 | 14.29% | 17142857
ERCOT East DC Tie Upgrade | WRGS | AG1-2024-089 | 101470786 | 14.29% | 17142857
ERCOT East DC Tie Upgrade | WRGS | AG1-2024-090 | 101470780 | 14.29% | 17142857
|  |  |  | Total: | 120000000
Upgrade Name | Customer | Study Number | Reservation | Allocation Percentage | Allocated E & C Cost
ERCOT North DC Tie Upgrade | TNSK | AG1-2024-063 | 101470683 | 41.67% | 35416667
ERCOT North DC Tie Upgrade | TNSK | AG1-2024-066 | 101470716 | 41.67% | 35416667
ERCOT North DC Tie Upgrade | TNSK | AG1-2024-072 | 102844919 | 16.67% | 14166667
|  |  |  | Total: | 85000000