## JTIQ Screening Summary
Gen Number | Group | Fuel Type | Meet JTIQ Facility Screening Criteria? | Meet MISO Facility Screening Criteria? | Screen into JTIQ Participant Group
GEN-2024-034 | 01 NORTH | Battery/Storage | Yes | Yes | Yes
GEN-2024-035 | 01 NORTH | Solar/Battery | Yes | Yes | Yes
GEN-2024-081 | 01 NORTH | Thermal | Yes | Yes | Yes
GEN-2024-082 | 01 NORTH | Thermal | Yes | Yes | Yes
GEN-2024-141 | 01 NORTH | Wind | Yes | Yes | Yes
GEN-2024-216 | 01 NORTH | Wind | Yes | Yes | Yes
GEN-2024-282 | 01 NORTH | Solar | Yes | Yes | Yes
GEN-2024-283 | 01 NORTH | Solar | Yes | Yes | Yes
GEN-2024-284 | 01 NORTH | Solar | Yes | Yes | Yes
GEN-2024-285 | 01 NORTH | Wind | Yes | Yes | Yes
GEN-2024-326 | 01 NORTH | Battery/Storage | Yes | Yes | Yes
GEN-2024-327 | 01 NORTH | Battery/Storage | Yes | Yes | Yes
GEN-2024-328 | 01 NORTH | Battery/Storage | Yes | Yes | Yes
GEN-2024-329 | 01 NORTH | Battery/Storage | Yes | Yes | Yes
GEN-2024-331 | 01 NORTH | Battery/Storage | Yes | Yes | Yes
GEN-2024-359 | 01 NORTH | Battery/Storage | Yes | Yes | Yes
GEN-2024-017 | 02 NEBRASKA | Thermal | Yes | Yes | Yes
GEN-2024-018 | 02 NEBRASKA | Thermal | Yes | Yes | Yes
GEN-2024-019 | 02 NEBRASKA | Thermal | Yes | Yes | Yes
GEN-2024-020 | 02 NEBRASKA | Thermal | Yes | Yes | Yes
GEN-2024-021 | 02 NEBRASKA | Thermal | Yes | Yes | Yes
GEN-2024-022 | 02 NEBRASKA | Thermal | Yes | Yes | Yes
GEN-2024-023 | 02 NEBRASKA | Thermal | Yes | Yes | Yes
GEN-2024-038 | 02 NEBRASKA | Solar | Yes | Yes | Yes
GEN-2024-039 | 02 NEBRASKA | Solar | Yes | Yes | Yes
GEN-2024-040 | 02 NEBRASKA | Solar | Yes | Yes | Yes
GEN-2024-051 | 02 NEBRASKA | Battery/Storage | Yes | Yes | Yes
GEN-2024-065 | 02 NEBRASKA | Battery/Storage | Yes | Yes | Yes
GEN-2024-140 | 02 NEBRASKA | Solar | Yes | Yes | Yes
GEN-2024-162 | 02 NEBRASKA | Solar/Battery | Yes | Yes | Yes
GEN-2024-168 | 02 NEBRASKA | Solar | Yes | Yes | Yes
GEN-2024-173 | 02 NEBRASKA | Battery/Storage | Yes | Yes | Yes
GEN-2024-211 | 02 NEBRASKA | Thermal | Yes | Yes | Yes
GEN-2024-212 | 02 NEBRASKA | Thermal | Yes | Yes | Yes
GEN-2024-213 | 02 NEBRASKA | Thermal | Yes | Yes | Yes
GEN-2024-231 | 02 NEBRASKA | Wind/Battery | Yes | Yes | Yes
GEN-2024-234 | 02 NEBRASKA | Solar | Yes | Yes | Yes
GEN-2024-372 | 02 NEBRASKA | Battery/Storage | Yes | Yes | Yes
GEN-2024-374 | 02 NEBRASKA | Solar | Yes | No | No
GEN-2024-007 | 03 CENTRAL | Solar/Battery | Yes | No | No
GEN-2024-016 | 03 CENTRAL | Wind | Yes | Yes | Yes
GEN-2024-030 | 03 CENTRAL | Solar | Yes | No | No
GEN-2024-032 | 03 CENTRAL | Solar | Yes | No | No
GEN-2024-054 | 03 CENTRAL | Solar | Yes | Yes | Yes
GEN-2024-055 | 03 CENTRAL | Solar | Yes | Yes | Yes
GEN-2024-061 | 03 CENTRAL | Battery/Storage | Yes | Yes | Yes
GEN-2024-067 | 03 CENTRAL | Solar | Yes | Yes | Yes
GEN-2024-069 | 03 CENTRAL | Solar/Battery | Yes | Yes | Yes
GEN-2024-072 | 03 CENTRAL | Solar | Yes | No | No
GEN-2024-074 | 03 CENTRAL | Battery/Storage | Yes | Yes | Yes
GEN-2024-076 | 03 CENTRAL | Solar | Yes | Yes | Yes
GEN-2024-084 | 03 CENTRAL | Battery/Storage | Yes | Yes | Yes
GEN-2024-085 | 03 CENTRAL | Solar | Yes | No | No
GEN-2024-088 | 03 CENTRAL | Thermal | Yes | Yes | Yes
GEN-2024-090 | 03 CENTRAL | Battery/Storage | Yes | Yes | Yes
GEN-2024-091 | 03 CENTRAL | Battery/Storage | Yes | Yes | Yes
GEN-2024-102 | 03 CENTRAL | Wind | Yes | No | No
GEN-2024-121 | 03 CENTRAL | Battery/Storage | Yes | Yes | Yes
GEN-2024-125 | 03 CENTRAL | Solar | Yes | No | No
GEN-2024-129 | 03 CENTRAL | Thermal | Yes | Yes | Yes
GEN-2024-136 | 03 CENTRAL | Solar | Yes | No | No
GEN-2024-137 | 03 CENTRAL | Wind | Yes | No | No
GEN-2024-138 | 03 CENTRAL | Wind | Yes | No | No
GEN-2024-139 | 03 CENTRAL | Solar | Yes | Yes | Yes
GEN-2024-142 | 03 CENTRAL | Wind | Yes | No | No
GEN-2024-144 | 03 CENTRAL | Wind | Yes | No | No
GEN-2024-166 | 03 CENTRAL | Solar/Battery | Yes | No | No
GEN-2024-167 | 03 CENTRAL | Battery/Storage | Yes | Yes | Yes
GEN-2024-170 | 03 CENTRAL | Battery/Storage | Yes | Yes | Yes
GEN-2024-175 | 03 CENTRAL | Battery/Storage | Yes | Yes | Yes
GEN-2024-176 | 03 CENTRAL | Battery/Storage | Yes | No | No
GEN-2024-181 | 03 CENTRAL | Battery/Storage | Yes | Yes | Yes
GEN-2024-189 | 03 CENTRAL | Battery/Storage | Yes | No | No
GEN-2024-193 | 03 CENTRAL | Wind | Yes | No | No
GEN-2024-194 | 03 CENTRAL | Wind | Yes | No | No
GEN-2024-205 | 03 CENTRAL | Solar/Battery | Yes | No | No
GEN-2024-206 | 03 CENTRAL | Thermal | Yes | Yes | Yes
GEN-2024-207 | 03 CENTRAL | Thermal | Yes | Yes | Yes
GEN-2024-209 | 03 CENTRAL | Solar | Yes | Yes | Yes
GEN-2024-210 | 03 CENTRAL | Solar | Yes | No | No
GEN-2024-215 | 03 CENTRAL | Solar/Battery | Yes | Yes | Yes
GEN-2024-217 | 03 CENTRAL | Battery/Storage | Yes | Yes | Yes
GEN-2024-218 | 03 CENTRAL | Solar/Battery | Yes | No | No
GEN-2024-228 | 03 CENTRAL | Solar | Yes | No | No
GEN-2024-249 | 03 CENTRAL | Thermal | Yes | Yes | Yes
GEN-2024-253 | 03 CENTRAL | Thermal/Battery | Yes | Yes | Yes
GEN-2024-257 | 03 CENTRAL | Solar | Yes | No | No
GEN-2024-258 | 03 CENTRAL | Wind | Yes | Yes | Yes
GEN-2024-259 | 03 CENTRAL | Solar/Battery | Yes | Yes | Yes
GEN-2024-260 | 03 CENTRAL | Battery/Storage | Yes | Yes | Yes
GEN-2024-272 | 03 CENTRAL | Solar/Battery | Yes | No | No
GEN-2024-274 | 03 CENTRAL | Solar | Yes | Yes | Yes
GEN-2024-276 | 03 CENTRAL | Battery/Storage | Yes | Yes | Yes
GEN-2024-277 | 03 CENTRAL | Battery/Storage | Yes | Yes | Yes
GEN-2024-287 | 03 CENTRAL | Solar | Yes | Yes | Yes
GEN-2024-288 | 03 CENTRAL | Solar | Yes | Yes | Yes
GEN-2024-289 | 03 CENTRAL | Solar | Yes | Yes | Yes
GEN-2024-319 | 03 CENTRAL | Battery/Storage | Yes | Yes | Yes
GEN-2024-320 | 03 CENTRAL | Battery/Storage | Yes | Yes | Yes
GEN-2024-322 | 03 CENTRAL | Battery/Storage | Yes | No | No
GEN-2024-330 | 03 CENTRAL | Battery/Storage | Yes | No | No
GEN-2024-339 | 03 CENTRAL | Battery/Storage | Yes | Yes | Yes
GEN-2024-352 | 03 CENTRAL | Battery/Storage | Yes | Yes | Yes
GEN-2024-370 | 03 CENTRAL | Battery/Storage | Yes | Yes | Yes
GEN-2024-375 | 03 CENTRAL | Battery/Storage | Yes | Yes | Yes
GEN-2024-003 | 04 SOUTHEAST | Thermal | No | Yes | No
GEN-2024-013 | 04 SOUTHEAST | Thermal | Yes | Yes | Yes
GEN-2024-025 | 04 SOUTHEAST | Solar | Yes | Yes | Yes
GEN-2024-029 | 04 SOUTHEAST | Battery/Storage | No | No | No
GEN-2024-044 | 04 SOUTHEAST | Solar/Battery | No | Yes | No
GEN-2024-052 | 04 SOUTHEAST | Solar/Battery | No | No | No
GEN-2024-056 | 04 SOUTHEAST | Solar | No | No | No
GEN-2024-058 | 04 SOUTHEAST | Wind | Yes | No | No
GEN-2024-062 | 04 SOUTHEAST | Battery/Storage | Yes | No | No
GEN-2024-068 | 04 SOUTHEAST | Solar | Yes | Yes | Yes
GEN-2024-071 | 04 SOUTHEAST | Solar/Battery | No | Yes | No
GEN-2024-083 | 04 SOUTHEAST | Solar | Yes | Yes | Yes
GEN-2024-113 | 04 SOUTHEAST | Solar/Battery | Yes | Yes | Yes
GEN-2024-114 | 04 SOUTHEAST | Solar/Battery | Yes | Yes | Yes
GEN-2024-117 | 04 SOUTHEAST | Solar/Battery | Yes | No | No
GEN-2024-118 | 04 SOUTHEAST | Battery/Storage | Yes | No | No
GEN-2024-119 | 04 SOUTHEAST | Battery/Storage | No | No | No
GEN-2024-120 | 04 SOUTHEAST | Battery/Storage | No | No | No
GEN-2024-122 | 04 SOUTHEAST | Solar/Battery | Yes | Yes | Yes
GEN-2024-123 | 04 SOUTHEAST | Solar | Yes | Yes | Yes
GEN-2024-128 | 04 SOUTHEAST | Thermal | Yes | Yes | Yes
GEN-2024-132 | 04 SOUTHEAST | Thermal | Yes | Yes | Yes
GEN-2024-134 | 04 SOUTHEAST | Wind | Yes | No | No
GEN-2024-135 | 04 SOUTHEAST | Wind | Yes | No | No
GEN-2024-154 | 04 SOUTHEAST | Solar | Yes | No | No
GEN-2024-157 | 04 SOUTHEAST | Solar | No | No | No
GEN-2024-158 | 04 SOUTHEAST | Solar | No | No | No
GEN-2024-161 | 04 SOUTHEAST | Solar/Battery | No | No | No
GEN-2024-164 | 04 SOUTHEAST | Battery/Storage | No | No | No
GEN-2024-165 | 04 SOUTHEAST | Solar/Battery | No | No | No
GEN-2024-171 | 04 SOUTHEAST | Battery/Storage | Yes | No | No
GEN-2024-177 | 04 SOUTHEAST | Battery/Storage | Yes | Yes | Yes
GEN-2024-178 | 04 SOUTHEAST | Battery/Storage | Yes | Yes | Yes
GEN-2024-180 | 04 SOUTHEAST | Battery/Storage | No | No | No
GEN-2024-184 | 04 SOUTHEAST | Battery/Storage | No | No | No
GEN-2024-187 | 04 SOUTHEAST | Battery/Storage | No | No | No
GEN-2024-204 | 04 SOUTHEAST | Battery/Storage | No | No | No
GEN-2024-219 | 04 SOUTHEAST | Solar/Battery | No | No | No
GEN-2024-220 | 04 SOUTHEAST | Solar/Battery | No | Yes | No
GEN-2024-226 | 04 SOUTHEAST | Solar | Yes | Yes | Yes
GEN-2024-227 | 04 SOUTHEAST | Battery/Storage | Yes | Yes | Yes
GEN-2024-229 | 04 SOUTHEAST | Solar | No | No | No
GEN-2024-230 | 04 SOUTHEAST | Battery/Storage | Yes | No | No
GEN-2024-232 | 04 SOUTHEAST | Solar | Yes | Yes | Yes
GEN-2024-235 | 04 SOUTHEAST | Wind | Yes | No | No
GEN-2024-236 | 04 SOUTHEAST | Wind | No | No | No
GEN-2024-239 | 04 SOUTHEAST | Battery/Storage | No | No | No
GEN-2024-240 | 04 SOUTHEAST | Wind | Yes | No | No
GEN-2024-241 | 04 SOUTHEAST | Solar | No | Yes | No
GEN-2024-242 | 04 SOUTHEAST | Battery/Storage | No | No | No
GEN-2024-243 | 04 SOUTHEAST | Battery/Storage | No | Yes | No
GEN-2024-245 | 04 SOUTHEAST | Battery/Storage | No | No | No
GEN-2024-247 | 04 SOUTHEAST | Thermal | Yes | Yes | Yes
GEN-2024-250 | 04 SOUTHEAST | Battery/Storage | No | Yes | No
GEN-2024-252 | 04 SOUTHEAST | Thermal/Battery | Yes | Yes | Yes
GEN-2024-254 | 04 SOUTHEAST | Thermal/Battery | Yes | Yes | Yes
GEN-2024-255 | 04 SOUTHEAST | Thermal/Battery | Yes | Yes | Yes
GEN-2024-267 | 04 SOUTHEAST | Solar/Battery | No | No | No
GEN-2024-268 | 04 SOUTHEAST | Solar | Yes | Yes | Yes
GEN-2024-286 | 04 SOUTHEAST | Thermal | No | Yes | No
GEN-2024-291 | 04 SOUTHEAST | Wind | No | Yes | No
GEN-2024-293 | 04 SOUTHEAST | Thermal | Yes | Yes | Yes
GEN-2024-294 | 04 SOUTHEAST | Solar/Battery | Yes | No | No
GEN-2024-296 | 04 SOUTHEAST | Solar | No | Yes | No
GEN-2024-297 | 04 SOUTHEAST | Solar | No | Yes | No
GEN-2024-298 | 04 SOUTHEAST | Solar | No | Yes | No
GEN-2024-299 | 04 SOUTHEAST | Thermal | No | Yes | No
GEN-2024-305 | 04 SOUTHEAST | Battery/Storage | No | Yes | No
GEN-2024-308 | 04 SOUTHEAST | Wind/Battery | Yes | No | No
GEN-2024-312 | 04 SOUTHEAST | Solar | No | Yes | No
GEN-2024-316 | 04 SOUTHEAST | Solar | Yes | Yes | Yes
GEN-2024-318 | 04 SOUTHEAST | Battery/Storage | Yes | No | No
GEN-2024-321 | 04 SOUTHEAST | Thermal | Yes | Yes | Yes
GEN-2024-323 | 04 SOUTHEAST | Thermal | Yes | Yes | Yes
GEN-2024-332 | 04 SOUTHEAST | Battery/Storage | No | No | No
GEN-2024-333 | 04 SOUTHEAST | Battery/Storage | No | No | No
GEN-2024-334 | 04 SOUTHEAST | Thermal | Yes | Yes | Yes
GEN-2024-337 | 04 SOUTHEAST | Solar/Battery | No | No | No
GEN-2024-338 | 04 SOUTHEAST | Solar | No | No | No
GEN-2024-340 | 04 SOUTHEAST | Thermal | Yes | Yes | Yes
GEN-2024-341 | 04 SOUTHEAST | Thermal | Yes | Yes | Yes
GEN-2024-343 | 04 SOUTHEAST | Thermal | Yes | Yes | Yes
GEN-2024-344 | 04 SOUTHEAST | Wind | No | No | No
GEN-2024-345 | 04 SOUTHEAST | Wind | Yes | No | No
GEN-2024-346 | 04 SOUTHEAST | Wind | Yes | No | No
GEN-2024-360 | 04 SOUTHEAST | Solar/Battery | No | No | No
GEN-2024-361 | 04 SOUTHEAST | Solar/Battery | No | No | No
GEN-2024-362 | 04 SOUTHEAST | Solar/Battery | No | No | No
GEN-2024-367 | 04 SOUTHEAST | Battery/Storage | No | No | No
GEN-2024-369 | 04 SOUTHEAST | Battery/Storage | No | No | No
GEN-2024-373 | 04 SOUTHEAST | Solar/Battery | No | No | No
GEN-2024-376 | 04 SOUTHEAST | Solar | Yes | Yes | Yes
GEN-2024-377 | 04 SOUTHEAST | Thermal | Yes | Yes | Yes
GEN-2024-379 | 04 SOUTHEAST | Thermal | Yes | Yes | Yes
GEN-2024-015 | 05 SOUTHWEST | Solar/Battery | Yes | No | No
GEN-2024-041 | 05 SOUTHWEST | Wind | Yes | No | No
GEN-2024-042 | 05 SOUTHWEST | Wind | Yes | No | No
GEN-2024-043 | 05 SOUTHWEST | Wind | Yes | No | No
GEN-2024-045 | 05 SOUTHWEST | Solar | Yes | No | No
GEN-2024-046 | 05 SOUTHWEST | Solar | Yes | No | No
GEN-2024-050 | 05 SOUTHWEST | Solar/Battery | Yes | No | No
GEN-2024-063 | 05 SOUTHWEST | Solar | Yes | No | No
GEN-2024-073 | 05 SOUTHWEST | Solar/Battery | Yes | No | No
GEN-2024-077 | 05 SOUTHWEST | Solar | Yes | No | No
GEN-2024-078 | 05 SOUTHWEST | Solar | Yes | No | No
GEN-2024-079 | 05 SOUTHWEST | Solar | Yes | No | No
GEN-2024-080 | 05 SOUTHWEST | Solar | Yes | No | No
GEN-2024-089 | 05 SOUTHWEST | Wind | Yes | No | No
GEN-2024-092 | 05 SOUTHWEST | Battery/Storage | Yes | No | No
GEN-2024-099 | 05 SOUTHWEST | Solar | Yes | No | No
GEN-2024-109 | 05 SOUTHWEST | Wind | Yes | No | No
GEN-2024-124 | 05 SOUTHWEST | Solar/Battery | Yes | No | No
GEN-2024-143 | 05 SOUTHWEST | Wind | Yes | No | No
GEN-2024-145 | 05 SOUTHWEST | Wind | Yes | No | No
GEN-2024-153 | 05 SOUTHWEST | Solar | Yes | No | No
GEN-2024-159 | 05 SOUTHWEST | Solar | Yes | No | No
GEN-2024-186 | 05 SOUTHWEST | Battery/Storage | Yes | No | No
GEN-2024-221 | 05 SOUTHWEST | Wind | Yes | No | No
GEN-2024-244 | 05 SOUTHWEST | Battery/Storage | Yes | No | No
GEN-2024-246 | 05 SOUTHWEST | Battery/Storage | Yes | No | No
GEN-2024-251 | 05 SOUTHWEST | Battery/Storage | Yes | No | No
GEN-2024-261 | 05 SOUTHWEST | Solar/Battery | Yes | No | No
GEN-2024-265 | 05 SOUTHWEST | Solar/Battery | Yes | No | No
GEN-2024-266 | 05 SOUTHWEST | Solar/Battery | Yes | No | No
GEN-2024-271 | 05 SOUTHWEST | Solar/Battery | Yes | No | No
GEN-2024-273 | 05 SOUTHWEST | Solar | No | No | No
GEN-2024-278 | 05 SOUTHWEST | Wind/Battery | Yes | No | No
GEN-2024-280 | 05 SOUTHWEST | Solar/Battery | Yes | No | No
GEN-2024-281 | 05 SOUTHWEST | Solar/Battery | Yes | No | No
GEN-2024-295 | 05 SOUTHWEST | Battery/Storage | No | No | No
GEN-2024-303 | 05 SOUTHWEST | Solar/Battery | Yes | No | No
GEN-2024-304 | 05 SOUTHWEST | Solar/Battery | Yes | No | No
GEN-2024-306 | 05 SOUTHWEST | Battery/Storage | Yes | No | No
GEN-2024-310 | 05 SOUTHWEST | Battery/Storage | No | No | No
GEN-2024-311 | 05 SOUTHWEST | Solar | Yes | No | No
GEN-2024-317 | 05 SOUTHWEST | Solar | Yes | No | No
GEN-2024-324 | 05 SOUTHWEST | Battery/Storage | Yes | No | No
GEN-2024-325 | 05 SOUTHWEST | Battery/Storage | Yes | No | No
GEN-2024-336 | 05 SOUTHWEST | Solar/Battery | Yes | No | No
GEN-2024-351 | 05 SOUTHWEST | Solar/Battery | Yes | No | No
GEN-2024-355 | 05 SOUTHWEST | Battery/Storage | Yes | No | No
GEN-2024-364 | 05 SOUTHWEST | Solar/Battery | Yes | No | No
GEN-2024-365 | 05 SOUTHWEST | Wind | Yes | No | No
GEN-2024-366 | 05 SOUTHWEST | Wind | Yes | No | No
GEN-2024-368 | 05 SOUTHWEST | Battery/Storage | Yes | No | No
GEN-2024-371 | 05 SOUTHWEST | Battery/Storage | Yes | No | No

## JTIQ Facility Screening Results
Gen Number | Group | Model | Project Name | Monitored Facility | PTDF | MW Impact | Meet JTIQ Facility Screening Criteria?
GEN-2024-034 | 01 NORTH | G01 29SP | Raun – S3452 345 kV | 645452 S3452 3 345 645459 S3459 3 345 1 | 0.06561 | 11.4817 | Yes
GEN-2024-034 | 01 NORTH | G01 29SP | Sibley - 345 kV Bus Reconfiguration | 541201 SIBLEY 7 345 783480 G24-217-TAP 345 1 | 0.02136 | 3.738 | Yes
GEN-2024-034 | 01 NORTH | G01 29SP | Raun – S3452 345 kV | 635200 RAUN 3 345 645552 S3452 REACT3 345 1 | 0.06962 | 12.1835 | Yes
GEN-2024-034 | 01 NORTH | G01 29SP | Raun – S3452 345 kV | 645452 S3452 3 345 645552 S3452 REACT3 345 Z1 | 0.06962 | 12.1835 | Yes
GEN-2024-034 | 01 NORTH | G01 29SP | Raun – S3452 345 kV | 635201 RAUN 5 161 646300 S1300 5 161 1 | 0.02017 | 3.5297 | Yes
GEN-2024-034 | 01 NORTH | G01 29SP | Raun – S3452 345 kV | 640377 TEKAMAH5 161 646300 S1300 5 161 1 | 0.02017 | 3.5297 | Yes
GEN-2024-034 | 01 NORTH | G01 29SP | Lyons Co.– Lakefield 345 kV | 601048 LYON CO 3 345 631138 LAKEFLD3 345 1 | 0.09315 | 16.3012 | Yes
GEN-2024-034 | 01 NORTH | G01 29SP | Sibley - 345 kV Bus Reconfiguration | 541201 SIBLEY 7 345 541500 KETCHEM7 345 1 | 0.02025 | 3.5438 | Yes
GEN-2024-058 | 04 SOUTHEAST | G04 29SP | Auburn – Hoyt 345 kV | 640590 OLIVECREEK 3 345 640601 S3771 345 1 | 0.00696 | 1.392 | Yes
GEN-2024-034 | 01 NORTH | G01 29SP | Raun – S3452 345 kV | 640377 TEKAMAH5 161 646226 S1226 5 161 1 | 0.02047 | 3.5822 | Yes
GEN-2024-034 | 01 NORTH | G01 29SP | Sibley - 345 kV Bus Reconfiguration | 345408 7OVERTON 345 541201 SIBLEY 7 345 1 | 0.02562 | 4.4835 | Yes
GEN-2024-034 | 01 NORTH | G01 29SP | Raun – S3452 345 kV | 646226 S1226 5 161 646247 S1247 5 161 1 | 0.01152 | 2.016 | Yes
GEN-2024-034 | 01 NORTH | G01 29SP | Raun – S3452 345 kV | 646247 S1247 5 161 646252 S1252 5 161 1 | 0.01152 | 2.016 | Yes
GEN-2024-034 | 01 NORTH | G01 29SP | Bison – Hankinson – Big Stone South 345 kV | 601067 BISON 3 345 620427 HANKINSON 3 345 1 | 0.11641 | 20.3717 | Yes
GEN-2024-034 | 01 NORTH | G01 29SP | Sibley - 345 kV Bus Reconfiguration | 541201 SIBLEY 7 345 996681 SIBLEY11 161 11 | 0.00624 | 1.092 | Yes
GEN-2024-034 | 01 NORTH | G01 29SP | Sibley - 345 kV Bus Reconfiguration | 541202 SIBLEY 5 161 996681 SIBLEY11 161 11 | 0.00624 | 1.092 | Yes
GEN-2024-035 | 01 NORTH | G01 29SP | Raun – S3452 345 kV | 645452 S3452 3 345 645459 S3459 3 345 1 | 0.0692 | 18.684 | Yes
GEN-2024-035 | 01 NORTH | G01 29SP | Sibley - 345 kV Bus Reconfiguration | 541201 SIBLEY 7 345 783480 G24-217-TAP 345 1 | 0.02027 | 5.4729 | Yes
GEN-2024-035 | 01 NORTH | G01 29SP | Raun – S3452 345 kV | 635200 RAUN 3 345 645552 S3452 REACT3 345 1 | 0.07199 | 19.4373 | Yes
GEN-2024-035 | 01 NORTH | G01 29SP | Raun – S3452 345 kV | 645452 S3452 3 345 645552 S3452 REACT3 345 Z1 | 0.07199 | 19.4373 | Yes
GEN-2024-035 | 01 NORTH | G01 29SP | Raun – S3452 345 kV | 635201 RAUN 5 161 646300 S1300 5 161 1 | 0.02058 | 5.5566 | Yes
GEN-2024-035 | 01 NORTH | G01 29SP | Raun – S3452 345 kV | 640377 TEKAMAH5 161 646300 S1300 5 161 1 | 0.02058 | 5.5566 | Yes
GEN-2024-035 | 01 NORTH | G01 29SP | Lyons Co.– Lakefield 345 kV | 601048 LYON CO 3 345 631138 LAKEFLD3 345 1 | 0.10111 | 27.2997 | Yes
GEN-2024-035 | 01 NORTH | G01 29SP | Bison – Hankinson – Big Stone South 345 kV | 620417 BSSOUTH3 345 620427 HANKINSON 3 345 1 | 0.01369 | 3.6963 | Yes
GEN-2024-035 | 01 NORTH | G01 29SP | Sibley - 345 kV Bus Reconfiguration | 541201 SIBLEY 7 345 541500 KETCHEM7 345 1 | 0.02184 | 5.8968 | Yes
GEN-2024-114 | 04 SOUTHEAST | G04 29SP | Auburn – Hoyt 345 kV | 640590 OLIVECREEK 3 345 640601 S3771 345 1 | 0.00607 | 1.2079 | Yes
GEN-2024-035 | 01 NORTH | G01 29SP | Raun – S3452 345 kV | 640377 TEKAMAH5 161 646226 S1226 5 161 1 | 0.02165 | 5.8455 | Yes
GEN-2024-035 | 01 NORTH | G01 29SP | Sibley - 345 kV Bus Reconfiguration | 345408 7OVERTON 345 541201 SIBLEY 7 345 1 | 0.02336 | 6.3072 | Yes
GEN-2024-035 | 01 NORTH | G01 29SP | Raun – S3452 345 kV | 646226 S1226 5 161 646247 S1247 5 161 1 | 0.01213 | 3.2751 | Yes
GEN-2024-035 | 01 NORTH | G01 29SP | Raun – S3452 345 kV | 646247 S1247 5 161 646252 S1252 5 161 1 | 0.01213 | 3.2751 | Yes
GEN-2024-035 | 01 NORTH | G01 29SP | Bison – Hankinson – Big Stone South 345 kV | 601067 BISON 3 345 620427 HANKINSON 3 345 1 | 0.02367 | 6.3909 | Yes
GEN-2024-035 | 01 NORTH | G01 29SP | Sibley - 345 kV Bus Reconfiguration | 541201 SIBLEY 7 345 996681 SIBLEY11 161 11 | 0.00631 | 1.7037 | Yes
GEN-2024-035 | 01 NORTH | G01 29SP | Sibley - 345 kV Bus Reconfiguration | 541202 SIBLEY 5 161 996681 SIBLEY11 161 11 | 0.00631 | 1.7037 | Yes
GEN-2024-081 | 01 NORTH | 00ALL 29SP | Raun – S3452 345 kV | 645452 S3452 3 345 645459 S3459 3 345 1 | 0.00958 | 7.1371 | Yes
GEN-2024-081 | 01 NORTH | 00ALL 29SP | Sibley - 345 kV Bus Reconfiguration | 541201 SIBLEY 7 345 541500 KETCHEM7 345 1 | 0.00292 | 2.1754 | Yes
GEN-2024-240 | 04 SOUTHEAST | G04 29SP | Auburn – Hoyt 345 kV | 640590 OLIVECREEK 3 345 640601 S3771 345 1 | 0.00714 | 2.142 | Yes
GEN-2024-082 | 01 NORTH | 00ALL 29SP | Raun – S3452 345 kV | 645452 S3452 3 345 645459 S3459 3 345 1 | 0.00958 | 7.1371 | Yes
GEN-2024-082 | 01 NORTH | 00ALL 29SP | Sibley - 345 kV Bus Reconfiguration | 541201 SIBLEY 7 345 541500 KETCHEM7 345 1 | 0.00292 | 2.1754 | Yes
GEN-2024-268 | 04 SOUTHEAST | G04 29SP | Auburn – Hoyt 345 kV | 640590 OLIVECREEK 3 345 640601 S3771 345 1 | 0.0027 | 1.053 | Yes
GEN-2024-141 | 01 NORTH | G01 29SP | Raun – S3452 345 kV | 645452 S3452 3 345 645459 S3459 3 345 1 | 0.06332 | 26.8477 | Yes
GEN-2024-141 | 01 NORTH | G01 29SP | Sibley - 345 kV Bus Reconfiguration | 541201 SIBLEY 7 345 783480 G24-217-TAP 345 1 | 0.01968 | 8.3443 | Yes
GEN-2024-141 | 01 NORTH | G01 29SP | Raun – S3452 345 kV | 635200 RAUN 3 345 645552 S3452 REACT3 345 1 | 0.06461 | 27.3946 | Yes
GEN-2024-141 | 01 NORTH | G01 29SP | Raun – S3452 345 kV | 645452 S3452 3 345 645552 S3452 REACT3 345 Z1 | 0.06461 | 27.3946 | Yes
GEN-2024-141 | 01 NORTH | G01 29SP | Raun – S3452 345 kV | 635201 RAUN 5 161 646300 S1300 5 161 1 | 0.01801 | 7.6362 | Yes
GEN-2024-141 | 01 NORTH | G01 29SP | Raun – S3452 345 kV | 640377 TEKAMAH5 161 646300 S1300 5 161 1 | 0.01801 | 7.6362 | Yes
GEN-2024-141 | 01 NORTH | G01 29SP | Lyons Co.– Lakefield 345 kV | 601048 LYON CO 3 345 631138 LAKEFLD3 345 1 | 0.0653 | 27.6872 | Yes
GEN-2024-141 | 01 NORTH | G01 29SP | Sibley - 345 kV Bus Reconfiguration | 541201 SIBLEY 7 345 541500 KETCHEM7 345 1 | 0.02103 | 8.9167 | Yes
GEN-2024-294 | 04 SOUTHEAST | G04 29SP | Auburn – Hoyt 345 kV | 640590 OLIVECREEK 3 345 640601 S3771 345 1 | 0.00334 | 1.67 | Yes
GEN-2024-141 | 01 NORTH | G01 29SP | Raun – S3452 345 kV | 640377 TEKAMAH5 161 646226 S1226 5 161 1 | 0.02003 | 8.4927 | Yes
GEN-2024-141 | 01 NORTH | G01 29SP | Sibley - 345 kV Bus Reconfiguration | 345408 7OVERTON 345 541201 SIBLEY 7 345 1 | 0.02229 | 9.451 | Yes
GEN-2024-141 | 01 NORTH | G01 29SP | Raun – S3452 345 kV | 646226 S1226 5 161 646247 S1247 5 161 1 | 0.01125 | 4.77 | Yes
GEN-2024-141 | 01 NORTH | G01 29SP | Raun – S3452 345 kV | 646247 S1247 5 161 646252 S1252 5 161 1 | 0.01125 | 4.77 | Yes
GEN-2024-141 | 01 NORTH | G01 29SP | Sibley - 345 kV Bus Reconfiguration | 541201 SIBLEY 7 345 996681 SIBLEY11 161 11 | 0.00617 | 2.6161 | Yes
GEN-2024-141 | 01 NORTH | G01 29SP | Sibley - 345 kV Bus Reconfiguration | 541202 SIBLEY 5 161 996681 SIBLEY11 161 11 | 0.00617 | 2.6161 | Yes
GEN-2024-216 | 01 NORTH | G01 29SP | Raun – S3452 345 kV | 645452 S3452 3 345 645459 S3459 3 345 1 | 0.05993 | 13.4842 | Yes
GEN-2024-216 | 01 NORTH | G01 29SP | Sibley - 345 kV Bus Reconfiguration | 541201 SIBLEY 7 345 783480 G24-217-TAP 345 1 | 0.01892 | 4.257 | Yes
GEN-2024-216 | 01 NORTH | G01 29SP | Raun – S3452 345 kV | 635200 RAUN 3 345 645552 S3452 REACT3 345 1 | 0.06007 | 13.5157 | Yes
GEN-2024-216 | 01 NORTH | G01 29SP | Raun – S3452 345 kV | 645452 S3452 3 345 645552 S3452 REACT3 345 Z1 | 0.06007 | 13.5157 | Yes
GEN-2024-216 | 01 NORTH | G01 29SP | Raun – S3452 345 kV | 635201 RAUN 5 161 646300 S1300 5 161 1 | 0.0165 | 3.7125 | Yes
GEN-2024-216 | 01 NORTH | G01 29SP | Raun – S3452 345 kV | 640377 TEKAMAH5 161 646300 S1300 5 161 1 | 0.0165 | 3.7125 | Yes
GEN-2024-216 | 01 NORTH | G01 29SP | Lyons Co.– Lakefield 345 kV | 601048 LYON CO 3 345 631138 LAKEFLD3 345 1 | 0.05719 | 12.8677 | Yes
GEN-2024-216 | 01 NORTH | G01 29SP | Sibley - 345 kV Bus Reconfiguration | 541201 SIBLEY 7 345 541500 KETCHEM7 345 1 | 0.02052 | 4.617 | Yes
GEN-2024-345 | 04 SOUTHEAST | G04 29SP | Auburn – Hoyt 345 kV | 640590 OLIVECREEK 3 345 640601 S3771 345 1 | 0.00655 | 3.93 | Yes
GEN-2024-216 | 01 NORTH | G01 29SP | Raun – S3452 345 kV | 640377 TEKAMAH5 161 646226 S1226 5 161 1 | 0.01893 | 4.2592 | Yes
GEN-2024-216 | 01 NORTH | G01 29SP | Sibley - 345 kV Bus Reconfiguration | 345408 7OVERTON 345 541201 SIBLEY 7 345 1 | 0.02083 | 4.6867 | Yes
GEN-2024-216 | 01 NORTH | G01 29SP | Raun – S3452 345 kV | 646226 S1226 5 161 646247 S1247 5 161 1 | 0.01067 | 2.4007 | Yes
GEN-2024-216 | 01 NORTH | G01 29SP | Raun – S3452 345 kV | 646247 S1247 5 161 646252 S1252 5 161 1 | 0.01067 | 2.4007 | Yes
GEN-2024-216 | 01 NORTH | G01 29SP | Sibley - 345 kV Bus Reconfiguration | 541201 SIBLEY 7 345 996681 SIBLEY11 161 11 | 0.00605 | 1.3613 | Yes
GEN-2024-216 | 01 NORTH | G01 29SP | Sibley - 345 kV Bus Reconfiguration | 541202 SIBLEY 5 161 996681 SIBLEY11 161 11 | 0.00605 | 1.3613 | Yes
GEN-2024-282 | 01 NORTH | G01 29SP | Raun – S3452 345 kV | 645452 S3452 3 345 645459 S3459 3 345 1 | 0.05138 | 7.707 | Yes
GEN-2024-282 | 01 NORTH | G01 29SP | Sibley - 345 kV Bus Reconfiguration | 541201 SIBLEY 7 345 783480 G24-217-TAP 345 1 | 0.01674 | 2.511 | Yes
GEN-2024-282 | 01 NORTH | G01 29SP | Raun – S3452 345 kV | 635200 RAUN 3 345 645552 S3452 REACT3 345 1 | 0.04822 | 7.233 | Yes
GEN-2024-282 | 01 NORTH | G01 29SP | Raun – S3452 345 kV | 645452 S3452 3 345 645552 S3452 REACT3 345 Z1 | 0.04822 | 7.233 | Yes
GEN-2024-282 | 01 NORTH | G01 29SP | Raun – S3452 345 kV | 635201 RAUN 5 161 646300 S1300 5 161 1 | 0.01249 | 1.8735 | Yes
GEN-2024-282 | 01 NORTH | G01 29SP | Raun – S3452 345 kV | 640377 TEKAMAH5 161 646300 S1300 5 161 1 | 0.01249 | 1.8735 | Yes
GEN-2024-282 | 01 NORTH | G01 29SP | Lyons Co.– Lakefield 345 kV | 601048 LYON CO 3 345 631138 LAKEFLD3 345 1 | 0.03475 | 5.2125 | Yes
GEN-2024-282 | 01 NORTH | G01 29SP | Sibley - 345 kV Bus Reconfiguration | 541201 SIBLEY 7 345 541500 KETCHEM7 345 1 | 0.01944 | 2.916 | Yes
GEN-2024-282 | 01 NORTH | G01 29SP | Raun – S3452 345 kV | 640377 TEKAMAH5 161 646226 S1226 5 161 1 | 0.01619 | 2.4285 | Yes
GEN-2024-282 | 01 NORTH | G01 29SP | Sibley - 345 kV Bus Reconfiguration | 345408 7OVERTON 345 541201 SIBLEY 7 345 1 | 0.01665 | 2.4975 | Yes
GEN-2024-282 | 01 NORTH | G01 29SP | Raun – S3452 345 kV | 646226 S1226 5 161 646247 S1247 5 161 1 | 0.00921 | 1.3815 | Yes
GEN-2024-282 | 01 NORTH | G01 29SP | Raun – S3452 345 kV | 646247 S1247 5 161 646252 S1252 5 161 1 | 0.00921 | 1.3815 | Yes
GEN-2024-283 | 01 NORTH | G01 29SP | Raun – S3452 345 kV | 645452 S3452 3 345 645459 S3459 3 345 1 | 0.05138 | 7.707 | Yes
GEN-2024-283 | 01 NORTH | G01 29SP | Sibley - 345 kV Bus Reconfiguration | 541201 SIBLEY 7 345 783480 G24-217-TAP 345 1 | 0.01674 | 2.511 | Yes
GEN-2024-283 | 01 NORTH | G01 29SP | Raun – S3452 345 kV | 635200 RAUN 3 345 645552 S3452 REACT3 345 1 | 0.04822 | 7.233 | Yes
GEN-2024-283 | 01 NORTH | G01 29SP | Raun – S3452 345 kV | 645452 S3452 3 345 645552 S3452 REACT3 345 Z1 | 0.04822 | 7.233 | Yes
GEN-2024-283 | 01 NORTH | G01 29SP | Raun – S3452 345 kV | 635201 RAUN 5 161 646300 S1300 5 161 1 | 0.01249 | 1.8735 | Yes
GEN-2024-283 | 01 NORTH | G01 29SP | Raun – S3452 345 kV | 640377 TEKAMAH5 161 646300 S1300 5 161 1 | 0.01249 | 1.8735 | Yes
GEN-2024-283 | 01 NORTH | G01 29SP | Lyons Co.– Lakefield 345 kV | 601048 LYON CO 3 345 631138 LAKEFLD3 345 1 | 0.03475 | 5.2125 | Yes
GEN-2024-283 | 01 NORTH | G01 29SP | Sibley - 345 kV Bus Reconfiguration | 541201 SIBLEY 7 345 541500 KETCHEM7 345 1 | 0.01944 | 2.916 | Yes
GEN-2024-283 | 01 NORTH | G01 29SP | Raun – S3452 345 kV | 640377 TEKAMAH5 161 646226 S1226 5 161 1 | 0.01619 | 2.4285 | Yes
GEN-2024-283 | 01 NORTH | G01 29SP | Sibley - 345 kV Bus Reconfiguration | 345408 7OVERTON 345 541201 SIBLEY 7 345 1 | 0.01665 | 2.4975 | Yes
GEN-2024-283 | 01 NORTH | G01 29SP | Raun – S3452 345 kV | 646226 S1226 5 161 646247 S1247 5 161 1 | 0.00921 | 1.3815 | Yes
GEN-2024-283 | 01 NORTH | G01 29SP | Raun – S3452 345 kV | 646247 S1247 5 161 646252 S1252 5 161 1 | 0.00921 | 1.3815 | Yes
GEN-2024-284 | 01 NORTH | G01 29SP | Raun – S3452 345 kV | 645452 S3452 3 345 645459 S3459 3 345 1 | 0.06857 | 13.6454 | Yes
GEN-2024-284 | 01 NORTH | G01 29SP | Sibley - 345 kV Bus Reconfiguration | 541201 SIBLEY 7 345 783480 G24-217-TAP 345 1 | 0.01877 | 3.7352 | Yes
GEN-2024-284 | 01 NORTH | G01 29SP | Raun – S3452 345 kV | 635200 RAUN 3 345 645552 S3452 REACT3 345 1 | 0.06879 | 13.6892 | Yes
GEN-2024-284 | 01 NORTH | G01 29SP | Raun – S3452 345 kV | 645452 S3452 3 345 645552 S3452 REACT3 345 Z1 | 0.06879 | 13.6892 | Yes
GEN-2024-284 | 01 NORTH | G01 29SP | Raun – S3452 345 kV | 635201 RAUN 5 161 646300 S1300 5 161 1 | 0.01888 | 3.7571 | Yes
GEN-2024-284 | 01 NORTH | G01 29SP | Raun – S3452 345 kV | 640377 TEKAMAH5 161 646300 S1300 5 161 1 | 0.01888 | 3.7571 | Yes
GEN-2024-284 | 01 NORTH | G01 29SP | Lyons Co.– Lakefield 345 kV | 601048 LYON CO 3 345 631138 LAKEFLD3 345 1 | 0.06487 | 12.9091 | Yes
GEN-2024-284 | 01 NORTH | G01 29SP | Sibley - 345 kV Bus Reconfiguration | 541201 SIBLEY 7 345 541500 KETCHEM7 345 1 | 0.02316 | 4.6088 | Yes
GEN-2024-346 | 04 SOUTHEAST | G04 29SP | Auburn – Hoyt 345 kV | 640590 OLIVECREEK 3 345 640601 S3771 345 1 | 0.0066 | 1.452 | Yes
GEN-2024-284 | 01 NORTH | G01 29SP | Raun – S3452 345 kV | 640377 TEKAMAH5 161 646226 S1226 5 161 1 | 0.0219 | 4.3581 | Yes
GEN-2024-284 | 01 NORTH | G01 29SP | Sibley - 345 kV Bus Reconfiguration | 345408 7OVERTON 345 541201 SIBLEY 7 345 1 | 0.02035 | 4.0496 | Yes
GEN-2024-284 | 01 NORTH | G01 29SP | Raun – S3452 345 kV | 646226 S1226 5 161 646247 S1247 5 161 1 | 0.01221 | 2.4298 | Yes
GEN-2024-284 | 01 NORTH | G01 29SP | Raun – S3452 345 kV | 646247 S1247 5 161 646252 S1252 5 161 1 | 0.01221 | 2.4298 | Yes
GEN-2024-284 | 01 NORTH | G01 29SP | Bison – Hankinson – Big Stone South 345 kV | 601067 BISON 3 345 620427 HANKINSON 3 345 1 | 0.00641 | 1.2756 | Yes
GEN-2024-284 | 01 NORTH | G01 29SP | Sibley - 345 kV Bus Reconfiguration | 541201 SIBLEY 7 345 996681 SIBLEY11 161 11 | 0.00631 | 1.2557 | Yes
GEN-2024-284 | 01 NORTH | G01 29SP | Sibley - 345 kV Bus Reconfiguration | 541202 SIBLEY 5 161 996681 SIBLEY11 161 11 | 0.00631 | 1.2557 | Yes
GEN-2024-285 | 01 NORTH | G01 29SP | Raun – S3452 345 kV | 645452 S3452 3 345 645459 S3459 3 345 1 | 0.07003 | 17.5075 | Yes
GEN-2024-285 | 01 NORTH | G01 29SP | Sibley - 345 kV Bus Reconfiguration | 541201 SIBLEY 7 345 783480 G24-217-TAP 345 1 | 0.0204 | 5.1 | Yes
GEN-2024-285 | 01 NORTH | G01 29SP | Raun – S3452 345 kV | 635200 RAUN 3 345 645552 S3452 REACT3 345 1 | 0.0731 | 18.275 | Yes
GEN-2024-285 | 01 NORTH | G01 29SP | Raun – S3452 345 kV | 645452 S3452 3 345 645552 S3452 REACT3 345 Z1 | 0.0731 | 18.275 | Yes
GEN-2024-285 | 01 NORTH | G01 29SP | Raun – S3452 345 kV | 635201 RAUN 5 161 646300 S1300 5 161 1 | 0.021 | 5.25 | Yes
GEN-2024-285 | 01 NORTH | G01 29SP | Raun – S3452 345 kV | 640377 TEKAMAH5 161 646300 S1300 5 161 1 | 0.021 | 5.25 | Yes
GEN-2024-285 | 01 NORTH | G01 29SP | Lyons Co.– Lakefield 345 kV | 601048 LYON CO 3 345 631138 LAKEFLD3 345 1 | 0.10827 | 27.0675 | Yes
GEN-2024-285 | 01 NORTH | G01 29SP | Bison – Hankinson – Big Stone South 345 kV | 620417 BSSOUTH3 345 620427 HANKINSON 3 345 1 | 0.02501 | 6.2525 | Yes
GEN-2024-285 | 01 NORTH | G01 29SP | Sibley - 345 kV Bus Reconfiguration | 541201 SIBLEY 7 345 541500 KETCHEM7 345 1 | 0.02191 | 5.4775 | Yes
GEN-2024-034 | 01 NORTH | G01 29SP | Auburn – Hoyt 345 kV | 640139 COOPER 3 345 640601 S3771 345 1 | 0.03178 | 5.5615 | Yes
GEN-2024-285 | 01 NORTH | G01 29SP | Raun – S3452 345 kV | 640377 TEKAMAH5 161 646226 S1226 5 161 1 | 0.02185 | 5.4625 | Yes
GEN-2024-285 | 01 NORTH | G01 29SP | Sibley - 345 kV Bus Reconfiguration | 345408 7OVERTON 345 541201 SIBLEY 7 345 1 | 0.02359 | 5.8975 | Yes
GEN-2024-285 | 01 NORTH | G01 29SP | Raun – S3452 345 kV | 646226 S1226 5 161 646247 S1247 5 161 1 | 0.01225 | 3.0625 | Yes
GEN-2024-285 | 01 NORTH | G01 29SP | Raun – S3452 345 kV | 646247 S1247 5 161 646252 S1252 5 161 1 | 0.01225 | 3.0625 | Yes
GEN-2024-285 | 01 NORTH | G01 29SP | Bison – Hankinson – Big Stone South 345 kV | 601067 BISON 3 345 620427 HANKINSON 3 345 1 | 0.02929 | 7.3225 | Yes
GEN-2024-285 | 01 NORTH | G01 29SP | Sibley - 345 kV Bus Reconfiguration | 541201 SIBLEY 7 345 996681 SIBLEY11 161 11 | 0.00632 | 1.58 | Yes
GEN-2024-285 | 01 NORTH | G01 29SP | Sibley - 345 kV Bus Reconfiguration | 541202 SIBLEY 5 161 996681 SIBLEY11 161 11 | 0.00632 | 1.58 | Yes
GEN-2024-326 | 01 NORTH | G01 29SP | Raun – S3452 345 kV | 645452 S3452 3 345 645459 S3459 3 345 1 | 0.05977 | 13.4482 | Yes
GEN-2024-326 | 01 NORTH | G01 29SP | Sibley - 345 kV Bus Reconfiguration | 541201 SIBLEY 7 345 783480 G24-217-TAP 345 1 | 0.01894 | 4.2615 | Yes
GEN-2024-326 | 01 NORTH | G01 29SP | Raun – S3452 345 kV | 635200 RAUN 3 345 645552 S3452 REACT3 345 1 | 0.05993 | 13.4842 | Yes
GEN-2024-326 | 01 NORTH | G01 29SP | Raun – S3452 345 kV | 645452 S3452 3 345 645552 S3452 REACT3 345 Z1 | 0.05993 | 13.4842 | Yes
GEN-2024-326 | 01 NORTH | G01 29SP | Raun – S3452 345 kV | 635201 RAUN 5 161 646300 S1300 5 161 1 | 0.01647 | 3.7057 | Yes
GEN-2024-326 | 01 NORTH | G01 29SP | Raun – S3452 345 kV | 640377 TEKAMAH5 161 646300 S1300 5 161 1 | 0.01647 | 3.7057 | Yes
GEN-2024-326 | 01 NORTH | G01 29SP | Lyons Co.– Lakefield 345 kV | 601048 LYON CO 3 345 631138 LAKEFLD3 345 1 | 0.05731 | 12.8948 | Yes
GEN-2024-326 | 01 NORTH | G01 29SP | Sibley - 345 kV Bus Reconfiguration | 541201 SIBLEY 7 345 541500 KETCHEM7 345 1 | 0.02045 | 4.6013 | Yes
GEN-2024-035 | 01 NORTH | G01 29SP | Auburn – Hoyt 345 kV | 640139 COOPER 3 345 640601 S3771 345 1 | 0.02951 | 7.9677 | Yes
GEN-2024-326 | 01 NORTH | G01 29SP | Raun – S3452 345 kV | 640377 TEKAMAH5 161 646226 S1226 5 161 1 | 0.01887 | 4.2458 | Yes
GEN-2024-326 | 01 NORTH | G01 29SP | Sibley - 345 kV Bus Reconfiguration | 345408 7OVERTON 345 541201 SIBLEY 7 345 1 | 0.02088 | 4.698 | Yes
GEN-2024-326 | 01 NORTH | G01 29SP | Raun – S3452 345 kV | 646226 S1226 5 161 646247 S1247 5 161 1 | 0.01064 | 2.394 | Yes
GEN-2024-326 | 01 NORTH | G01 29SP | Raun – S3452 345 kV | 646247 S1247 5 161 646252 S1252 5 161 1 | 0.01064 | 2.394 | Yes
GEN-2024-326 | 01 NORTH | G01 29SP | Sibley - 345 kV Bus Reconfiguration | 541201 SIBLEY 7 345 996681 SIBLEY11 161 11 | 0.00604 | 1.359 | Yes
GEN-2024-326 | 01 NORTH | G01 29SP | Sibley - 345 kV Bus Reconfiguration | 541202 SIBLEY 5 161 996681 SIBLEY11 161 11 | 0.00604 | 1.359 | Yes
GEN-2024-327 | 01 NORTH | G01 29SP | Raun – S3452 345 kV | 645452 S3452 3 345 645459 S3459 3 345 1 | 0.06235 | 12.47 | Yes
GEN-2024-327 | 01 NORTH | G01 29SP | Sibley - 345 kV Bus Reconfiguration | 541201 SIBLEY 7 345 783480 G24-217-TAP 345 1 | 0.01973 | 3.946 | Yes
GEN-2024-327 | 01 NORTH | G01 29SP | Raun – S3452 345 kV | 635200 RAUN 3 345 645552 S3452 REACT3 345 1 | 0.06367 | 12.734 | Yes
GEN-2024-327 | 01 NORTH | G01 29SP | Raun – S3452 345 kV | 645452 S3452 3 345 645552 S3452 REACT3 345 Z1 | 0.06367 | 12.734 | Yes
GEN-2024-327 | 01 NORTH | G01 29SP | Raun – S3452 345 kV | 635201 RAUN 5 161 646300 S1300 5 161 1 | 0.01776 | 3.552 | Yes
GEN-2024-327 | 01 NORTH | G01 29SP | Raun – S3452 345 kV | 640377 TEKAMAH5 161 646300 S1300 5 161 1 | 0.01776 | 3.552 | Yes
GEN-2024-327 | 01 NORTH | G01 29SP | Lyons Co.– Lakefield 345 kV | 601048 LYON CO 3 345 631138 LAKEFLD3 345 1 | 0.06366 | 12.732 | Yes
GEN-2024-327 | 01 NORTH | G01 29SP | Sibley - 345 kV Bus Reconfiguration | 541201 SIBLEY 7 345 541500 KETCHEM7 345 1 | 0.02071 | 4.142 | Yes
GEN-2024-081 | 01 NORTH | 00ALL 29SP | Auburn – Hoyt 345 kV | 640601 S3771 345 640590 OLIVECREEK 3 345 1 | 0.00456 | 3.3972 | Yes
GEN-2024-327 | 01 NORTH | G01 29SP | Raun – S3452 345 kV | 640377 TEKAMAH5 161 646226 S1226 5 161 1 | 0.01971 | 3.942 | Yes
GEN-2024-327 | 01 NORTH | G01 29SP | Sibley - 345 kV Bus Reconfiguration | 345408 7OVERTON 345 541201 SIBLEY 7 345 1 | 0.02241 | 4.482 | Yes
GEN-2024-327 | 01 NORTH | G01 29SP | Raun – S3452 345 kV | 646226 S1226 5 161 646247 S1247 5 161 1 | 0.01108 | 2.216 | Yes
GEN-2024-327 | 01 NORTH | G01 29SP | Raun – S3452 345 kV | 646247 S1247 5 161 646252 S1252 5 161 1 | 0.01108 | 2.216 | Yes
GEN-2024-327 | 01 NORTH | G01 29SP | Sibley - 345 kV Bus Reconfiguration | 541201 SIBLEY 7 345 996681 SIBLEY11 161 11 | 0.00615 | 1.23 | Yes
GEN-2024-327 | 01 NORTH | G01 29SP | Sibley - 345 kV Bus Reconfiguration | 541202 SIBLEY 5 161 996681 SIBLEY11 161 11 | 0.00615 | 1.23 | Yes
GEN-2024-328 | 01 NORTH | G01 29SP | Raun – S3452 345 kV | 645452 S3452 3 345 645459 S3459 3 345 1 | 0.0588 | 14.7 | Yes
GEN-2024-328 | 01 NORTH | G01 29SP | Sibley - 345 kV Bus Reconfiguration | 541201 SIBLEY 7 345 783480 G24-217-TAP 345 1 | 0.01866 | 4.665 | Yes
GEN-2024-328 | 01 NORTH | G01 29SP | Raun – S3452 345 kV | 635200 RAUN 3 345 645552 S3452 REACT3 345 1 | 0.05855 | 14.6375 | Yes
GEN-2024-328 | 01 NORTH | G01 29SP | Raun – S3452 345 kV | 645452 S3452 3 345 645552 S3452 REACT3 345 Z1 | 0.05855 | 14.6375 | Yes
GEN-2024-328 | 01 NORTH | G01 29SP | Raun – S3452 345 kV | 635201 RAUN 5 161 646300 S1300 5 161 1 | 0.01599 | 3.9975 | Yes
GEN-2024-328 | 01 NORTH | G01 29SP | Raun – S3452 345 kV | 640377 TEKAMAH5 161 646300 S1300 5 161 1 | 0.01599 | 3.9975 | Yes
GEN-2024-328 | 01 NORTH | G01 29SP | Lyons Co.– Lakefield 345 kV | 601048 LYON CO 3 345 631138 LAKEFLD3 345 1 | 0.05451 | 13.6275 | Yes
GEN-2024-328 | 01 NORTH | G01 29SP | Sibley - 345 kV Bus Reconfiguration | 541201 SIBLEY 7 345 541500 KETCHEM7 345 1 | 0.02035 | 5.0875 | Yes
GEN-2024-082 | 01 NORTH | 00ALL 29SP | Auburn – Hoyt 345 kV | 640601 S3771 345 640590 OLIVECREEK 3 345 1 | 0.00456 | 3.3972 | Yes
GEN-2024-328 | 01 NORTH | G01 29SP | Raun – S3452 345 kV | 640377 TEKAMAH5 161 646226 S1226 5 161 1 | 0.01857 | 4.6425 | Yes
GEN-2024-328 | 01 NORTH | G01 29SP | Sibley - 345 kV Bus Reconfiguration | 345408 7OVERTON 345 541201 SIBLEY 7 345 1 | 0.02034 | 5.085 | Yes
GEN-2024-328 | 01 NORTH | G01 29SP | Raun – S3452 345 kV | 646226 S1226 5 161 646247 S1247 5 161 1 | 0.01047 | 2.6175 | Yes
GEN-2024-328 | 01 NORTH | G01 29SP | Raun – S3452 345 kV | 646247 S1247 5 161 646252 S1252 5 161 1 | 0.01047 | 2.6175 | Yes
GEN-2024-328 | 01 NORTH | G01 29SP | Sibley - 345 kV Bus Reconfiguration | 541201 SIBLEY 7 345 996681 SIBLEY11 161 11 | 0.00601 | 1.5025 | Yes
GEN-2024-328 | 01 NORTH | G01 29SP | Sibley - 345 kV Bus Reconfiguration | 541202 SIBLEY 5 161 996681 SIBLEY11 161 11 | 0.00601 | 1.5025 | Yes
GEN-2024-329 | 01 NORTH | G01 29SP | Raun – S3452 345 kV | 645452 S3452 3 345 645459 S3459 3 345 1 | 0.06218 | 12.436 | Yes
GEN-2024-329 | 01 NORTH | G01 29SP | Sibley - 345 kV Bus Reconfiguration | 541201 SIBLEY 7 345 783480 G24-217-TAP 345 1 | 0.01946 | 3.892 | Yes
GEN-2024-329 | 01 NORTH | G01 29SP | Raun – S3452 345 kV | 635200 RAUN 3 345 645552 S3452 REACT3 345 1 | 0.06312 | 12.624 | Yes
GEN-2024-329 | 01 NORTH | G01 29SP | Raun – S3452 345 kV | 645452 S3452 3 345 645552 S3452 REACT3 345 Z1 | 0.06312 | 12.624 | Yes
GEN-2024-329 | 01 NORTH | G01 29SP | Raun – S3452 345 kV | 635201 RAUN 5 161 646300 S1300 5 161 1 | 0.01752 | 3.504 | Yes
GEN-2024-329 | 01 NORTH | G01 29SP | Raun – S3452 345 kV | 640377 TEKAMAH5 161 646300 S1300 5 161 1 | 0.01752 | 3.504 | Yes
GEN-2024-329 | 01 NORTH | G01 29SP | Lyons Co.– Lakefield 345 kV | 601048 LYON CO 3 345 631138 LAKEFLD3 345 1 | 0.06248 | 12.496 | Yes
GEN-2024-329 | 01 NORTH | G01 29SP | Sibley - 345 kV Bus Reconfiguration | 541201 SIBLEY 7 345 541500 KETCHEM7 345 1 | 0.02084 | 4.168 | Yes
GEN-2024-141 | 01 NORTH | G01 29SP | Auburn – Hoyt 345 kV | 640139 COOPER 3 345 640601 S3771 345 1 | 0.023 | 9.752 | Yes
GEN-2024-329 | 01 NORTH | G01 29SP | Raun – S3452 345 kV | 640377 TEKAMAH5 161 646226 S1226 5 161 1 | 0.01966 | 3.932 | Yes
GEN-2024-329 | 01 NORTH | G01 29SP | Sibley - 345 kV Bus Reconfiguration | 345408 7OVERTON 345 541201 SIBLEY 7 345 1 | 0.02187 | 4.374 | Yes
GEN-2024-329 | 01 NORTH | G01 29SP | Raun – S3452 345 kV | 646226 S1226 5 161 646247 S1247 5 161 1 | 0.01106 | 2.212 | Yes
GEN-2024-329 | 01 NORTH | G01 29SP | Raun – S3452 345 kV | 646247 S1247 5 161 646252 S1252 5 161 1 | 0.01106 | 2.212 | Yes
GEN-2024-329 | 01 NORTH | G01 29SP | Sibley - 345 kV Bus Reconfiguration | 541201 SIBLEY 7 345 996681 SIBLEY11 161 11 | 0.00613 | 1.226 | Yes
GEN-2024-329 | 01 NORTH | G01 29SP | Sibley - 345 kV Bus Reconfiguration | 541202 SIBLEY 5 161 996681 SIBLEY11 161 11 | 0.00613 | 1.226 | Yes
GEN-2024-331 | 01 NORTH | G01 29SP | Raun – S3452 345 kV | 645452 S3452 3 345 645459 S3459 3 345 1 | 0.06189 | 18.567 | Yes
GEN-2024-331 | 01 NORTH | G01 29SP | Sibley - 345 kV Bus Reconfiguration | 541201 SIBLEY 7 345 783480 G24-217-TAP 345 1 | 0.01925 | 5.775 | Yes
GEN-2024-331 | 01 NORTH | G01 29SP | Raun – S3452 345 kV | 635200 RAUN 3 345 645552 S3452 REACT3 345 1 | 0.06254 | 18.762 | Yes
GEN-2024-331 | 01 NORTH | G01 29SP | Raun – S3452 345 kV | 645452 S3452 3 345 645552 S3452 REACT3 345 Z1 | 0.06254 | 18.762 | Yes
GEN-2024-331 | 01 NORTH | G01 29SP | Raun – S3452 345 kV | 635201 RAUN 5 161 646300 S1300 5 161 1 | 0.01729 | 5.187 | Yes
GEN-2024-331 | 01 NORTH | G01 29SP | Raun – S3452 345 kV | 640377 TEKAMAH5 161 646300 S1300 5 161 1 | 0.01729 | 5.187 | Yes
GEN-2024-331 | 01 NORTH | G01 29SP | Lyons Co.– Lakefield 345 kV | 601048 LYON CO 3 345 631138 LAKEFLD3 345 1 | 0.06124 | 18.372 | Yes
GEN-2024-331 | 01 NORTH | G01 29SP | Sibley - 345 kV Bus Reconfiguration | 541201 SIBLEY 7 345 541500 KETCHEM7 345 1 | 0.02089 | 6.267 | Yes
GEN-2024-216 | 01 NORTH | G01 29SP | Auburn – Hoyt 345 kV | 640139 COOPER 3 345 640601 S3771 345 1 | 0.01778 | 4.0005 | Yes
GEN-2024-331 | 01 NORTH | G01 29SP | Raun – S3452 345 kV | 640377 TEKAMAH5 161 646226 S1226 5 161 1 | 0.01958 | 5.874 | Yes
GEN-2024-331 | 01 NORTH | G01 29SP | Sibley - 345 kV Bus Reconfiguration | 345408 7OVERTON 345 541201 SIBLEY 7 345 1 | 0.02145 | 6.435 | Yes
GEN-2024-331 | 01 NORTH | G01 29SP | Raun – S3452 345 kV | 646226 S1226 5 161 646247 S1247 5 161 1 | 0.01101 | 3.303 | Yes
GEN-2024-331 | 01 NORTH | G01 29SP | Raun – S3452 345 kV | 646247 S1247 5 161 646252 S1252 5 161 1 | 0.01101 | 3.303 | Yes
GEN-2024-331 | 01 NORTH | G01 29SP | Sibley - 345 kV Bus Reconfiguration | 541201 SIBLEY 7 345 996681 SIBLEY11 161 11 | 0.00612 | 1.836 | Yes
GEN-2024-331 | 01 NORTH | G01 29SP | Sibley - 345 kV Bus Reconfiguration | 541202 SIBLEY 5 161 996681 SIBLEY11 161 11 | 0.00612 | 1.836 | Yes
GEN-2024-359 | 01 NORTH | G01 29SP | Raun – S3452 345 kV | 645452 S3452 3 345 645459 S3459 3 345 1 | 0.05961 | 5.961 | Yes
GEN-2024-359 | 01 NORTH | G01 29SP | Sibley - 345 kV Bus Reconfiguration | 541201 SIBLEY 7 345 783480 G24-217-TAP 345 1 | 0.01885 | 1.885 | Yes
GEN-2024-359 | 01 NORTH | G01 29SP | Raun – S3452 345 kV | 635200 RAUN 3 345 645552 S3452 REACT3 345 1 | 0.05964 | 5.964 | Yes
GEN-2024-359 | 01 NORTH | G01 29SP | Raun – S3452 345 kV | 645452 S3452 3 345 645552 S3452 REACT3 345 Z1 | 0.05964 | 5.964 | Yes
GEN-2024-359 | 01 NORTH | G01 29SP | Raun – S3452 345 kV | 635201 RAUN 5 161 646300 S1300 5 161 1 | 0.01636 | 1.636 | Yes
GEN-2024-359 | 01 NORTH | G01 29SP | Raun – S3452 345 kV | 640377 TEKAMAH5 161 646300 S1300 5 161 1 | 0.01636 | 1.636 | Yes
GEN-2024-359 | 01 NORTH | G01 29SP | Lyons Co.– Lakefield 345 kV | 601048 LYON CO 3 345 631138 LAKEFLD3 345 1 | 0.05659 | 5.659 | Yes
GEN-2024-359 | 01 NORTH | G01 29SP | Sibley - 345 kV Bus Reconfiguration | 541201 SIBLEY 7 345 541500 KETCHEM7 345 1 | 0.02047 | 2.047 | Yes
GEN-2024-284 | 01 NORTH | G01 29SP | Auburn – Hoyt 345 kV | 640139 COOPER 3 345 640601 S3771 345 1 | 0.02232 | 4.4417 | Yes
GEN-2024-359 | 01 NORTH | G01 29SP | Raun – S3452 345 kV | 640377 TEKAMAH5 161 646226 S1226 5 161 1 | 0.01883 | 1.883 | Yes
GEN-2024-359 | 01 NORTH | G01 29SP | Sibley - 345 kV Bus Reconfiguration | 345408 7OVERTON 345 541201 SIBLEY 7 345 1 | 0.0207 | 2.07 | Yes
GEN-2024-359 | 01 NORTH | G01 29SP | Raun – S3452 345 kV | 646226 S1226 5 161 646247 S1247 5 161 1 | 0.01061 | 1.061 | Yes
GEN-2024-359 | 01 NORTH | G01 29SP | Raun – S3452 345 kV | 646247 S1247 5 161 646252 S1252 5 161 1 | 0.01061 | 1.061 | Yes
GEN-2024-017 | 02 NEBRASKA | 00ALL 29SP | Raun – S3452 345 kV | 645452 S3452 3 345 645454 S3454 3 345 1 | 0.1063 | 6.5906 | Yes
GEN-2024-017 | 02 NEBRASKA | 00ALL 29SP | Raun – S3452 345 kV | 640377 TEKAMAH5 161 646226 S1226 5 161 1 | 0.02865 | 1.7763 | Yes
GEN-2024-017 | 02 NEBRASKA | 00ALL 29SP | Lyons Co.– Lakefield 345 kV | 601048 LYON CO 3 345 631138 LAKEFLD3 345 1 | 0.04687 | 2.9059 | Yes
GEN-2024-017 | 02 NEBRASKA | 00ALL 29SP | Raun – S3452 345 kV | 645452 S3452 3 345 645552 S3452 REACT3 345 Z1 | 0.08977 | 5.5657 | Yes
GEN-2024-017 | 02 NEBRASKA | 00ALL 29SP | Raun – S3452 345 kV | 635200 RAUN 3 345 645552 S3452 REACT3 345 1 | 0.08977 | 5.5657 | Yes
GEN-2024-017 | 02 NEBRASKA | 00ALL 29SP | Sibley - 345 kV Bus Reconfiguration | 541201 SIBLEY 7 345 541500 KETCHEM7 345 1 | 0.02165 | 1.3423 | Yes
GEN-2024-017 | 02 NEBRASKA | 00ALL 29SP | Raun – S3452 345 kV | 635201 RAUN 5 161 646300 S1300 5 161 1 | 0.02366 | 1.4669 | Yes
GEN-2024-285 | 01 NORTH | G01 29SP | Auburn – Hoyt 345 kV | 640139 COOPER 3 345 640601 S3771 345 1 | 0.03062 | 7.655 | Yes
GEN-2024-017 | 02 NEBRASKA | 00ALL 29SP | Raun – S3452 345 kV | 645451 S3451 3 345 645452 S3452 3 345 2 | 0.04259 | 2.6406 | Yes
GEN-2024-017 | 02 NEBRASKA | 00ALL 29SP | Raun – S3452 345 kV | 645451 S3451 3 345 645452 S3452 3 345 1 | 0.04141 | 2.5674 | Yes
GEN-2024-017 | 02 NEBRASKA | 00ALL 29SP | Raun – S3452 345 kV | 640377 TEKAMAH5 161 646300 S1300 5 161 1 | 0.02366 | 1.4669 | Yes
GEN-2024-017 | 02 NEBRASKA | 00ALL 29SP | Sibley - 345 kV Bus Reconfiguration | 345408 7OVERTON 345 541201 SIBLEY 7 345 1 | 0.01991 | 1.2344 | Yes
GEN-2024-018 | 02 NEBRASKA | 00ALL 29SP | Raun – S3452 345 kV | 645452 S3452 3 345 645454 S3454 3 345 1 | 0.10169 | 3.1524 | Yes
GEN-2024-018 | 02 NEBRASKA | 00ALL 29SP | Lyons Co.– Lakefield 345 kV | 601048 LYON CO 3 345 631138 LAKEFLD3 345 1 | 0.04641 | 1.4387 | Yes
GEN-2024-018 | 02 NEBRASKA | 00ALL 29SP | Raun – S3452 345 kV | 645452 S3452 3 345 645552 S3452 REACT3 345 Z1 | 0.08739 | 2.7091 | Yes
GEN-2024-018 | 02 NEBRASKA | 00ALL 29SP | Raun – S3452 345 kV | 635200 RAUN 3 345 645552 S3452 REACT3 345 1 | 0.08739 | 2.7091 | Yes
GEN-2024-326 | 01 NORTH | G01 29SP | Auburn – Hoyt 345 kV | 640139 COOPER 3 345 640601 S3771 345 1 | 0.01779 | 4.0027 | Yes
GEN-2024-018 | 02 NEBRASKA | 00ALL 29SP | Raun – S3452 345 kV | 645451 S3451 3 345 645452 S3452 3 345 2 | 0.04134 | 1.2815 | Yes
GEN-2024-018 | 02 NEBRASKA | 00ALL 29SP | Raun – S3452 345 kV | 645451 S3451 3 345 645452 S3452 3 345 1 | 0.04019 | 1.2459 | Yes
GEN-2024-019 | 02 NEBRASKA | 00ALL 29SP | Raun – S3452 345 kV | 645452 S3452 3 345 645454 S3454 3 345 1 | 0.10169 | 6.3048 | Yes
GEN-2024-019 | 02 NEBRASKA | 00ALL 29SP | Raun – S3452 345 kV | 640377 TEKAMAH5 161 646226 S1226 5 161 1 | 0.02794 | 1.7323 | Yes
GEN-2024-019 | 02 NEBRASKA | 00ALL 29SP | Lyons Co.– Lakefield 345 kV | 601048 LYON CO 3 345 631138 LAKEFLD3 345 1 | 0.04641 | 2.8774 | Yes
GEN-2024-019 | 02 NEBRASKA | 00ALL 29SP | Raun – S3452 345 kV | 645452 S3452 3 345 645552 S3452 REACT3 345 Z1 | 0.08739 | 5.4182 | Yes
GEN-2024-019 | 02 NEBRASKA | 00ALL 29SP | Raun – S3452 345 kV | 635200 RAUN 3 345 645552 S3452 REACT3 345 1 | 0.08739 | 5.4182 | Yes
GEN-2024-019 | 02 NEBRASKA | 00ALL 29SP | Sibley - 345 kV Bus Reconfiguration | 541201 SIBLEY 7 345 541500 KETCHEM7 345 1 | 0.01676 | 1.0391 | Yes
GEN-2024-019 | 02 NEBRASKA | 00ALL 29SP | Raun – S3452 345 kV | 635201 RAUN 5 161 646300 S1300 5 161 1 | 0.02307 | 1.4303 | Yes
GEN-2024-327 | 01 NORTH | G01 29SP | Auburn – Hoyt 345 kV | 640139 COOPER 3 345 640601 S3771 345 1 | 0.02261 | 4.522 | Yes
GEN-2024-019 | 02 NEBRASKA | 00ALL 29SP | Raun – S3452 345 kV | 645451 S3451 3 345 645452 S3452 3 345 2 | 0.04134 | 2.5631 | Yes
GEN-2024-019 | 02 NEBRASKA | 00ALL 29SP | Raun – S3452 345 kV | 645451 S3451 3 345 645452 S3452 3 345 1 | 0.04019 | 2.4918 | Yes
GEN-2024-019 | 02 NEBRASKA | 00ALL 29SP | Raun – S3452 345 kV | 640377 TEKAMAH5 161 646300 S1300 5 161 1 | 0.02307 | 1.4303 | Yes
GEN-2024-019 | 02 NEBRASKA | 00ALL 29SP | Sibley - 345 kV Bus Reconfiguration | 345408 7OVERTON 345 541201 SIBLEY 7 345 1 | 0.01948 | 1.2078 | Yes
GEN-2024-020 | 02 NEBRASKA | 00ALL 29SP | Bison – Hankinson – Big Stone South 345 kV | 620327 HANKSON4 230 996372 620:HANKINSO 230 2 | 0.00272 | 1.0608 | Yes
GEN-2024-020 | 02 NEBRASKA | 00ALL 29SP | Bison – Hankinson – Big Stone South 345 kV | 620327 HANKSON4 230 996373 620:HANKINSO 230 1 | 0.00272 | 1.0608 | Yes
GEN-2024-020 | 02 NEBRASKA | 00ALL 29SP | Bison – Hankinson – Big Stone South 345 kV | 620427 HANKINSON 3 345 996372 620:HANKINSO 230 2 | 0.00272 | 1.0608 | Yes
GEN-2024-020 | 02 NEBRASKA | 00ALL 29SP | Raun – S3452 345 kV | 645452 S3452 3 345 645454 S3454 3 345 1 | 0.1063 | 41.457 | Yes
GEN-2024-020 | 02 NEBRASKA | 00ALL 29SP | Raun – S3452 345 kV | 640377 TEKAMAH5 161 646226 S1226 5 161 1 | 0.02865 | 11.1735 | Yes
GEN-2024-020 | 02 NEBRASKA | 00ALL 29SP | Bison – Hankinson – Big Stone South 345 kV | 620417 BSSOUTH3 345 620427 HANKINSON 3 345 1 | 0.01231 | 4.8009 | Yes
GEN-2024-020 | 02 NEBRASKA | 00ALL 29SP | Bison – Hankinson – Big Stone South 345 kV | 620427 HANKINSON 3 345 996373 620:HANKINSO 230 1 | 0.00272 | 1.0608 | Yes
GEN-2024-020 | 02 NEBRASKA | 00ALL 29SP | Lyons Co.– Lakefield 345 kV | 601048 LYON CO 3 345 631138 LAKEFLD3 345 1 | 0.04687 | 18.2793 | Yes
GEN-2024-020 | 02 NEBRASKA | 00ALL 29SP | Raun – S3452 345 kV | 645452 S3452 3 345 645552 S3452 REACT3 345 Z1 | 0.08977 | 35.0103 | Yes
GEN-2024-020 | 02 NEBRASKA | 00ALL 29SP | Raun – S3452 345 kV | 635200 RAUN 3 345 645552 S3452 REACT3 345 1 | 0.08977 | 35.0103 | Yes
GEN-2024-020 | 02 NEBRASKA | 00ALL 29SP | Bison – Hankinson – Big Stone South 345 kV | 601067 BISON 3 345 620427 HANKINSON 3 345 1 | 0.00687 | 2.6793 | Yes
GEN-2024-020 | 02 NEBRASKA | 00ALL 29SP | Raun – S3452 345 kV | 646247 S1247 5 161 646252 S1252 5 161 1 | 0.015 | 5.85 | Yes
GEN-2024-020 | 02 NEBRASKA | 00ALL 29SP | Sibley - 345 kV Bus Reconfiguration | 541201 SIBLEY 7 345 541500 KETCHEM7 345 1 | 0.02165 | 8.4435 | Yes
GEN-2024-020 | 02 NEBRASKA | 00ALL 29SP | Raun – S3452 345 kV | 635201 RAUN 5 161 646300 S1300 5 161 1 | 0.02366 | 9.2274 | Yes
GEN-2024-020 | 02 NEBRASKA | 00ALL 29SP | Raun – S3452 345 kV | 646226 S1226 5 161 646247 S1247 5 161 1 | 0.015 | 5.85 | Yes
GEN-2024-328 | 01 NORTH | G01 29SP | Auburn – Hoyt 345 kV | 640139 COOPER 3 345 640601 S3771 345 1 | 0.01604 | 4.01 | Yes
GEN-2024-020 | 02 NEBRASKA | 00ALL 29SP | Raun – S3452 345 kV | 645451 S3451 3 345 645452 S3452 3 345 2 | 0.04259 | 16.6101 | Yes
GEN-2024-020 | 02 NEBRASKA | 00ALL 29SP | Raun – S3452 345 kV | 645451 S3451 3 345 645452 S3452 3 345 1 | 0.04141 | 16.1499 | Yes
GEN-2024-020 | 02 NEBRASKA | 00ALL 29SP | Raun – S3452 345 kV | 640377 TEKAMAH5 161 646300 S1300 5 161 1 | 0.02366 | 9.2274 | Yes
GEN-2024-020 | 02 NEBRASKA | 00ALL 29SP | Sibley - 345 kV Bus Reconfiguration | 345408 7OVERTON 345 541201 SIBLEY 7 345 1 | 0.01991 | 7.7649 | Yes
GEN-2024-021 | 02 NEBRASKA | 00ALL 29SP | Sibley - 345 kV Bus Reconfiguration | 541201 SIBLEY 7 345 996681 SIBLEY11 161 11 | 0.00196 | 1.0584 | Yes
GEN-2024-021 | 02 NEBRASKA | 00ALL 29SP | Sibley - 345 kV Bus Reconfiguration | 541202 SIBLEY 5 161 996681 SIBLEY11 161 11 | 0.00196 | 1.0584 | Yes
GEN-2024-021 | 02 NEBRASKA | 00ALL 29SP | Bison – Hankinson – Big Stone South 345 kV | 620327 HANKSON4 230 996372 620:HANKINSO 230 2 | 0.00272 | 1.4688 | Yes
GEN-2024-021 | 02 NEBRASKA | 00ALL 29SP | Bison – Hankinson – Big Stone South 345 kV | 620327 HANKSON4 230 996373 620:HANKINSO 230 1 | 0.00272 | 1.4688 | Yes
GEN-2024-021 | 02 NEBRASKA | 00ALL 29SP | Bison – Hankinson – Big Stone South 345 kV | 620427 HANKINSON 3 345 996372 620:HANKINSO 230 2 | 0.00272 | 1.4688 | Yes
GEN-2024-021 | 02 NEBRASKA | 00ALL 29SP | Raun – S3452 345 kV | 645452 S3452 3 345 645454 S3454 3 345 1 | 0.1063 | 57.402 | Yes
GEN-2024-021 | 02 NEBRASKA | 00ALL 29SP | Raun – S3452 345 kV | 640377 TEKAMAH5 161 646226 S1226 5 161 1 | 0.02865 | 15.471 | Yes
GEN-2024-021 | 02 NEBRASKA | 00ALL 29SP | Bison – Hankinson – Big Stone South 345 kV | 620417 BSSOUTH3 345 620427 HANKINSON 3 345 1 | 0.01231 | 6.6474 | Yes
GEN-2024-021 | 02 NEBRASKA | 00ALL 29SP | Bison – Hankinson – Big Stone South 345 kV | 620427 HANKINSON 3 345 996373 620:HANKINSO 230 1 | 0.00272 | 1.4688 | Yes
GEN-2024-021 | 02 NEBRASKA | 00ALL 29SP | Lyons Co.– Lakefield 345 kV | 601048 LYON CO 3 345 631138 LAKEFLD3 345 1 | 0.04687 | 25.3098 | Yes
GEN-2024-021 | 02 NEBRASKA | 00ALL 29SP | Raun – S3452 345 kV | 645452 S3452 3 345 645552 S3452 REACT3 345 Z1 | 0.08977 | 48.4758 | Yes
GEN-2024-021 | 02 NEBRASKA | 00ALL 29SP | Raun – S3452 345 kV | 635200 RAUN 3 345 645552 S3452 REACT3 345 1 | 0.08977 | 48.4758 | Yes
GEN-2024-021 | 02 NEBRASKA | 00ALL 29SP | Bison – Hankinson – Big Stone South 345 kV | 601067 BISON 3 345 620427 HANKINSON 3 345 1 | 0.00687 | 3.7098 | Yes
GEN-2024-021 | 02 NEBRASKA | 00ALL 29SP | Raun – S3452 345 kV | 646247 S1247 5 161 646252 S1252 5 161 1 | 0.015 | 8.1 | Yes
GEN-2024-021 | 02 NEBRASKA | 00ALL 29SP | Sibley - 345 kV Bus Reconfiguration | 541201 SIBLEY 7 345 541500 KETCHEM7 345 1 | 0.02165 | 11.691 | Yes
GEN-2024-021 | 02 NEBRASKA | 00ALL 29SP | Raun – S3452 345 kV | 635201 RAUN 5 161 646300 S1300 5 161 1 | 0.02366 | 12.7764 | Yes
GEN-2024-021 | 02 NEBRASKA | 00ALL 29SP | Raun – S3452 345 kV | 646226 S1226 5 161 646247 S1247 5 161 1 | 0.015 | 8.1 | Yes
GEN-2024-329 | 01 NORTH | G01 29SP | Auburn – Hoyt 345 kV | 640139 COOPER 3 345 640601 S3771 345 1 | 0.02137 | 4.274 | Yes
GEN-2024-021 | 02 NEBRASKA | 00ALL 29SP | Raun – S3452 345 kV | 645451 S3451 3 345 645452 S3452 3 345 2 | 0.04259 | 22.9986 | Yes
GEN-2024-021 | 02 NEBRASKA | 00ALL 29SP | Raun – S3452 345 kV | 645451 S3451 3 345 645452 S3452 3 345 1 | 0.04141 | 22.3614 | Yes
GEN-2024-021 | 02 NEBRASKA | 00ALL 29SP | Raun – S3452 345 kV | 640377 TEKAMAH5 161 646300 S1300 5 161 1 | 0.02366 | 12.7764 | Yes
GEN-2024-021 | 02 NEBRASKA | 00ALL 29SP | Sibley - 345 kV Bus Reconfiguration | 345408 7OVERTON 345 541201 SIBLEY 7 345 1 | 0.01991 | 10.7514 | Yes
GEN-2024-022 | 02 NEBRASKA | 00ALL 29SP | Bison – Hankinson – Big Stone South 345 kV | 620327 HANKSON4 230 996372 620:HANKINSO 230 2 | 0.0027 | 1.053 | Yes
GEN-2024-022 | 02 NEBRASKA | 00ALL 29SP | Bison – Hankinson – Big Stone South 345 kV | 620327 HANKSON4 230 996373 620:HANKINSO 230 1 | 0.0027 | 1.053 | Yes
GEN-2024-022 | 02 NEBRASKA | 00ALL 29SP | Bison – Hankinson – Big Stone South 345 kV | 620427 HANKINSON 3 345 996372 620:HANKINSO 230 2 | 0.0027 | 1.053 | Yes
GEN-2024-022 | 02 NEBRASKA | 00ALL 29SP | Raun – S3452 345 kV | 645452 S3452 3 345 645454 S3454 3 345 1 | 0.10169 | 39.6591 | Yes
GEN-2024-022 | 02 NEBRASKA | 00ALL 29SP | Raun – S3452 345 kV | 640377 TEKAMAH5 161 646226 S1226 5 161 1 | 0.02794 | 10.8966 | Yes
GEN-2024-022 | 02 NEBRASKA | 00ALL 29SP | Bison – Hankinson – Big Stone South 345 kV | 620417 BSSOUTH3 345 620427 HANKINSON 3 345 1 | 0.01213 | 4.7307 | Yes
GEN-2024-022 | 02 NEBRASKA | 00ALL 29SP | Bison – Hankinson – Big Stone South 345 kV | 620427 HANKINSON 3 345 996373 620:HANKINSO 230 1 | 0.0027 | 1.053 | Yes
GEN-2024-022 | 02 NEBRASKA | 00ALL 29SP | Lyons Co.– Lakefield 345 kV | 601048 LYON CO 3 345 631138 LAKEFLD3 345 1 | 0.04641 | 18.0999 | Yes
GEN-2024-022 | 02 NEBRASKA | 00ALL 29SP | Raun – S3452 345 kV | 645452 S3452 3 345 645552 S3452 REACT3 345 Z1 | 0.08739 | 34.0821 | Yes
GEN-2024-022 | 02 NEBRASKA | 00ALL 29SP | Raun – S3452 345 kV | 635200 RAUN 3 345 645552 S3452 REACT3 345 1 | 0.08739 | 34.0821 | Yes
GEN-2024-022 | 02 NEBRASKA | 00ALL 29SP | Bison – Hankinson – Big Stone South 345 kV | 601067 BISON 3 345 620427 HANKINSON 3 345 1 | 0.00674 | 2.6286 | Yes
GEN-2024-022 | 02 NEBRASKA | 00ALL 29SP | Raun – S3452 345 kV | 646247 S1247 5 161 646252 S1252 5 161 1 | 0.01466 | 5.7174 | Yes
GEN-2024-022 | 02 NEBRASKA | 00ALL 29SP | Sibley - 345 kV Bus Reconfiguration | 541201 SIBLEY 7 345 541500 KETCHEM7 345 1 | 0.01676 | 6.5364 | Yes
GEN-2024-022 | 02 NEBRASKA | 00ALL 29SP | Raun – S3452 345 kV | 635201 RAUN 5 161 646300 S1300 5 161 1 | 0.02307 | 8.9973 | Yes
GEN-2024-022 | 02 NEBRASKA | 00ALL 29SP | Raun – S3452 345 kV | 646226 S1226 5 161 646247 S1247 5 161 1 | 0.01466 | 5.7174 | Yes
GEN-2024-331 | 01 NORTH | G01 29SP | Auburn – Hoyt 345 kV | 640139 COOPER 3 345 640601 S3771 345 1 | 0.02033 | 6.099 | Yes
GEN-2024-022 | 02 NEBRASKA | 00ALL 29SP | Raun – S3452 345 kV | 645451 S3451 3 345 645452 S3452 3 345 2 | 0.04134 | 16.1226 | Yes
GEN-2024-022 | 02 NEBRASKA | 00ALL 29SP | Raun – S3452 345 kV | 645451 S3451 3 345 645452 S3452 3 345 1 | 0.04019 | 15.6741 | Yes
GEN-2024-022 | 02 NEBRASKA | 00ALL 29SP | Raun – S3452 345 kV | 640377 TEKAMAH5 161 646300 S1300 5 161 1 | 0.02307 | 8.9973 | Yes
GEN-2024-022 | 02 NEBRASKA | 00ALL 29SP | Sibley - 345 kV Bus Reconfiguration | 345408 7OVERTON 345 541201 SIBLEY 7 345 1 | 0.01948 | 7.5972 | Yes
GEN-2024-023 | 02 NEBRASKA | 00ALL 29SP | Raun – S3452 345 kV | 645452 S3452 3 345 645454 S3454 3 345 1 | 0.10169 | 27.4563 | Yes
GEN-2024-023 | 02 NEBRASKA | 00ALL 29SP | Raun – S3452 345 kV | 640377 TEKAMAH5 161 646226 S1226 5 161 1 | 0.02794 | 7.5438 | Yes
GEN-2024-023 | 02 NEBRASKA | 00ALL 29SP | Bison – Hankinson – Big Stone South 345 kV | 620417 BSSOUTH3 345 620427 HANKINSON 3 345 1 | 0.01213 | 3.2751 | Yes
GEN-2024-023 | 02 NEBRASKA | 00ALL 29SP | Lyons Co.– Lakefield 345 kV | 601048 LYON CO 3 345 631138 LAKEFLD3 345 1 | 0.04641 | 12.5307 | Yes
GEN-2024-023 | 02 NEBRASKA | 00ALL 29SP | Raun – S3452 345 kV | 645452 S3452 3 345 645552 S3452 REACT3 345 Z1 | 0.08739 | 23.5953 | Yes
GEN-2024-023 | 02 NEBRASKA | 00ALL 29SP | Raun – S3452 345 kV | 635200 RAUN 3 345 645552 S3452 REACT3 345 1 | 0.08739 | 23.5953 | Yes
GEN-2024-023 | 02 NEBRASKA | 00ALL 29SP | Bison – Hankinson – Big Stone South 345 kV | 601067 BISON 3 345 620427 HANKINSON 3 345 1 | 0.00674 | 1.8198 | Yes
GEN-2024-023 | 02 NEBRASKA | 00ALL 29SP | Raun – S3452 345 kV | 646247 S1247 5 161 646252 S1252 5 161 1 | 0.01466 | 3.9582 | Yes
GEN-2024-023 | 02 NEBRASKA | 00ALL 29SP | Sibley - 345 kV Bus Reconfiguration | 541201 SIBLEY 7 345 541500 KETCHEM7 345 1 | 0.01676 | 4.5252 | Yes
GEN-2024-023 | 02 NEBRASKA | 00ALL 29SP | Raun – S3452 345 kV | 635201 RAUN 5 161 646300 S1300 5 161 1 | 0.02307 | 6.2289 | Yes
GEN-2024-023 | 02 NEBRASKA | 00ALL 29SP | Raun – S3452 345 kV | 646226 S1226 5 161 646247 S1247 5 161 1 | 0.01466 | 3.9582 | Yes
GEN-2024-359 | 01 NORTH | G01 29SP | Auburn – Hoyt 345 kV | 640139 COOPER 3 345 640601 S3771 345 1 | 0.01731 | 1.731 | Yes
GEN-2024-023 | 02 NEBRASKA | 00ALL 29SP | Raun – S3452 345 kV | 645451 S3451 3 345 645452 S3452 3 345 2 | 0.04134 | 11.1618 | Yes
GEN-2024-023 | 02 NEBRASKA | 00ALL 29SP | Raun – S3452 345 kV | 645451 S3451 3 345 645452 S3452 3 345 1 | 0.04019 | 10.8513 | Yes
GEN-2024-023 | 02 NEBRASKA | 00ALL 29SP | Raun – S3452 345 kV | 640377 TEKAMAH5 161 646300 S1300 5 161 1 | 0.02307 | 6.2289 | Yes
GEN-2024-023 | 02 NEBRASKA | 00ALL 29SP | Sibley - 345 kV Bus Reconfiguration | 345408 7OVERTON 345 541201 SIBLEY 7 345 1 | 0.01948 | 5.2596 | Yes
GEN-2024-038 | 02 NEBRASKA | G02 29SP | Sibley - 345 kV Bus Reconfiguration | 541201 SIBLEY 7 345 541500 KETCHEM7 345 1 | 0.0283 | 8.49 | Yes
GEN-2024-038 | 02 NEBRASKA | G02 29SP | Bison – Hankinson – Big Stone South 345 kV | 620417 BSSOUTH3 345 620427 HANKINSON 3 345 1 | 0.00642 | 1.926 | Yes
GEN-2024-038 | 02 NEBRASKA | G02 29SP | Sibley - 345 kV Bus Reconfiguration | 541201 SIBLEY 7 345 996681 SIBLEY11 161 11 | 0.00407 | 1.221 | Yes
GEN-2024-038 | 02 NEBRASKA | G02 29SP | Raun – S3452 345 kV | 645452 S3452 3 345 645454 S3454 3 345 1 | 0.03778 | 11.334 | Yes
GEN-2024-017 | 02 NEBRASKA | 00ALL 29SP | Auburn – Hoyt 345 kV | 640139 COOPER 3 345 640601 S3771 345 1 | 0.1175 | 7.285 | Yes
GEN-2024-038 | 02 NEBRASKA | G02 29SP | Bison – Hankinson – Big Stone South 345 kV | 601067 BISON 3 345 620427 HANKINSON 3 345 1 | 0.00389 | 1.167 | Yes
GEN-2024-018 | 02 NEBRASKA | 00ALL 29SP | Auburn – Hoyt 345 kV | 640139 COOPER 3 345 640601 S3771 345 1 | 0.10707 | 3.3192 | Yes
GEN-2024-038 | 02 NEBRASKA | G02 29SP | Lyons Co.– Lakefield 345 kV | 601048 LYON CO 3 345 631138 LAKEFLD3 345 1 | 0.02499 | 7.497 | Yes
GEN-2024-038 | 02 NEBRASKA | G02 29SP | Sibley - 345 kV Bus Reconfiguration | 541202 SIBLEY 5 161 996681 SIBLEY11 161 11 | 0.00407 | 1.221 | Yes
GEN-2024-039 | 02 NEBRASKA | G02 29SP | Sibley - 345 kV Bus Reconfiguration | 541201 SIBLEY 7 345 541500 KETCHEM7 345 1 | 0.02438 | 6.095 | Yes
GEN-2024-039 | 02 NEBRASKA | G02 29SP | Bison – Hankinson – Big Stone South 345 kV | 620417 BSSOUTH3 345 620427 HANKINSON 3 345 1 | 0.00637 | 1.5925 | Yes
GEN-2024-039 | 02 NEBRASKA | G02 29SP | Raun – S3452 345 kV | 645452 S3452 3 345 645454 S3454 3 345 1 | 0.03601 | 9.0025 | Yes
GEN-2024-019 | 02 NEBRASKA | 00ALL 29SP | Auburn – Hoyt 345 kV | 640139 COOPER 3 345 640601 S3771 345 1 | 0.10707 | 6.6383 | Yes
GEN-2024-020 | 02 NEBRASKA | 00ALL 29SP | Auburn – Hoyt 345 kV | 640139 COOPER 3 345 640601 S3771 345 1 | 0.1175 | 45.825 | Yes
GEN-2024-039 | 02 NEBRASKA | G02 29SP | Lyons Co.– Lakefield 345 kV | 601048 LYON CO 3 345 631138 LAKEFLD3 345 1 | 0.0247 | 6.175 | Yes
GEN-2024-040 | 02 NEBRASKA | G02 29SP | Sibley - 345 kV Bus Reconfiguration | 541201 SIBLEY 7 345 541500 KETCHEM7 345 1 | 0.05827 | 10.139 | Yes
GEN-2024-040 | 02 NEBRASKA | G02 29SP | Bison – Hankinson – Big Stone South 345 kV | 620417 BSSOUTH3 345 620427 HANKINSON 3 345 1 | 0.00666 | 1.1588 | Yes
GEN-2024-040 | 02 NEBRASKA | G02 29SP | Sibley - 345 kV Bus Reconfiguration | 541201 SIBLEY 7 345 996681 SIBLEY11 161 11 | 0.00846 | 1.472 | Yes
GEN-2024-040 | 02 NEBRASKA | G02 29SP | Raun – S3452 345 kV | 645452 S3452 3 345 645454 S3454 3 345 1 | 0.06103 | 10.6192 | Yes
GEN-2024-021 | 02 NEBRASKA | 00ALL 29SP | Auburn – Hoyt 345 kV | 640139 COOPER 3 345 640601 S3771 345 1 | 0.1175 | 63.45 | Yes
GEN-2024-022 | 02 NEBRASKA | 00ALL 29SP | Auburn – Hoyt 345 kV | 640139 COOPER 3 345 640601 S3771 345 1 | 0.10707 | 41.7573 | Yes
GEN-2024-040 | 02 NEBRASKA | G02 29SP | Lyons Co.– Lakefield 345 kV | 601048 LYON CO 3 345 631138 LAKEFLD3 345 1 | 0.02571 | 4.4735 | Yes
GEN-2024-040 | 02 NEBRASKA | G02 29SP | Sibley - 345 kV Bus Reconfiguration | 541202 SIBLEY 5 161 996681 SIBLEY11 161 11 | 0.00846 | 1.472 | Yes
GEN-2024-051 | 02 NEBRASKA | G02 29SP | Sibley - 345 kV Bus Reconfiguration | 541201 SIBLEY 7 345 783480 G24-217-TAP 345 1 | 0.00717 | 1.2189 | Yes
GEN-2024-051 | 02 NEBRASKA | G02 29SP | Sibley - 345 kV Bus Reconfiguration | 541201 SIBLEY 7 345 541500 KETCHEM7 345 1 | 0.04675 | 7.9475 | Yes
GEN-2024-051 | 02 NEBRASKA | G02 29SP | Bison – Hankinson – Big Stone South 345 kV | 620417 BSSOUTH3 345 620427 HANKINSON 3 345 1 | 0.00705 | 1.1985 | Yes
GEN-2024-051 | 02 NEBRASKA | G02 29SP | Sibley - 345 kV Bus Reconfiguration | 541201 SIBLEY 7 345 996681 SIBLEY11 161 11 | 0.00793 | 1.3481 | Yes
GEN-2024-051 | 02 NEBRASKA | G02 29SP | Raun – S3452 345 kV | 645452 S3452 3 345 645454 S3454 3 345 1 | 0.08228 | 13.9876 | Yes
GEN-2024-023 | 02 NEBRASKA | 00ALL 29SP | Auburn – Hoyt 345 kV | 640139 COOPER 3 345 640601 S3771 345 1 | 0.10707 | 28.9089 | Yes
GEN-2024-051 | 02 NEBRASKA | G02 29SP | Lyons Co.– Lakefield 345 kV | 601048 LYON CO 3 345 631138 LAKEFLD3 345 1 | 0.02431 | 4.1327 | Yes
GEN-2024-038 | 02 NEBRASKA | G02 29SP | Auburn – Hoyt 345 kV | 640139 COOPER 3 345 640601 S3771 345 1 | 0.18513 | 55.539 | Yes
GEN-2024-051 | 02 NEBRASKA | G02 29SP | Sibley - 345 kV Bus Reconfiguration | 541202 SIBLEY 5 161 996681 SIBLEY11 161 11 | 0.00793 | 1.3481 | Yes
GEN-2024-065 | 02 NEBRASKA | G02 29SP | Raun – S3452 345 kV | 645452 S3452 3 345 645459 S3459 3 345 1 | 0.04409 | 6.6135 | Yes
GEN-2024-065 | 02 NEBRASKA | G02 29SP | Sibley - 345 kV Bus Reconfiguration | 541201 SIBLEY 7 345 783480 G24-217-TAP 345 1 | 0.01201 | 1.8015 | Yes
GEN-2024-065 | 02 NEBRASKA | G02 29SP | Sibley - 345 kV Bus Reconfiguration | 541201 SIBLEY 7 345 541500 KETCHEM7 345 1 | 0.0441 | 6.615 | Yes
GEN-2024-065 | 02 NEBRASKA | G02 29SP | Bison – Hankinson – Big Stone South 345 kV | 620417 BSSOUTH3 345 620427 HANKINSON 3 345 1 | 0.0087 | 1.305 | Yes
GEN-2024-065 | 02 NEBRASKA | G02 29SP | Sibley - 345 kV Bus Reconfiguration | 541201 SIBLEY 7 345 996681 SIBLEY11 161 11 | 0.00793 | 1.1895 | Yes
GEN-2024-065 | 02 NEBRASKA | G02 29SP | Raun – S3452 345 kV | 640377 TEKAMAH5 161 646226 S1226 5 161 1 | 0.08149 | 12.2235 | Yes
GEN-2024-065 | 02 NEBRASKA | G02 29SP | Raun – S3452 345 kV | 646226 S1226 5 161 646247 S1247 5 161 1 | 0.08849 | 13.2735 | Yes
GEN-2024-038 | 02 NEBRASKA | G02 29SP | Auburn – Hoyt 345 kV | 640601 S3771 345 532765 HOYT 7 345 1 | 0.09193 | 27.579 | Yes
GEN-2024-065 | 02 NEBRASKA | G02 29SP | Raun – S3452 345 kV | 646247 S1247 5 161 646252 S1252 5 161 1 | 0.08849 | 13.2735 | Yes
GEN-2024-039 | 02 NEBRASKA | G02 29SP | Auburn – Hoyt 345 kV | 640139 COOPER 3 345 640601 S3771 345 1 | 0.13538 | 33.845 | Yes
GEN-2024-065 | 02 NEBRASKA | G02 29SP | Raun – S3452 345 kV | 645451 S3451 3 345 645452 S3452 3 345 2 | 0.06758 | 10.137 | Yes
GEN-2024-065 | 02 NEBRASKA | G02 29SP | Raun – S3452 345 kV | 645451 S3451 3 345 645452 S3452 3 345 1 | 0.0657 | 9.855 | Yes
GEN-2024-065 | 02 NEBRASKA | G02 29SP | Lyons Co.– Lakefield 345 kV | 601048 LYON CO 3 345 631138 LAKEFLD3 345 1 | 0.02635 | 3.9525 | Yes
GEN-2024-039 | 02 NEBRASKA | G02 29SP | Auburn – Hoyt 345 kV | 640601 S3771 345 532765 HOYT 7 345 1 | 0.06807 | 17.0175 | Yes
GEN-2024-065 | 02 NEBRASKA | G02 29SP | Sibley - 345 kV Bus Reconfiguration | 541202 SIBLEY 5 161 996681 SIBLEY11 161 11 | 0.00793 | 1.1895 | Yes
GEN-2024-140 | 02 NEBRASKA | G02 29SP | Raun – S3452 345 kV | 645452 S3452 3 345 645459 S3459 3 345 1 | 0.07341 | 18.3525 | Yes
GEN-2024-140 | 02 NEBRASKA | G02 29SP | Sibley - 345 kV Bus Reconfiguration | 541201 SIBLEY 7 345 783480 G24-217-TAP 345 1 | 0.012 | 3 | Yes
GEN-2024-140 | 02 NEBRASKA | G02 29SP | Sibley - 345 kV Bus Reconfiguration | 541201 SIBLEY 7 345 541500 KETCHEM7 345 1 | 0.03326 | 8.315 | Yes
GEN-2024-140 | 02 NEBRASKA | G02 29SP | Bison – Hankinson – Big Stone South 345 kV | 620417 BSSOUTH3 345 620427 HANKINSON 3 345 1 | 0.00821 | 2.0525 | Yes
GEN-2024-140 | 02 NEBRASKA | G02 29SP | Raun – S3452 345 kV | 640377 TEKAMAH5 161 646300 S1300 5 161 1 | 0.00715 | 1.7875 | Yes
GEN-2024-140 | 02 NEBRASKA | G02 29SP | Sibley - 345 kV Bus Reconfiguration | 541201 SIBLEY 7 345 996681 SIBLEY11 161 11 | 0.00679 | 1.6975 | Yes
GEN-2024-140 | 02 NEBRASKA | G02 29SP | Raun – S3452 345 kV | 640377 TEKAMAH5 161 646226 S1226 5 161 1 | 0.02582 | 6.455 | Yes
GEN-2024-140 | 02 NEBRASKA | G02 29SP | Raun – S3452 345 kV | 646226 S1226 5 161 646247 S1247 5 161 1 | 0.0143 | 3.575 | Yes
GEN-2024-140 | 02 NEBRASKA | G02 29SP | Raun – S3452 345 kV | 635200 RAUN 3 345 645552 S3452 REACT3 345 1 | 0.06073 | 15.1825 | Yes
GEN-2024-140 | 02 NEBRASKA | G02 29SP | Raun – S3452 345 kV | 645452 S3452 3 345 645552 S3452 REACT3 345 Z1 | 0.06073 | 15.1825 | Yes
GEN-2024-140 | 02 NEBRASKA | G02 29SP | Bison – Hankinson – Big Stone South 345 kV | 601067 BISON 3 345 620427 HANKINSON 3 345 1 | 0.00588 | 1.47 | Yes
GEN-2024-140 | 02 NEBRASKA | G02 29SP | Raun – S3452 345 kV | 646247 S1247 5 161 646252 S1252 5 161 1 | 0.0143 | 3.575 | Yes
GEN-2024-140 | 02 NEBRASKA | G02 29SP | Sibley - 345 kV Bus Reconfiguration | 345408 7OVERTON 345 541201 SIBLEY 7 345 1 | 0.00655 | 1.6375 | Yes
GEN-2024-040 | 02 NEBRASKA | G02 29SP | Auburn – Hoyt 345 kV | 640139 COOPER 3 345 640601 S3771 345 1 | 0.20912 | 36.3869 | Yes
GEN-2024-140 | 02 NEBRASKA | G02 29SP | Raun – S3452 345 kV | 645451 S3451 3 345 645452 S3452 3 345 2 | 0.02844 | 7.11 | Yes
GEN-2024-140 | 02 NEBRASKA | G02 29SP | Raun – S3452 345 kV | 645451 S3451 3 345 645452 S3452 3 345 1 | 0.02765 | 6.9125 | Yes
GEN-2024-140 | 02 NEBRASKA | G02 29SP | Lyons Co.– Lakefield 345 kV | 601048 LYON CO 3 345 631138 LAKEFLD3 345 1 | 0.01878 | 4.695 | Yes
GEN-2024-140 | 02 NEBRASKA | G02 29SP | Raun – S3452 345 kV | 635201 RAUN 5 161 646300 S1300 5 161 1 | 0.00715 | 1.7875 | Yes
GEN-2024-040 | 02 NEBRASKA | G02 29SP | Auburn – Hoyt 345 kV | 640601 S3771 345 532765 HOYT 7 345 1 | 0.1151 | 20.0274 | Yes
GEN-2024-140 | 02 NEBRASKA | G02 29SP | Sibley - 345 kV Bus Reconfiguration | 541202 SIBLEY 5 161 996681 SIBLEY11 161 11 | 0.00679 | 1.6975 | Yes
GEN-2024-162 | 02 NEBRASKA | G02 29SP | Raun – S3452 345 kV | 645452 S3452 3 345 645459 S3459 3 345 1 | 0.10895 | 11.9845 | Yes
GEN-2024-162 | 02 NEBRASKA | G02 29SP | Sibley - 345 kV Bus Reconfiguration | 541201 SIBLEY 7 345 783480 G24-217-TAP 345 1 | 0.01449 | 1.5939 | Yes
GEN-2024-162 | 02 NEBRASKA | G02 29SP | Sibley - 345 kV Bus Reconfiguration | 541201 SIBLEY 7 345 541500 KETCHEM7 345 1 | 0.0346 | 3.806 | Yes
GEN-2024-162 | 02 NEBRASKA | G02 29SP | Bison – Hankinson – Big Stone South 345 kV | 620417 BSSOUTH3 345 620427 HANKINSON 3 345 1 | 0.01219 | 1.3409 | Yes
GEN-2024-162 | 02 NEBRASKA | G02 29SP | Raun – S3452 345 kV | 640377 TEKAMAH5 161 646300 S1300 5 161 1 | 0.01547 | 1.7017 | Yes
GEN-2024-162 | 02 NEBRASKA | G02 29SP | Raun – S3452 345 kV | 640377 TEKAMAH5 161 646226 S1226 5 161 1 | 0.05367 | 5.9037 | Yes
GEN-2024-162 | 02 NEBRASKA | G02 29SP | Raun – S3452 345 kV | 646226 S1226 5 161 646247 S1247 5 161 1 | 0.02504 | 2.7544 | Yes
GEN-2024-162 | 02 NEBRASKA | G02 29SP | Raun – S3452 345 kV | 635200 RAUN 3 345 645552 S3452 REACT3 345 1 | 0.10076 | 11.0836 | Yes
GEN-2024-162 | 02 NEBRASKA | G02 29SP | Raun – S3452 345 kV | 645452 S3452 3 345 645552 S3452 REACT3 345 Z1 | 0.10076 | 11.0836 | Yes
GEN-2024-051 | 02 NEBRASKA | G02 29SP | Auburn – Hoyt 345 kV | 640601 S3771 345 532765 HOYT 7 345 1 | 0.0798 | 13.566 | Yes
GEN-2024-162 | 02 NEBRASKA | G02 29SP | Raun – S3452 345 kV | 646247 S1247 5 161 646252 S1252 5 161 1 | 0.02504 | 2.7544 | Yes
GEN-2024-162 | 02 NEBRASKA | G02 29SP | Sibley - 345 kV Bus Reconfiguration | 345408 7OVERTON 345 541201 SIBLEY 7 345 1 | 0.01048 | 1.1528 | Yes
GEN-2024-051 | 02 NEBRASKA | G02 29SP | Auburn – Hoyt 345 kV | 640601 S3771 345 640590 OLIVECREEK 3 345 1 | 0.11639 | 19.7863 | Yes
GEN-2024-162 | 02 NEBRASKA | G02 29SP | Raun – S3452 345 kV | 645451 S3451 3 345 645452 S3452 3 345 2 | 0.05047 | 5.5517 | Yes
GEN-2024-162 | 02 NEBRASKA | G02 29SP | Raun – S3452 345 kV | 645451 S3451 3 345 645452 S3452 3 345 1 | 0.04907 | 5.3977 | Yes
GEN-2024-162 | 02 NEBRASKA | G02 29SP | Lyons Co.– Lakefield 345 kV | 601048 LYON CO 3 345 631138 LAKEFLD3 345 1 | 0.02606 | 2.8666 | Yes
GEN-2024-162 | 02 NEBRASKA | G02 29SP | Raun – S3452 345 kV | 635201 RAUN 5 161 646300 S1300 5 161 1 | 0.01547 | 1.7017 | Yes
GEN-2024-065 | 02 NEBRASKA | G02 29SP | Auburn – Hoyt 345 kV | 640139 COOPER 3 345 640601 S3771 345 1 | 0.02844 | 4.266 | Yes
GEN-2024-168 | 02 NEBRASKA | G02 29SP | Sibley - 345 kV Bus Reconfiguration | 541201 SIBLEY 7 345 783480 G24-217-TAP 345 1 | 0.00538 | 1.076 | Yes
GEN-2024-168 | 02 NEBRASKA | G02 29SP | Sibley - 345 kV Bus Reconfiguration | 541201 SIBLEY 7 345 541500 KETCHEM7 345 1 | 0.03214 | 6.428 | Yes
GEN-2024-168 | 02 NEBRASKA | G02 29SP | Bison – Hankinson – Big Stone South 345 kV | 620417 BSSOUTH3 345 620427 HANKINSON 3 345 1 | 0.00624 | 1.248 | Yes
GEN-2024-168 | 02 NEBRASKA | G02 29SP | Sibley - 345 kV Bus Reconfiguration | 541201 SIBLEY 7 345 996681 SIBLEY11 161 11 | 0.0062 | 1.24 | Yes
GEN-2024-168 | 02 NEBRASKA | G02 29SP | Raun – S3452 345 kV | 645452 S3452 3 345 645454 S3454 3 345 1 | 0.04259 | 8.518 | Yes
GEN-2024-065 | 02 NEBRASKA | G02 29SP | Auburn – Hoyt 345 kV | 640601 S3771 345 532765 HOYT 7 345 1 | 0.07063 | 10.5945 | Yes
GEN-2024-168 | 02 NEBRASKA | G02 29SP | Lyons Co.– Lakefield 345 kV | 601048 LYON CO 3 345 631138 LAKEFLD3 345 1 | 0.01982 | 3.964 | Yes
GEN-2024-065 | 02 NEBRASKA | G02 29SP | Auburn – Hoyt 345 kV | 640601 S3771 345 640590 OLIVECREEK 3 345 1 | 0.0422 | 6.33 | Yes
GEN-2024-168 | 02 NEBRASKA | G02 29SP | Sibley - 345 kV Bus Reconfiguration | 541202 SIBLEY 5 161 996681 SIBLEY11 161 11 | 0.0062 | 1.24 | Yes
GEN-2024-173 | 02 NEBRASKA | G02 29SP | Sibley - 345 kV Bus Reconfiguration | 541201 SIBLEY 7 345 783480 G24-217-TAP 345 1 | 0.00663 | 1.326 | Yes
GEN-2024-173 | 02 NEBRASKA | G02 29SP | Sibley - 345 kV Bus Reconfiguration | 541201 SIBLEY 7 345 541500 KETCHEM7 345 1 | 0.04232 | 8.464 | Yes
GEN-2024-173 | 02 NEBRASKA | G02 29SP | Bison – Hankinson – Big Stone South 345 kV | 620417 BSSOUTH3 345 620427 HANKINSON 3 345 1 | 0.00696 | 1.392 | Yes
GEN-2024-173 | 02 NEBRASKA | G02 29SP | Sibley - 345 kV Bus Reconfiguration | 541201 SIBLEY 7 345 996681 SIBLEY11 161 11 | 0.0074 | 1.48 | Yes
GEN-2024-173 | 02 NEBRASKA | G02 29SP | Raun – S3452 345 kV | 645452 S3452 3 345 645454 S3454 3 345 1 | 0.06356 | 12.712 | Yes
GEN-2024-140 | 02 NEBRASKA | G02 29SP | Auburn – Hoyt 345 kV | 640601 S3771 345 532765 HOYT 7 345 1 | 0.06076 | 15.19 | Yes
GEN-2024-173 | 02 NEBRASKA | G02 29SP | Lyons Co.– Lakefield 345 kV | 601048 LYON CO 3 345 631138 LAKEFLD3 345 1 | 0.02292 | 4.584 | Yes
GEN-2024-140 | 02 NEBRASKA | G02 29SP | Auburn – Hoyt 345 kV | 640601 S3771 345 640590 OLIVECREEK 3 345 1 | 0.06598 | 16.495 | Yes
GEN-2024-173 | 02 NEBRASKA | G02 29SP | Sibley - 345 kV Bus Reconfiguration | 541202 SIBLEY 5 161 996681 SIBLEY11 161 11 | 0.0074 | 1.48 | Yes
GEN-2024-211 | 02 NEBRASKA | 00ALL 29SP | Sibley - 345 kV Bus Reconfiguration | 541201 SIBLEY 7 345 996681 SIBLEY11 161 11 | 0.00619 | 1.8756 | Yes
GEN-2024-211 | 02 NEBRASKA | 00ALL 29SP | Sibley - 345 kV Bus Reconfiguration | 541202 SIBLEY 5 161 996681 SIBLEY11 161 11 | 0.00619 | 1.8756 | Yes
GEN-2024-211 | 02 NEBRASKA | 00ALL 29SP | Raun – S3452 345 kV | 645452 S3452 3 345 645454 S3454 3 345 1 | 0.15964 | 48.3709 | Yes
GEN-2024-211 | 02 NEBRASKA | 00ALL 29SP | Raun – S3452 345 kV | 640377 TEKAMAH5 161 646226 S1226 5 161 1 | 0.04571 | 13.8501 | Yes
GEN-2024-211 | 02 NEBRASKA | 00ALL 29SP | Bison – Hankinson – Big Stone South 345 kV | 620417 BSSOUTH3 345 620427 HANKINSON 3 345 1 | 0.01312 | 3.9754 | Yes
GEN-2024-211 | 02 NEBRASKA | 00ALL 29SP | Lyons Co.– Lakefield 345 kV | 601048 LYON CO 3 345 631138 LAKEFLD3 345 1 | 0.0516 | 15.6348 | Yes
GEN-2024-211 | 02 NEBRASKA | 00ALL 29SP | Raun – S3452 345 kV | 645452 S3452 3 345 645552 S3452 REACT3 345 Z1 | 0.13606 | 41.2262 | Yes
GEN-2024-211 | 02 NEBRASKA | 00ALL 29SP | Raun – S3452 345 kV | 635200 RAUN 3 345 645552 S3452 REACT3 345 1 | 0.13606 | 41.2262 | Yes
GEN-2024-211 | 02 NEBRASKA | 00ALL 29SP | Bison – Hankinson – Big Stone South 345 kV | 601067 BISON 3 345 620427 HANKINSON 3 345 1 | 0.00731 | 2.2149 | Yes
GEN-2024-211 | 02 NEBRASKA | 00ALL 29SP | Raun – S3452 345 kV | 646247 S1247 5 161 646252 S1252 5 161 1 | 0.02464 | 7.4659 | Yes
GEN-2024-211 | 02 NEBRASKA | 00ALL 29SP | Sibley - 345 kV Bus Reconfiguration | 541201 SIBLEY 7 345 541500 KETCHEM7 345 1 | 0.05219 | 15.8136 | Yes
GEN-2024-211 | 02 NEBRASKA | 00ALL 29SP | Raun – S3452 345 kV | 635201 RAUN 5 161 646300 S1300 5 161 1 | 0.03221 | 9.7596 | Yes
GEN-2024-211 | 02 NEBRASKA | 00ALL 29SP | Raun – S3452 345 kV | 646226 S1226 5 161 646247 S1247 5 161 1 | 0.02464 | 7.4659 | Yes
GEN-2024-211 | 02 NEBRASKA | 00ALL 29SP | Raun – S3452 345 kV | 645451 S3451 3 345 645452 S3452 3 345 2 | 0.06674 | 20.2222 | Yes
GEN-2024-211 | 02 NEBRASKA | 00ALL 29SP | Raun – S3452 345 kV | 645451 S3451 3 345 645452 S3452 3 345 1 | 0.06489 | 19.6617 | Yes
GEN-2024-211 | 02 NEBRASKA | 00ALL 29SP | Raun – S3452 345 kV | 640377 TEKAMAH5 161 646300 S1300 5 161 1 | 0.03221 | 9.7596 | Yes
GEN-2024-211 | 02 NEBRASKA | 00ALL 29SP | Sibley - 345 kV Bus Reconfiguration | 345408 7OVERTON 345 541201 SIBLEY 7 345 1 | 0.02175 | 6.5902 | Yes
GEN-2024-162 | 02 NEBRASKA | G02 29SP | Auburn – Hoyt 345 kV | 640139 COOPER 3 345 640601 S3771 345 1 | 0.02764 | 3.0404 | Yes
GEN-2024-212 | 02 NEBRASKA | 00ALL 29SP | Sibley - 345 kV Bus Reconfiguration | 541201 SIBLEY 7 345 996681 SIBLEY11 161 11 | 0.00619 | 1.8756 | Yes
GEN-2024-212 | 02 NEBRASKA | 00ALL 29SP | Sibley - 345 kV Bus Reconfiguration | 541202 SIBLEY 5 161 996681 SIBLEY11 161 11 | 0.00619 | 1.8756 | Yes
GEN-2024-212 | 02 NEBRASKA | 00ALL 29SP | Raun – S3452 345 kV | 645452 S3452 3 345 645454 S3454 3 345 1 | 0.15964 | 48.3709 | Yes
GEN-2024-212 | 02 NEBRASKA | 00ALL 29SP | Raun – S3452 345 kV | 640377 TEKAMAH5 161 646226 S1226 5 161 1 | 0.04571 | 13.8501 | Yes
GEN-2024-212 | 02 NEBRASKA | 00ALL 29SP | Bison – Hankinson – Big Stone South 345 kV | 620417 BSSOUTH3 345 620427 HANKINSON 3 345 1 | 0.01312 | 3.9754 | Yes
GEN-2024-212 | 02 NEBRASKA | 00ALL 29SP | Lyons Co.– Lakefield 345 kV | 601048 LYON CO 3 345 631138 LAKEFLD3 345 1 | 0.0516 | 15.6348 | Yes
GEN-2024-212 | 02 NEBRASKA | 00ALL 29SP | Raun – S3452 345 kV | 645452 S3452 3 345 645552 S3452 REACT3 345 Z1 | 0.13606 | 41.2262 | Yes
GEN-2024-212 | 02 NEBRASKA | 00ALL 29SP | Raun – S3452 345 kV | 635200 RAUN 3 345 645552 S3452 REACT3 345 1 | 0.13606 | 41.2262 | Yes
GEN-2024-212 | 02 NEBRASKA | 00ALL 29SP | Bison – Hankinson – Big Stone South 345 kV | 601067 BISON 3 345 620427 HANKINSON 3 345 1 | 0.00731 | 2.2149 | Yes
GEN-2024-212 | 02 NEBRASKA | 00ALL 29SP | Raun – S3452 345 kV | 646247 S1247 5 161 646252 S1252 5 161 1 | 0.02464 | 7.4659 | Yes
GEN-2024-212 | 02 NEBRASKA | 00ALL 29SP | Sibley - 345 kV Bus Reconfiguration | 541201 SIBLEY 7 345 541500 KETCHEM7 345 1 | 0.05219 | 15.8136 | Yes
GEN-2024-212 | 02 NEBRASKA | 00ALL 29SP | Raun – S3452 345 kV | 635201 RAUN 5 161 646300 S1300 5 161 1 | 0.03221 | 9.7596 | Yes
GEN-2024-212 | 02 NEBRASKA | 00ALL 29SP | Raun – S3452 345 kV | 646226 S1226 5 161 646247 S1247 5 161 1 | 0.02464 | 7.4659 | Yes
GEN-2024-212 | 02 NEBRASKA | 00ALL 29SP | Raun – S3452 345 kV | 645451 S3451 3 345 645452 S3452 3 345 2 | 0.06674 | 20.2222 | Yes
GEN-2024-212 | 02 NEBRASKA | 00ALL 29SP | Raun – S3452 345 kV | 645451 S3451 3 345 645452 S3452 3 345 1 | 0.06489 | 19.6617 | Yes
GEN-2024-212 | 02 NEBRASKA | 00ALL 29SP | Raun – S3452 345 kV | 640377 TEKAMAH5 161 646300 S1300 5 161 1 | 0.03221 | 9.7596 | Yes
GEN-2024-212 | 02 NEBRASKA | 00ALL 29SP | Sibley - 345 kV Bus Reconfiguration | 345408 7OVERTON 345 541201 SIBLEY 7 345 1 | 0.02175 | 6.5902 | Yes
GEN-2024-162 | 02 NEBRASKA | G02 29SP | Auburn – Hoyt 345 kV | 640601 S3771 345 532765 HOYT 7 345 1 | 0.06205 | 6.8255 | Yes
GEN-2024-213 | 02 NEBRASKA | 00ALL 29SP | Sibley - 345 kV Bus Reconfiguration | 541201 SIBLEY 7 345 996681 SIBLEY11 161 11 | 0.00619 | 2.2284 | Yes
GEN-2024-213 | 02 NEBRASKA | 00ALL 29SP | Sibley - 345 kV Bus Reconfiguration | 541202 SIBLEY 5 161 996681 SIBLEY11 161 11 | 0.00619 | 2.2284 | Yes
GEN-2024-213 | 02 NEBRASKA | 00ALL 29SP | Bison – Hankinson – Big Stone South 345 kV | 620327 HANKSON4 230 996372 620:HANKINSO 230 2 | 0.0029 | 1.044 | Yes
GEN-2024-213 | 02 NEBRASKA | 00ALL 29SP | Bison – Hankinson – Big Stone South 345 kV | 620327 HANKSON4 230 996373 620:HANKINSO 230 1 | 0.0029 | 1.044 | Yes
GEN-2024-213 | 02 NEBRASKA | 00ALL 29SP | Bison – Hankinson – Big Stone South 345 kV | 620427 HANKINSON 3 345 996372 620:HANKINSO 230 2 | 0.0029 | 1.044 | Yes
GEN-2024-213 | 02 NEBRASKA | 00ALL 29SP | Raun – S3452 345 kV | 645452 S3452 3 345 645454 S3454 3 345 1 | 0.15964 | 57.4704 | Yes
GEN-2024-213 | 02 NEBRASKA | 00ALL 29SP | Raun – S3452 345 kV | 640377 TEKAMAH5 161 646226 S1226 5 161 1 | 0.04571 | 16.4556 | Yes
GEN-2024-213 | 02 NEBRASKA | 00ALL 29SP | Bison – Hankinson – Big Stone South 345 kV | 620417 BSSOUTH3 345 620427 HANKINSON 3 345 1 | 0.01312 | 4.7232 | Yes
GEN-2024-213 | 02 NEBRASKA | 00ALL 29SP | Bison – Hankinson – Big Stone South 345 kV | 620427 HANKINSON 3 345 996373 620:HANKINSO 230 1 | 0.0029 | 1.044 | Yes
GEN-2024-213 | 02 NEBRASKA | 00ALL 29SP | Lyons Co.– Lakefield 345 kV | 601048 LYON CO 3 345 631138 LAKEFLD3 345 1 | 0.0516 | 18.576 | Yes
GEN-2024-213 | 02 NEBRASKA | 00ALL 29SP | Raun – S3452 345 kV | 645452 S3452 3 345 645552 S3452 REACT3 345 Z1 | 0.13606 | 48.9816 | Yes
GEN-2024-213 | 02 NEBRASKA | 00ALL 29SP | Raun – S3452 345 kV | 635200 RAUN 3 345 645552 S3452 REACT3 345 1 | 0.13606 | 48.9816 | Yes
GEN-2024-213 | 02 NEBRASKA | 00ALL 29SP | Bison – Hankinson – Big Stone South 345 kV | 601067 BISON 3 345 620427 HANKINSON 3 345 1 | 0.00731 | 2.6316 | Yes
GEN-2024-213 | 02 NEBRASKA | 00ALL 29SP | Raun – S3452 345 kV | 646247 S1247 5 161 646252 S1252 5 161 1 | 0.02464 | 8.8704 | Yes
GEN-2024-213 | 02 NEBRASKA | 00ALL 29SP | Sibley - 345 kV Bus Reconfiguration | 541201 SIBLEY 7 345 541500 KETCHEM7 345 1 | 0.05219 | 18.7884 | Yes
GEN-2024-213 | 02 NEBRASKA | 00ALL 29SP | Raun – S3452 345 kV | 635201 RAUN 5 161 646300 S1300 5 161 1 | 0.03221 | 11.5956 | Yes
GEN-2024-213 | 02 NEBRASKA | 00ALL 29SP | Raun – S3452 345 kV | 646226 S1226 5 161 646247 S1247 5 161 1 | 0.02464 | 8.8704 | Yes
GEN-2024-213 | 02 NEBRASKA | 00ALL 29SP | Raun – S3452 345 kV | 645451 S3451 3 345 645452 S3452 3 345 2 | 0.06674 | 24.0264 | Yes
GEN-2024-213 | 02 NEBRASKA | 00ALL 29SP | Raun – S3452 345 kV | 645451 S3451 3 345 645452 S3452 3 345 1 | 0.06489 | 23.3604 | Yes
GEN-2024-213 | 02 NEBRASKA | 00ALL 29SP | Raun – S3452 345 kV | 640377 TEKAMAH5 161 646300 S1300 5 161 1 | 0.03221 | 11.5956 | Yes
GEN-2024-213 | 02 NEBRASKA | 00ALL 29SP | Sibley - 345 kV Bus Reconfiguration | 345408 7OVERTON 345 541201 SIBLEY 7 345 1 | 0.02175 | 7.83 | Yes
GEN-2024-162 | 02 NEBRASKA | G02 29SP | Auburn – Hoyt 345 kV | 640601 S3771 345 640590 OLIVECREEK 3 345 1 | 0.03441 | 3.7851 | Yes
GEN-2024-231 | 02 NEBRASKA | G02 29SP | Raun – S3452 345 kV | 645452 S3452 3 345 645454 S3454 3 345 1 | 0.03628 | 2.3582 | Yes
GEN-2024-168 | 02 NEBRASKA | G02 29SP | Auburn – Hoyt 345 kV | 640601 S3771 345 532765 HOYT 7 345 1 | 0.06288 | 12.576 | Yes
GEN-2024-168 | 02 NEBRASKA | G02 29SP | Auburn – Hoyt 345 kV | 640601 S3771 345 640590 OLIVECREEK 3 345 1 | 0.13422 | 26.844 | Yes
GEN-2024-231 | 02 NEBRASKA | G02 29SP | Lyons Co.– Lakefield 345 kV | 601048 LYON CO 3 345 631138 LAKEFLD3 345 1 | 0.02375 | 1.5437 | Yes
GEN-2024-234 | 02 NEBRASKA | G02 29SP | Raun – S3452 345 kV | 645452 S3452 3 345 645459 S3459 3 345 1 | 0.09598 | 19.196 | Yes
GEN-2024-234 | 02 NEBRASKA | G02 29SP | Sibley - 345 kV Bus Reconfiguration | 541201 SIBLEY 7 345 783480 G24-217-TAP 345 1 | 0.01361 | 2.722 | Yes
GEN-2024-234 | 02 NEBRASKA | G02 29SP | Sibley - 345 kV Bus Reconfiguration | 541201 SIBLEY 7 345 541500 KETCHEM7 345 1 | 0.04534 | 9.068 | Yes
GEN-2024-234 | 02 NEBRASKA | G02 29SP | Bison – Hankinson – Big Stone South 345 kV | 620417 BSSOUTH3 345 620427 HANKINSON 3 345 1 | 0.00967 | 1.934 | Yes
GEN-2024-234 | 02 NEBRASKA | G02 29SP | Raun – S3452 345 kV | 640377 TEKAMAH5 161 646300 S1300 5 161 1 | 0.62838 | 125.676 | Yes
GEN-2024-234 | 02 NEBRASKA | G02 29SP | Sibley - 345 kV Bus Reconfiguration | 541201 SIBLEY 7 345 996681 SIBLEY11 161 11 | 0.00816 | 1.632 | Yes
GEN-2024-234 | 02 NEBRASKA | G02 29SP | Raun – S3452 345 kV | 640377 TEKAMAH5 161 646226 S1226 5 161 1 | 0.50109 | 100.218 | Yes
GEN-2024-234 | 02 NEBRASKA | G02 29SP | Raun – S3452 345 kV | 646226 S1226 5 161 646247 S1247 5 161 1 | 0.13597 | 27.194 | Yes
GEN-2024-234 | 02 NEBRASKA | G02 29SP | Raun – S3452 345 kV | 635200 RAUN 3 345 645552 S3452 REACT3 345 1 | 0.01046 | 2.092 | Yes
GEN-2024-234 | 02 NEBRASKA | G02 29SP | Raun – S3452 345 kV | 645452 S3452 3 345 645552 S3452 REACT3 345 Z1 | 0.01046 | 2.092 | Yes
GEN-2024-173 | 02 NEBRASKA | G02 29SP | Auburn – Hoyt 345 kV | 640601 S3771 345 532765 HOYT 7 345 1 | 0.07647 | 15.294 | Yes
GEN-2024-234 | 02 NEBRASKA | G02 29SP | Bison – Hankinson – Big Stone South 345 kV | 601067 BISON 3 345 620427 HANKINSON 3 345 1 | 0.00636 | 1.272 | Yes
GEN-2024-234 | 02 NEBRASKA | G02 29SP | Raun – S3452 345 kV | 646247 S1247 5 161 646252 S1252 5 161 1 | 0.13597 | 27.194 | Yes
GEN-2024-173 | 02 NEBRASKA | G02 29SP | Auburn – Hoyt 345 kV | 640601 S3771 345 640590 OLIVECREEK 3 345 1 | 0.12853 | 25.706 | Yes
GEN-2024-234 | 02 NEBRASKA | G02 29SP | Raun – S3452 345 kV | 645451 S3451 3 345 645452 S3452 3 345 2 | 0.10937 | 21.874 | Yes
GEN-2024-234 | 02 NEBRASKA | G02 29SP | Raun – S3452 345 kV | 645451 S3451 3 345 645452 S3452 3 345 1 | 0.10634 | 21.268 | Yes
GEN-2024-234 | 02 NEBRASKA | G02 29SP | Lyons Co.– Lakefield 345 kV | 601048 LYON CO 3 345 631138 LAKEFLD3 345 1 | 0.03191 | 6.382 | Yes
GEN-2024-211 | 02 NEBRASKA | 00ALL 29SP | Auburn – Hoyt 345 kV | 640601 S3771 345 640590 OLIVECREEK 3 345 1 | 0.03214 | 9.7384 | Yes
GEN-2024-234 | 02 NEBRASKA | G02 29SP | Sibley - 345 kV Bus Reconfiguration | 541202 SIBLEY 5 161 996681 SIBLEY11 161 11 | 0.00816 | 1.632 | Yes
GEN-2024-372 | 02 NEBRASKA | G02 29SP | Sibley - 345 kV Bus Reconfiguration | 541201 SIBLEY 7 345 783480 G24-217-TAP 345 1 | 0.01248 | 3.12 | Yes
GEN-2024-372 | 02 NEBRASKA | G02 29SP | Sibley - 345 kV Bus Reconfiguration | 541201 SIBLEY 7 345 541500 KETCHEM7 345 1 | 0.05418 | 13.545 | Yes
GEN-2024-372 | 02 NEBRASKA | G02 29SP | Bison – Hankinson – Big Stone South 345 kV | 620417 BSSOUTH3 345 620427 HANKINSON 3 345 1 | 0.00818 | 2.045 | Yes
GEN-2024-372 | 02 NEBRASKA | G02 29SP | Sibley - 345 kV Bus Reconfiguration | 541201 SIBLEY 7 345 996681 SIBLEY11 161 11 | 0.00903 | 2.2575 | Yes
GEN-2024-212 | 02 NEBRASKA | 00ALL 29SP | Auburn – Hoyt 345 kV | 640601 S3771 345 640590 OLIVECREEK 3 345 1 | 0.03214 | 9.7384 | Yes
GEN-2024-372 | 02 NEBRASKA | G02 29SP | Bison – Hankinson – Big Stone South 345 kV | 601067 BISON 3 345 620427 HANKINSON 3 345 1 | 0.00521 | 1.3025 | Yes
GEN-2024-372 | 02 NEBRASKA | G02 29SP | Raun – S3452 345 kV | 646247 S1247 5 161 646252 S1252 5 161 1 | 0.721 | 180.25 | Yes
GEN-2024-213 | 02 NEBRASKA | 00ALL 29SP | Auburn – Hoyt 345 kV | 640601 S3771 345 640590 OLIVECREEK 3 345 1 | 0.03214 | 11.5704 | Yes
GEN-2024-372 | 02 NEBRASKA | G02 29SP | Raun – S3452 345 kV | 645451 S3451 3 345 645452 S3452 3 345 2 | 0.04335 | 10.8375 | Yes
GEN-2024-372 | 02 NEBRASKA | G02 29SP | Raun – S3452 345 kV | 645451 S3451 3 345 645452 S3452 3 345 1 | 0.04215 | 10.5375 | Yes
GEN-2024-372 | 02 NEBRASKA | G02 29SP | Lyons Co.– Lakefield 345 kV | 601048 LYON CO 3 345 631138 LAKEFLD3 345 1 | 0.02966 | 7.415 | Yes
GEN-2024-231 | 02 NEBRASKA | G02 29SP | Auburn – Hoyt 345 kV | 640139 COOPER 3 345 640601 S3771 345 1 | 0.06858 | 4.4577 | Yes
GEN-2024-372 | 02 NEBRASKA | G02 29SP | Sibley - 345 kV Bus Reconfiguration | 541202 SIBLEY 5 161 996681 SIBLEY11 161 11 | 0.00903 | 2.2575 | Yes
GEN-2024-374 | 02 NEBRASKA | G02 29SP | Raun – S3452 345 kV | 645452 S3452 3 345 645459 S3459 3 345 1 | 0.02865 | 6.4463 | Yes
GEN-2024-374 | 02 NEBRASKA | G02 29SP | Sibley - 345 kV Bus Reconfiguration | 541201 SIBLEY 7 345 783480 G24-217-TAP 345 1 | 0.01363 | 3.0667 | Yes
GEN-2024-374 | 02 NEBRASKA | G02 29SP | Sibley - 345 kV Bus Reconfiguration | 541201 SIBLEY 7 345 541500 KETCHEM7 345 1 | 0.01398 | 3.1455 | Yes
GEN-2024-374 | 02 NEBRASKA | G02 29SP | Sibley - 345 kV Bus Reconfiguration | 541201 SIBLEY 7 345 996681 SIBLEY11 161 11 | 0.00485 | 1.0913 | Yes
GEN-2024-374 | 02 NEBRASKA | G02 29SP | Raun – S3452 345 kV | 640377 TEKAMAH5 161 646226 S1226 5 161 1 | 0.00845 | 1.9012 | Yes
GEN-2024-374 | 02 NEBRASKA | G02 29SP | Raun – S3452 345 kV | 646226 S1226 5 161 646247 S1247 5 161 1 | 0.00514 | 1.1565 | Yes
GEN-2024-374 | 02 NEBRASKA | G02 29SP | Raun – S3452 345 kV | 635200 RAUN 3 345 645552 S3452 REACT3 345 1 | 0.02101 | 4.7273 | Yes
GEN-2024-374 | 02 NEBRASKA | G02 29SP | Raun – S3452 345 kV | 645452 S3452 3 345 645552 S3452 REACT3 345 Z1 | 0.02101 | 4.7273 | Yes
GEN-2024-374 | 02 NEBRASKA | G02 29SP | Raun – S3452 345 kV | 646247 S1247 5 161 646252 S1252 5 161 1 | 0.00514 | 1.1565 | Yes
GEN-2024-374 | 02 NEBRASKA | G02 29SP | Sibley - 345 kV Bus Reconfiguration | 345408 7OVERTON 345 541201 SIBLEY 7 345 1 | 0.01104 | 2.484 | Yes
GEN-2024-231 | 02 NEBRASKA | G02 29SP | Auburn – Hoyt 345 kV | 640601 S3771 345 532765 HOYT 7 345 1 | 0.01712 | 1.1128 | Yes
GEN-2024-374 | 02 NEBRASKA | G02 29SP | Raun – S3452 345 kV | 645451 S3451 3 345 645452 S3452 3 345 2 | 0.00841 | 1.8923 | Yes
GEN-2024-374 | 02 NEBRASKA | G02 29SP | Raun – S3452 345 kV | 645451 S3451 3 345 645452 S3452 3 345 1 | 0.00818 | 1.8405 | Yes
GEN-2024-234 | 02 NEBRASKA | G02 29SP | Auburn – Hoyt 345 kV | 640139 COOPER 3 345 640601 S3771 345 1 | 0.05124 | 10.248 | Yes
GEN-2024-374 | 02 NEBRASKA | G02 29SP | Sibley - 345 kV Bus Reconfiguration | 541202 SIBLEY 5 161 996681 SIBLEY11 161 11 | 0.00485 | 1.0913 | Yes
GEN-2024-007 | 03 CENTRAL | G03 29SP | Sibley - 345 kV Bus Reconfiguration | 541200 PHILL 7 345 541201 SIBLEY 7 345 1 | 0.02307 | 1.8456 | Yes
GEN-2024-007 | 03 CENTRAL | G03 29SP | Raun – S3452 345 kV | 645452 S3452 3 345 645454 S3454 3 345 1 | 0.02552 | 2.0416 | Yes
GEN-2024-234 | 02 NEBRASKA | G02 29SP | Auburn – Hoyt 345 kV | 640601 S3771 345 532765 HOYT 7 345 1 | 0.07087 | 14.174 | Yes
GEN-2024-234 | 02 NEBRASKA | G02 29SP | Auburn – Hoyt 345 kV | 640601 S3771 345 640590 OLIVECREEK 3 345 1 | 0.01964 | 3.928 | Yes
GEN-2024-007 | 03 CENTRAL | G03 29SP | Lyons Co.– Lakefield 345 kV | 601048 LYON CO 3 345 631138 LAKEFLD3 345 1 | 0.01939 | 1.5512 | Yes
GEN-2024-007 | 03 CENTRAL | G03 29SP | Sibley - 345 kV Bus Reconfiguration | 541201 SIBLEY 7 345 541500 KETCHEM7 345 1 | 0.02002 | 1.6016 | Yes
GEN-2024-016 | 03 CENTRAL | G03 29SP | Sibley - 345 kV Bus Reconfiguration | 541201 SIBLEY 7 345 996681 SIBLEY11 161 11 | 0.00343 | 1.029 | Yes
GEN-2024-016 | 03 CENTRAL | G03 29SP | Raun – S3452 345 kV | 645452 S3452 3 345 645454 S3454 3 345 1 | 0.02724 | 8.172 | Yes
GEN-2024-016 | 03 CENTRAL | G03 29SP | Bison – Hankinson – Big Stone South 345 kV | 620417 BSSOUTH3 345 620427 HANKINSON 3 345 1 | 0.00502 | 1.506 | Yes
GEN-2024-016 | 03 CENTRAL | G03 29SP | Raun – S3452 345 kV | 645451 S3451 3 345 645452 S3452 3 345 2 | 0.00788 | 2.364 | Yes
GEN-2024-016 | 03 CENTRAL | G03 29SP | Raun – S3452 345 kV | 645451 S3451 3 345 645452 S3452 3 345 1 | 0.00766 | 2.298 | Yes
GEN-2024-016 | 03 CENTRAL | G03 29SP | Sibley - 345 kV Bus Reconfiguration | 541201 SIBLEY 7 345 783480 G24-217-TAP 345 1 | 0.00824 | 2.472 | Yes
GEN-2024-372 | 02 NEBRASKA | G02 29SP | Auburn – Hoyt 345 kV | 640139 COOPER 3 345 640601 S3771 345 1 | 0.06617 | 16.5425 | Yes
GEN-2024-016 | 03 CENTRAL | G03 29SP | Sibley - 345 kV Bus Reconfiguration | 541202 SIBLEY 5 161 996681 SIBLEY11 161 11 | 0.00343 | 1.029 | Yes
GEN-2024-016 | 03 CENTRAL | G03 29SP | Lyons Co.– Lakefield 345 kV | 601048 LYON CO 3 345 631138 LAKEFLD3 345 1 | 0.0182 | 5.46 | Yes
GEN-2024-016 | 03 CENTRAL | G03 29SP | Sibley - 345 kV Bus Reconfiguration | 345408 7OVERTON 345 541201 SIBLEY 7 345 1 | 0.00399 | 1.197 | Yes
GEN-2024-030 | 03 CENTRAL | G03 29SP | Sibley - 345 kV Bus Reconfiguration | 541200 PHILL 7 345 541201 SIBLEY 7 345 1 | 0.01878 | 2.817 | Yes
GEN-2024-030 | 03 CENTRAL | G03 29SP | Raun – S3452 345 kV | 645452 S3452 3 345 645454 S3454 3 345 1 | 0.01845 | 2.7675 | Yes
GEN-2024-372 | 02 NEBRASKA | G02 29SP | Auburn – Hoyt 345 kV | 640601 S3771 345 532765 HOYT 7 345 1 | 0.07798 | 19.495 | Yes
GEN-2024-030 | 03 CENTRAL | G03 29SP | Raun – S3452 345 kV | 645451 S3451 3 345 645452 S3452 3 345 2 | 0.00695 | 1.0425 | Yes
GEN-2024-030 | 03 CENTRAL | G03 29SP | Raun – S3452 345 kV | 645451 S3451 3 345 645452 S3452 3 345 1 | 0.00676 | 1.014 | Yes
GEN-2024-030 | 03 CENTRAL | G03 29SP | Sibley - 345 kV Bus Reconfiguration | 541201 SIBLEY 7 345 783480 G24-217-TAP 345 1 | 0.01438 | 2.157 | Yes
GEN-2024-372 | 02 NEBRASKA | G02 29SP | Auburn – Hoyt 345 kV | 640601 S3771 345 640590 OLIVECREEK 3 345 1 | 0.0118 | 2.95 | Yes
GEN-2024-030 | 03 CENTRAL | G03 29SP | Lyons Co.– Lakefield 345 kV | 601048 LYON CO 3 345 631138 LAKEFLD3 345 1 | 0.01636 | 2.454 | Yes
GEN-2024-030 | 03 CENTRAL | G03 29SP | Sibley - 345 kV Bus Reconfiguration | 541201 SIBLEY 7 345 541500 KETCHEM7 345 1 | 0.01476 | 2.214 | Yes
GEN-2024-030 | 03 CENTRAL | G03 29SP | Sibley - 345 kV Bus Reconfiguration | 345408 7OVERTON 345 541201 SIBLEY 7 345 1 | 0.01201 | 1.8015 | Yes
GEN-2024-032 | 03 CENTRAL | G03 29SP | Sibley - 345 kV Bus Reconfiguration | 541200 PHILL 7 345 541201 SIBLEY 7 345 1 | 0.02237 | 5.5925 | Yes
GEN-2024-032 | 03 CENTRAL | G03 29SP | Raun – S3452 345 kV | 645452 S3452 3 345 645454 S3454 3 345 1 | 0.01902 | 4.755 | Yes
GEN-2024-374 | 02 NEBRASKA | G02 29SP | Auburn – Hoyt 345 kV | 640601 S3771 345 532765 HOYT 7 345 1 | 0.0298 | 6.705 | Yes
GEN-2024-032 | 03 CENTRAL | G03 29SP | Raun – S3452 345 kV | 645451 S3451 3 345 645452 S3452 3 345 2 | 0.00781 | 1.9525 | Yes
GEN-2024-032 | 03 CENTRAL | G03 29SP | Raun – S3452 345 kV | 645451 S3451 3 345 645452 S3452 3 345 1 | 0.00759 | 1.8975 | Yes
GEN-2024-032 | 03 CENTRAL | G03 29SP | Sibley - 345 kV Bus Reconfiguration | 541201 SIBLEY 7 345 783480 G24-217-TAP 345 1 | 0.01588 | 3.97 | Yes
GEN-2024-374 | 02 NEBRASKA | G02 29SP | Auburn – Hoyt 345 kV | 640601 S3771 345 640590 OLIVECREEK 3 345 1 | 0.05184 | 11.664 | Yes
GEN-2024-032 | 03 CENTRAL | G03 29SP | Lyons Co.– Lakefield 345 kV | 601048 LYON CO 3 345 631138 LAKEFLD3 345 1 | 0.01719 | 4.2975 | Yes
GEN-2024-032 | 03 CENTRAL | G03 29SP | Sibley - 345 kV Bus Reconfiguration | 541201 SIBLEY 7 345 541500 KETCHEM7 345 1 | 0.01907 | 4.7675 | Yes
GEN-2024-032 | 03 CENTRAL | G03 29SP | Sibley - 345 kV Bus Reconfiguration | 345408 7OVERTON 345 541201 SIBLEY 7 345 1 | 0.01387 | 3.4675 | Yes
GEN-2024-007 | 03 CENTRAL | G03 29SP | Auburn – Hoyt 345 kV | 640601 S3771 345 532765 HOYT 7 345 1 | 0.04301 | 3.4408 | Yes
GEN-2024-054 | 03 CENTRAL | G03 29SP | Raun – S3452 345 kV | 645452 S3452 3 345 645454 S3454 3 345 1 | 0.01651 | 1.9812 | Yes
GEN-2024-007 | 03 CENTRAL | G03 29SP | Auburn – Hoyt 345 kV | 640139 COOPER 3 345 640601 S3771 345 1 | 0.04579 | 3.6632 | Yes
GEN-2024-054 | 03 CENTRAL | G03 29SP | Raun – S3452 345 kV | 645451 S3451 3 345 645452 S3452 3 345 2 | 0.01135 | 1.362 | Yes
GEN-2024-054 | 03 CENTRAL | G03 29SP | Raun – S3452 345 kV | 645451 S3451 3 345 645452 S3452 3 345 1 | 0.01103 | 1.3236 | Yes
GEN-2024-054 | 03 CENTRAL | G03 29SP | Sibley - 345 kV Bus Reconfiguration | 541201 SIBLEY 7 345 783480 G24-217-TAP 345 1 | 0.08959 | 10.7508 | Yes
GEN-2024-054 | 03 CENTRAL | G03 29SP | Lyons Co.– Lakefield 345 kV | 601048 LYON CO 3 345 631138 LAKEFLD3 345 1 | 0.02155 | 2.586 | Yes
GEN-2024-054 | 03 CENTRAL | G03 29SP | Sibley - 345 kV Bus Reconfiguration | 541201 SIBLEY 7 345 541500 KETCHEM7 345 1 | 0.06677 | 8.0124 | Yes
GEN-2024-054 | 03 CENTRAL | G03 29SP | Sibley - 345 kV Bus Reconfiguration | 345408 7OVERTON 345 541201 SIBLEY 7 345 1 | 0.14746 | 17.6952 | Yes
GEN-2024-055 | 03 CENTRAL | G03 29SP | Sibley - 345 kV Bus Reconfiguration | 541200 PHILL 7 345 541201 SIBLEY 7 345 1 | 0.10392 | 18.186 | Yes
GEN-2024-016 | 03 CENTRAL | G03 29SP | Auburn – Hoyt 345 kV | 640139 COOPER 3 345 640601 S3771 345 1 | 0.05463 | 16.389 | Yes
GEN-2024-055 | 03 CENTRAL | G03 29SP | Raun – S3452 345 kV | 645452 S3452 3 345 645454 S3454 3 345 1 | 0.02376 | 4.158 | Yes
GEN-2024-030 | 03 CENTRAL | G03 29SP | Auburn – Hoyt 345 kV | 640601 S3771 345 532765 HOYT 7 345 1 | 0.02179 | 3.2685 | Yes
GEN-2024-055 | 03 CENTRAL | G03 29SP | Raun – S3452 345 kV | 645451 S3451 3 345 645452 S3452 3 345 2 | 0.01379 | 2.4133 | Yes
GEN-2024-055 | 03 CENTRAL | G03 29SP | Raun – S3452 345 kV | 645451 S3451 3 345 645452 S3452 3 345 1 | 0.01341 | 2.3468 | Yes
GEN-2024-055 | 03 CENTRAL | G03 29SP | Sibley - 345 kV Bus Reconfiguration | 541201 SIBLEY 7 345 783480 G24-217-TAP 345 1 | 0.05111 | 8.9443 | Yes
GEN-2024-055 | 03 CENTRAL | G03 29SP | Raun – S3452 345 kV | 640377 TEKAMAH5 161 646226 S1226 5 161 1 | 0.00876 | 1.533 | Yes
GEN-2024-055 | 03 CENTRAL | G03 29SP | Lyons Co.– Lakefield 345 kV | 601048 LYON CO 3 345 631138 LAKEFLD3 345 1 | 0.02187 | 3.8273 | Yes
GEN-2024-055 | 03 CENTRAL | G03 29SP | Sibley - 345 kV Bus Reconfiguration | 541201 SIBLEY 7 345 541500 KETCHEM7 345 1 | 0.0692 | 12.11 | Yes
GEN-2024-061 | 03 CENTRAL | G03 29SP | Sibley - 345 kV Bus Reconfiguration | 541200 PHILL 7 345 541201 SIBLEY 7 345 1 | 0.0387 | 7.74 | Yes
GEN-2024-030 | 03 CENTRAL | G03 29SP | Auburn – Hoyt 345 kV | 640139 COOPER 3 345 640601 S3771 345 1 | 0.03567 | 5.3505 | Yes
GEN-2024-061 | 03 CENTRAL | G03 29SP | Raun – S3452 345 kV | 645452 S3452 3 345 645454 S3454 3 345 1 | 0.02189 | 4.378 | Yes
GEN-2024-032 | 03 CENTRAL | G03 29SP | Auburn – Hoyt 345 kV | 640601 S3771 345 532765 HOYT 7 345 1 | 0.0278 | 6.95 | Yes
GEN-2024-061 | 03 CENTRAL | G03 29SP | Raun – S3452 345 kV | 645451 S3451 3 345 645452 S3452 3 345 2 | 0.01127 | 2.254 | Yes
GEN-2024-061 | 03 CENTRAL | G03 29SP | Raun – S3452 345 kV | 645451 S3451 3 345 645452 S3452 3 345 1 | 0.01096 | 2.192 | Yes
GEN-2024-061 | 03 CENTRAL | G03 29SP | Sibley - 345 kV Bus Reconfiguration | 541201 SIBLEY 7 345 783480 G24-217-TAP 345 1 | 0.01963 | 3.926 | Yes
GEN-2024-032 | 03 CENTRAL | G03 29SP | Auburn – Hoyt 345 kV | 640139 COOPER 3 345 640601 S3771 345 1 | 0.03347 | 8.3675 | Yes
GEN-2024-061 | 03 CENTRAL | G03 29SP | Raun – S3452 345 kV | 640377 TEKAMAH5 161 646226 S1226 5 161 1 | 0.00668 | 1.336 | Yes
GEN-2024-061 | 03 CENTRAL | G03 29SP | Lyons Co.– Lakefield 345 kV | 601048 LYON CO 3 345 631138 LAKEFLD3 345 1 | 0.02021 | 4.042 | Yes
GEN-2024-061 | 03 CENTRAL | G03 29SP | Sibley - 345 kV Bus Reconfiguration | 541201 SIBLEY 7 345 541500 KETCHEM7 345 1 | 0.03596 | 7.192 | Yes
GEN-2024-061 | 03 CENTRAL | G03 29SP | Sibley - 345 kV Bus Reconfiguration | 345408 7OVERTON 345 541201 SIBLEY 7 345 1 | 0.01659 | 3.318 | Yes
GEN-2024-067 | 03 CENTRAL | G03 29SP | Sibley - 345 kV Bus Reconfiguration | 541200 PHILL 7 345 541201 SIBLEY 7 345 1 | 0.00812 | 3.0856 | Yes
GEN-2024-067 | 03 CENTRAL | G03 29SP | Raun – S3452 345 kV | 645452 S3452 3 345 645454 S3454 3 345 1 | 0.04286 | 16.2868 | Yes
GEN-2024-054 | 03 CENTRAL | G03 29SP | Auburn – Hoyt 345 kV | 640601 S3771 345 640590 OLIVECREEK 3 345 1 | 0.05162 | 6.1944 | Yes
GEN-2024-067 | 03 CENTRAL | G03 29SP | Bison – Hankinson – Big Stone South 345 kV | 620417 BSSOUTH3 345 620427 HANKINSON 3 345 1 | 0.00559 | 2.1242 | Yes
GEN-2024-067 | 03 CENTRAL | G03 29SP | Raun – S3452 345 kV | 645451 S3451 3 345 645452 S3452 3 345 2 | 0.01678 | 6.3764 | Yes
GEN-2024-067 | 03 CENTRAL | G03 29SP | Raun – S3452 345 kV | 645451 S3451 3 345 645452 S3452 3 345 1 | 0.01632 | 6.2016 | Yes
GEN-2024-054 | 03 CENTRAL | G03 29SP | Auburn – Hoyt 345 kV | 640601 S3771 345 532765 HOYT 7 345 1 | 0.03097 | 3.7164 | Yes
GEN-2024-067 | 03 CENTRAL | G03 29SP | Bison – Hankinson – Big Stone South 345 kV | 601067 BISON 3 345 620427 HANKINSON 3 345 1 | 0.00326 | 1.2388 | Yes
GEN-2024-067 | 03 CENTRAL | G03 29SP | Raun – S3452 345 kV | 640377 TEKAMAH5 161 646226 S1226 5 161 1 | 0.00967 | 3.6746 | Yes
GEN-2024-067 | 03 CENTRAL | G03 29SP | Lyons Co.– Lakefield 345 kV | 601048 LYON CO 3 345 631138 LAKEFLD3 345 1 | 0.02234 | 8.4892 | Yes
GEN-2024-067 | 03 CENTRAL | G03 29SP | Sibley - 345 kV Bus Reconfiguration | 541201 SIBLEY 7 345 541500 KETCHEM7 345 1 | 0.00504 | 1.9152 | Yes
GEN-2024-067 | 03 CENTRAL | G03 29SP | Raun – S3452 345 kV | 646247 S1247 5 161 646252 S1252 5 161 1 | 0.00472 | 1.7936 | Yes
GEN-2024-067 | 03 CENTRAL | G03 29SP | Raun – S3452 345 kV | 646226 S1226 5 161 646247 S1247 5 161 1 | 0.00472 | 1.7936 | Yes
GEN-2024-069 | 03 CENTRAL | G03 29SP | Sibley - 345 kV Bus Reconfiguration | 541200 PHILL 7 345 541201 SIBLEY 7 345 1 | 0.05311 | 12.1091 | Yes
GEN-2024-055 | 03 CENTRAL | G03 29SP | Auburn – Hoyt 345 kV | 640601 S3771 345 640590 OLIVECREEK 3 345 1 | 0.05416 | 9.478 | Yes
GEN-2024-069 | 03 CENTRAL | G03 29SP | Raun – S3452 345 kV | 645452 S3452 3 345 645454 S3454 3 345 1 | 0.02061 | 4.6991 | Yes
GEN-2024-055 | 03 CENTRAL | G03 29SP | Auburn – Hoyt 345 kV | 640601 S3771 345 532765 HOYT 7 345 1 | 0.04877 | 8.5348 | Yes
GEN-2024-069 | 03 CENTRAL | G03 29SP | Raun – S3452 345 kV | 645451 S3451 3 345 645452 S3452 3 345 2 | 0.01168 | 2.663 | Yes
GEN-2024-069 | 03 CENTRAL | G03 29SP | Raun – S3452 345 kV | 645451 S3451 3 345 645452 S3452 3 345 1 | 0.01136 | 2.5901 | Yes
GEN-2024-069 | 03 CENTRAL | G03 29SP | Sibley - 345 kV Bus Reconfiguration | 541201 SIBLEY 7 345 783480 G24-217-TAP 345 1 | 0.02813 | 6.4136 | Yes
GEN-2024-061 | 03 CENTRAL | G03 29SP | Auburn – Hoyt 345 kV | 640601 S3771 345 640590 OLIVECREEK 3 345 1 | 0.0264 | 5.28 | Yes
GEN-2024-069 | 03 CENTRAL | G03 29SP | Raun – S3452 345 kV | 640377 TEKAMAH5 161 646226 S1226 5 161 1 | 0.00721 | 1.6439 | Yes
GEN-2024-069 | 03 CENTRAL | G03 29SP | Lyons Co.– Lakefield 345 kV | 601048 LYON CO 3 345 631138 LAKEFLD3 345 1 | 0.02078 | 4.7378 | Yes
GEN-2024-069 | 03 CENTRAL | G03 29SP | Sibley - 345 kV Bus Reconfiguration | 541201 SIBLEY 7 345 541500 KETCHEM7 345 1 | 0.04774 | 10.8847 | Yes
GEN-2024-069 | 03 CENTRAL | G03 29SP | Sibley - 345 kV Bus Reconfiguration | 345408 7OVERTON 345 541201 SIBLEY 7 345 1 | 0.02046 | 4.6649 | Yes
GEN-2024-072 | 03 CENTRAL | G03 29SP | Sibley - 345 kV Bus Reconfiguration | 541200 PHILL 7 345 541201 SIBLEY 7 345 1 | 0.00891 | 1.4256 | Yes
GEN-2024-072 | 03 CENTRAL | G03 29SP | Raun – S3452 345 kV | 645452 S3452 3 345 645454 S3454 3 345 1 | 0.03842 | 6.1472 | Yes
GEN-2024-061 | 03 CENTRAL | G03 29SP | Auburn – Hoyt 345 kV | 640601 S3771 345 532765 HOYT 7 345 1 | 0.05337 | 10.674 | Yes
GEN-2024-072 | 03 CENTRAL | G03 29SP | Raun – S3452 345 kV | 645451 S3451 3 345 645452 S3452 3 345 2 | 0.01528 | 2.4448 | Yes
GEN-2024-072 | 03 CENTRAL | G03 29SP | Raun – S3452 345 kV | 645451 S3451 3 345 645452 S3452 3 345 1 | 0.01486 | 2.3776 | Yes
GEN-2024-061 | 03 CENTRAL | G03 29SP | Auburn – Hoyt 345 kV | 640139 COOPER 3 345 640601 S3771 345 1 | 0.02697 | 5.394 | Yes
GEN-2024-072 | 03 CENTRAL | G03 29SP | Raun – S3452 345 kV | 640377 TEKAMAH5 161 646226 S1226 5 161 1 | 0.00871 | 1.3936 | Yes
GEN-2024-072 | 03 CENTRAL | G03 29SP | Lyons Co.– Lakefield 345 kV | 601048 LYON CO 3 345 631138 LAKEFLD3 345 1 | 0.02154 | 3.4464 | Yes
GEN-2024-072 | 03 CENTRAL | G03 29SP | Sibley - 345 kV Bus Reconfiguration | 541201 SIBLEY 7 345 541500 KETCHEM7 345 1 | 0.00648 | 1.0368 | Yes
GEN-2024-067 | 03 CENTRAL | G03 29SP | Auburn – Hoyt 345 kV | 640601 S3771 345 532765 HOYT 7 345 1 | 0.03876 | 14.7288 | Yes
GEN-2024-074 | 03 CENTRAL | G03 29SP | Raun – S3452 345 kV | 645452 S3452 3 345 645454 S3454 3 345 1 | 0.02858 | 5.716 | Yes
GEN-2024-067 | 03 CENTRAL | G03 29SP | Auburn – Hoyt 345 kV | 640139 COOPER 3 345 640601 S3771 345 1 | 0.07992 | 30.3696 | Yes
GEN-2024-074 | 03 CENTRAL | G03 29SP | Raun – S3452 345 kV | 645451 S3451 3 345 645452 S3452 3 345 2 | 0.01632 | 3.264 | Yes
GEN-2024-074 | 03 CENTRAL | G03 29SP | Raun – S3452 345 kV | 645451 S3451 3 345 645452 S3452 3 345 1 | 0.01587 | 3.174 | Yes
GEN-2024-074 | 03 CENTRAL | G03 29SP | Sibley - 345 kV Bus Reconfiguration | 541201 SIBLEY 7 345 783480 G24-217-TAP 345 1 | 0.05168 | 10.336 | Yes
GEN-2024-074 | 03 CENTRAL | G03 29SP | Raun – S3452 345 kV | 640377 TEKAMAH5 161 646226 S1226 5 161 1 | 0.01048 | 2.096 | Yes
GEN-2024-074 | 03 CENTRAL | G03 29SP | Lyons Co.– Lakefield 345 kV | 601048 LYON CO 3 345 631138 LAKEFLD3 345 1 | 0.02288 | 4.576 | Yes
GEN-2024-074 | 03 CENTRAL | G03 29SP | Sibley - 345 kV Bus Reconfiguration | 541201 SIBLEY 7 345 541500 KETCHEM7 345 1 | 0.09032 | 18.064 | Yes
GEN-2024-074 | 03 CENTRAL | G03 29SP | Raun – S3452 345 kV | 646247 S1247 5 161 646252 S1252 5 161 1 | 0.00541 | 1.082 | Yes
GEN-2024-074 | 03 CENTRAL | G03 29SP | Raun – S3452 345 kV | 646226 S1226 5 161 646247 S1247 5 161 1 | 0.00541 | 1.082 | Yes
GEN-2024-076 | 03 CENTRAL | G03 29SP | Sibley - 345 kV Bus Reconfiguration | 541200 PHILL 7 345 541201 SIBLEY 7 345 1 | 0.07546 | 9.8098 | Yes
GEN-2024-069 | 03 CENTRAL | G03 29SP | Auburn – Hoyt 345 kV | 640601 S3771 345 640590 OLIVECREEK 3 345 1 | 0.03973 | 9.0584 | Yes
GEN-2024-076 | 03 CENTRAL | G03 29SP | Raun – S3452 345 kV | 645452 S3452 3 345 645454 S3454 3 345 1 | 0.02361 | 3.0693 | Yes
GEN-2024-069 | 03 CENTRAL | G03 29SP | Auburn – Hoyt 345 kV | 640601 S3771 345 532765 HOYT 7 345 1 | 0.05069 | 11.5573 | Yes
GEN-2024-076 | 03 CENTRAL | G03 29SP | Raun – S3452 345 kV | 645451 S3451 3 345 645452 S3452 3 345 2 | 0.01306 | 1.6978 | Yes
GEN-2024-076 | 03 CENTRAL | G03 29SP | Raun – S3452 345 kV | 645451 S3451 3 345 645452 S3452 3 345 1 | 0.01269 | 1.6497 | Yes
GEN-2024-076 | 03 CENTRAL | G03 29SP | Sibley - 345 kV Bus Reconfiguration | 541201 SIBLEY 7 345 783480 G24-217-TAP 345 1 | 0.02783 | 3.6179 | Yes
GEN-2024-069 | 03 CENTRAL | G03 29SP | Auburn – Hoyt 345 kV | 640139 COOPER 3 345 640601 S3771 345 1 | 0.01096 | 2.4989 | Yes
GEN-2024-076 | 03 CENTRAL | G03 29SP | Raun – S3452 345 kV | 640377 TEKAMAH5 161 646226 S1226 5 161 1 | 0.00812 | 1.0556 | Yes
GEN-2024-076 | 03 CENTRAL | G03 29SP | Lyons Co.– Lakefield 345 kV | 601048 LYON CO 3 345 631138 LAKEFLD3 345 1 | 0.02132 | 2.7716 | Yes
GEN-2024-076 | 03 CENTRAL | G03 29SP | Sibley - 345 kV Bus Reconfiguration | 541201 SIBLEY 7 345 541500 KETCHEM7 345 1 | 0.053 | 6.89 | Yes
GEN-2024-084 | 03 CENTRAL | G03 29SP | Sibley - 345 kV Bus Reconfiguration | 541200 PHILL 7 345 541201 SIBLEY 7 345 1 | 0.04049 | 6.7618 | Yes
GEN-2024-072 | 03 CENTRAL | G03 29SP | Auburn – Hoyt 345 kV | 640601 S3771 345 532765 HOYT 7 345 1 | 0.03759 | 6.0144 | Yes
GEN-2024-084 | 03 CENTRAL | G03 29SP | Raun – S3452 345 kV | 645452 S3452 3 345 645454 S3454 3 345 1 | 0.01713 | 2.8607 | Yes
GEN-2024-072 | 03 CENTRAL | G03 29SP | Auburn – Hoyt 345 kV | 640139 COOPER 3 345 640601 S3771 345 1 | 0.06815 | 10.904 | Yes
GEN-2024-084 | 03 CENTRAL | G03 29SP | Raun – S3452 345 kV | 645451 S3451 3 345 645452 S3452 3 345 2 | 0.01035 | 1.7285 | Yes
GEN-2024-084 | 03 CENTRAL | G03 29SP | Raun – S3452 345 kV | 645451 S3451 3 345 645452 S3452 3 345 1 | 0.01006 | 1.68 | Yes
GEN-2024-084 | 03 CENTRAL | G03 29SP | Sibley - 345 kV Bus Reconfiguration | 541201 SIBLEY 7 345 783480 G24-217-TAP 345 1 | 0.03741 | 6.2475 | Yes
GEN-2024-074 | 03 CENTRAL | G03 29SP | Auburn – Hoyt 345 kV | 640601 S3771 345 640590 OLIVECREEK 3 345 1 | 0.06617 | 13.234 | Yes
GEN-2024-084 | 03 CENTRAL | G03 29SP | Raun – S3452 345 kV | 640377 TEKAMAH5 161 646226 S1226 5 161 1 | 0.0064 | 1.0688 | Yes
GEN-2024-084 | 03 CENTRAL | G03 29SP | Lyons Co.– Lakefield 345 kV | 601048 LYON CO 3 345 631138 LAKEFLD3 345 1 | 0.02039 | 3.4051 | Yes
GEN-2024-084 | 03 CENTRAL | G03 29SP | Sibley - 345 kV Bus Reconfiguration | 541201 SIBLEY 7 345 541500 KETCHEM7 345 1 | 0.04518 | 7.5451 | Yes
GEN-2024-084 | 03 CENTRAL | G03 29SP | Sibley - 345 kV Bus Reconfiguration | 345408 7OVERTON 345 541201 SIBLEY 7 345 1 | 0.04067 | 6.7919 | Yes
GEN-2024-085 | 03 CENTRAL | G03 29SP | Sibley - 345 kV Bus Reconfiguration | 541200 PHILL 7 345 541201 SIBLEY 7 345 1 | 0.02102 | 3.3632 | Yes
GEN-2024-085 | 03 CENTRAL | G03 29SP | Raun – S3452 345 kV | 645452 S3452 3 345 645454 S3454 3 345 1 | 0.0257 | 4.112 | Yes
GEN-2024-074 | 03 CENTRAL | G03 29SP | Auburn – Hoyt 345 kV | 640601 S3771 345 532765 HOYT 7 345 1 | 0.04464 | 8.928 | Yes
GEN-2024-085 | 03 CENTRAL | G03 29SP | Raun – S3452 345 kV | 645451 S3451 3 345 645452 S3452 3 345 2 | 0.01062 | 1.6992 | Yes
GEN-2024-085 | 03 CENTRAL | G03 29SP | Raun – S3452 345 kV | 645451 S3451 3 345 645452 S3452 3 345 1 | 0.01033 | 1.6528 | Yes
GEN-2024-085 | 03 CENTRAL | G03 29SP | Sibley - 345 kV Bus Reconfiguration | 541201 SIBLEY 7 345 783480 G24-217-TAP 345 1 | 0.00884 | 1.4144 | Yes
GEN-2024-076 | 03 CENTRAL | G03 29SP | Auburn – Hoyt 345 kV | 640601 S3771 345 640590 OLIVECREEK 3 345 1 | 0.04532 | 5.8916 | Yes
GEN-2024-085 | 03 CENTRAL | G03 29SP | Lyons Co.– Lakefield 345 kV | 601048 LYON CO 3 345 631138 LAKEFLD3 345 1 | 0.01922 | 3.0752 | Yes
GEN-2024-085 | 03 CENTRAL | G03 29SP | Sibley - 345 kV Bus Reconfiguration | 541201 SIBLEY 7 345 541500 KETCHEM7 345 1 | 0.0178 | 2.848 | Yes
GEN-2024-085 | 03 CENTRAL | G03 29SP | Sibley - 345 kV Bus Reconfiguration | 345408 7OVERTON 345 541201 SIBLEY 7 345 1 | 0.00656 | 1.0496 | Yes
GEN-2024-088 | 03 CENTRAL | 00ALL 29SP | Raun – S3452 345 kV | 645452 S3452 3 345 645454 S3454 3 345 1 | 0.05269 | 7.6401 | Yes
GEN-2024-088 | 03 CENTRAL | 00ALL 29SP | Sibley - 345 kV Bus Reconfiguration | 541200 PHILL 7 345 541201 SIBLEY 7 345 1 | 0.04293 | 6.2248 | Yes
GEN-2024-088 | 03 CENTRAL | 00ALL 29SP | Sibley - 345 kV Bus Reconfiguration | 541201 SIBLEY 7 345 783480 G24-217-TAP 345 1 | 0.0261 | 3.7845 | Yes
GEN-2024-088 | 03 CENTRAL | 00ALL 29SP | Raun – S3452 345 kV | 640377 TEKAMAH5 161 646226 S1226 5 161 1 | 0.02236 | 3.2422 | Yes
GEN-2024-088 | 03 CENTRAL | 00ALL 29SP | Bison – Hankinson – Big Stone South 345 kV | 620417 BSSOUTH3 345 620427 HANKINSON 3 345 1 | 0.00931 | 1.3499 | Yes
GEN-2024-088 | 03 CENTRAL | 00ALL 29SP | Lyons Co.– Lakefield 345 kV | 601048 LYON CO 3 345 631138 LAKEFLD3 345 1 | 0.04278 | 6.2031 | Yes
GEN-2024-088 | 03 CENTRAL | 00ALL 29SP | Raun – S3452 345 kV | 645452 S3452 3 345 645552 S3452 REACT3 345 Z1 | 0.06367 | 9.2322 | Yes
GEN-2024-088 | 03 CENTRAL | 00ALL 29SP | Raun – S3452 345 kV | 635200 RAUN 3 345 645552 S3452 REACT3 345 1 | 0.06367 | 9.2322 | Yes
GEN-2024-088 | 03 CENTRAL | 00ALL 29SP | Raun – S3452 345 kV | 646247 S1247 5 161 646252 S1252 5 161 1 | 0.0121 | 1.7545 | Yes
GEN-2024-088 | 03 CENTRAL | 00ALL 29SP | Raun – S3452 345 kV | 635201 RAUN 5 161 646300 S1300 5 161 1 | 0.015 | 2.175 | Yes
GEN-2024-088 | 03 CENTRAL | 00ALL 29SP | Raun – S3452 345 kV | 646226 S1226 5 161 646247 S1247 5 161 1 | 0.0121 | 1.7545 | Yes
GEN-2024-076 | 03 CENTRAL | G03 29SP | Auburn – Hoyt 345 kV | 640601 S3771 345 532765 HOYT 7 345 1 | 0.05777 | 7.5101 | Yes
GEN-2024-088 | 03 CENTRAL | 00ALL 29SP | Raun – S3452 345 kV | 645451 S3451 3 345 645452 S3452 3 345 2 | 0.03009 | 4.363 | Yes
GEN-2024-088 | 03 CENTRAL | 00ALL 29SP | Raun – S3452 345 kV | 645451 S3451 3 345 645452 S3452 3 345 1 | 0.02926 | 4.2427 | Yes
GEN-2024-076 | 03 CENTRAL | G03 29SP | Auburn – Hoyt 345 kV | 640139 COOPER 3 345 640601 S3771 345 1 | 0.01246 | 1.6198 | Yes
GEN-2024-088 | 03 CENTRAL | 00ALL 29SP | Raun – S3452 345 kV | 640377 TEKAMAH5 161 646300 S1300 5 161 1 | 0.015 | 2.175 | Yes
GEN-2024-084 | 03 CENTRAL | G03 29SP | Auburn – Hoyt 345 kV | 640601 S3771 345 640590 OLIVECREEK 3 345 1 | 0.03721 | 6.2141 | Yes
GEN-2024-084 | 03 CENTRAL | G03 29SP | Auburn – Hoyt 345 kV | 640601 S3771 345 532765 HOYT 7 345 1 | 0.04329 | 7.2294 | Yes
GEN-2024-090 | 03 CENTRAL | G03 29SP | Raun – S3452 345 kV | 645452 S3452 3 345 645454 S3454 3 345 1 | 0.03175 | 3.175 | Yes
GEN-2024-084 | 03 CENTRAL | G03 29SP | Auburn – Hoyt 345 kV | 640139 COOPER 3 345 640601 S3771 345 1 | 0.00608 | 1.0154 | Yes
GEN-2024-090 | 03 CENTRAL | G03 29SP | Raun – S3452 345 kV | 645451 S3451 3 345 645452 S3452 3 345 2 | 0.01784 | 1.784 | Yes
GEN-2024-090 | 03 CENTRAL | G03 29SP | Raun – S3452 345 kV | 645451 S3451 3 345 645452 S3452 3 345 1 | 0.01734 | 1.734 | Yes
GEN-2024-090 | 03 CENTRAL | G03 29SP | Raun – S3452 345 kV | 640377 TEKAMAH5 161 646226 S1226 5 161 1 | 0.01149 | 1.149 | Yes
GEN-2024-090 | 03 CENTRAL | G03 29SP | Lyons Co.– Lakefield 345 kV | 601048 LYON CO 3 345 631138 LAKEFLD3 345 1 | 0.02345 | 2.345 | Yes
GEN-2024-090 | 03 CENTRAL | G03 29SP | Sibley - 345 kV Bus Reconfiguration | 541201 SIBLEY 7 345 541500 KETCHEM7 345 1 | 0.07254 | 7.254 | Yes
GEN-2024-091 | 03 CENTRAL | G03 29SP | Sibley - 345 kV Bus Reconfiguration | 541200 PHILL 7 345 541201 SIBLEY 7 345 1 | 0.04613 | 4.613 | Yes
GEN-2024-085 | 03 CENTRAL | G03 29SP | Auburn – Hoyt 345 kV | 640601 S3771 345 532765 HOYT 7 345 1 | 0.03981 | 6.3696 | Yes
GEN-2024-091 | 03 CENTRAL | G03 29SP | Raun – S3452 345 kV | 645452 S3452 3 345 645454 S3454 3 345 1 | 0.019 | 1.9 | Yes
GEN-2024-085 | 03 CENTRAL | G03 29SP | Auburn – Hoyt 345 kV | 640139 COOPER 3 345 640601 S3771 345 1 | 0.04721 | 7.5536 | Yes
GEN-2024-091 | 03 CENTRAL | G03 29SP | Raun – S3452 345 kV | 645451 S3451 3 345 645452 S3452 3 345 2 | 0.01095 | 1.095 | Yes
GEN-2024-091 | 03 CENTRAL | G03 29SP | Raun – S3452 345 kV | 645451 S3451 3 345 645452 S3452 3 345 1 | 0.01065 | 1.065 | Yes
GEN-2024-091 | 03 CENTRAL | G03 29SP | Sibley - 345 kV Bus Reconfiguration | 541201 SIBLEY 7 345 783480 G24-217-TAP 345 1 | 0.03185 | 3.185 | Yes
GEN-2024-088 | 03 CENTRAL | 00ALL 29SP | Auburn – Hoyt 345 kV | 640139 COOPER 3 345 640601 S3771 345 1 | 0.00743 | 1.0774 | Yes
GEN-2024-091 | 03 CENTRAL | G03 29SP | Lyons Co.– Lakefield 345 kV | 601048 LYON CO 3 345 631138 LAKEFLD3 345 1 | 0.02051 | 2.051 | Yes
GEN-2024-091 | 03 CENTRAL | G03 29SP | Sibley - 345 kV Bus Reconfiguration | 541201 SIBLEY 7 345 541500 KETCHEM7 345 1 | 0.0451 | 4.51 | Yes
GEN-2024-091 | 03 CENTRAL | G03 29SP | Sibley - 345 kV Bus Reconfiguration | 345408 7OVERTON 345 541201 SIBLEY 7 345 1 | 0.02927 | 2.927 | Yes
GEN-2024-102 | 03 CENTRAL | G03 29SP | Sibley - 345 kV Bus Reconfiguration | 541200 PHILL 7 345 541201 SIBLEY 7 345 1 | 0.01778 | 7.1209 | Yes
GEN-2024-102 | 03 CENTRAL | G03 29SP | Raun – S3452 345 kV | 645452 S3452 3 345 645454 S3454 3 345 1 | 0.01805 | 7.229 | Yes
GEN-2024-088 | 03 CENTRAL | 00ALL 29SP | Auburn – Hoyt 345 kV | 640601 S3771 345 532765 HOYT 7 345 1 | 0.07474 | 10.8373 | Yes
GEN-2024-102 | 03 CENTRAL | G03 29SP | Bison – Hankinson – Big Stone South 345 kV | 620417 BSSOUTH3 345 620427 HANKINSON 3 345 1 | 0.00358 | 1.4338 | Yes
GEN-2024-102 | 03 CENTRAL | G03 29SP | Raun – S3452 345 kV | 645451 S3451 3 345 645452 S3452 3 345 2 | 0.00661 | 2.6473 | Yes
GEN-2024-102 | 03 CENTRAL | G03 29SP | Raun – S3452 345 kV | 645451 S3451 3 345 645452 S3452 3 345 1 | 0.00642 | 2.5712 | Yes
GEN-2024-102 | 03 CENTRAL | G03 29SP | Sibley - 345 kV Bus Reconfiguration | 541201 SIBLEY 7 345 783480 G24-217-TAP 345 1 | 0.01411 | 5.6511 | Yes
GEN-2024-088 | 03 CENTRAL | 00ALL 29SP | Auburn – Hoyt 345 kV | 640601 S3771 345 640590 OLIVECREEK 3 345 1 | 0.06732 | 9.7614 | Yes
GEN-2024-102 | 03 CENTRAL | G03 29SP | Raun – S3452 345 kV | 640377 TEKAMAH5 161 646226 S1226 5 161 1 | 0.00255 | 1.0213 | Yes
GEN-2024-102 | 03 CENTRAL | G03 29SP | Lyons Co.– Lakefield 345 kV | 601048 LYON CO 3 345 631138 LAKEFLD3 345 1 | 0.01598 | 6.4 | Yes
GEN-2024-102 | 03 CENTRAL | G03 29SP | Sibley - 345 kV Bus Reconfiguration | 541201 SIBLEY 7 345 541500 KETCHEM7 345 1 | 0.01356 | 5.4308 | Yes
GEN-2024-102 | 03 CENTRAL | G03 29SP | Sibley - 345 kV Bus Reconfiguration | 345408 7OVERTON 345 541201 SIBLEY 7 345 1 | 0.01165 | 4.6658 | Yes
GEN-2024-121 | 03 CENTRAL | G03 29SP | Sibley - 345 kV Bus Reconfiguration | 541200 PHILL 7 345 541201 SIBLEY 7 345 1 | 0.01001 | 1.992 | Yes
GEN-2024-090 | 03 CENTRAL | G03 29SP | Auburn – Hoyt 345 kV | 640601 S3771 345 640590 OLIVECREEK 3 345 1 | 0.07819 | 7.819 | Yes
GEN-2024-121 | 03 CENTRAL | G03 29SP | Raun – S3452 345 kV | 645452 S3452 3 345 645454 S3454 3 345 1 | 0.03249 | 6.4655 | Yes
GEN-2024-090 | 03 CENTRAL | G03 29SP | Auburn – Hoyt 345 kV | 640601 S3771 345 532765 HOYT 7 345 1 | 0.04686 | 4.686 | Yes
GEN-2024-121 | 03 CENTRAL | G03 29SP | Bison – Hankinson – Big Stone South 345 kV | 620417 BSSOUTH3 345 620427 HANKINSON 3 345 1 | 0.00526 | 1.0467 | Yes
GEN-2024-121 | 03 CENTRAL | G03 29SP | Raun – S3452 345 kV | 645451 S3451 3 345 645452 S3452 3 345 2 | 0.0176 | 3.5024 | Yes
GEN-2024-121 | 03 CENTRAL | G03 29SP | Raun – S3452 345 kV | 645451 S3451 3 345 645452 S3452 3 345 1 | 0.01711 | 3.4049 | Yes
GEN-2024-091 | 03 CENTRAL | G03 29SP | Auburn – Hoyt 345 kV | 640601 S3771 345 640590 OLIVECREEK 3 345 1 | 0.03695 | 3.695 | Yes
GEN-2024-121 | 03 CENTRAL | G03 29SP | Raun – S3452 345 kV | 640377 TEKAMAH5 161 646226 S1226 5 161 1 | 0.01125 | 2.2388 | Yes
GEN-2024-121 | 03 CENTRAL | G03 29SP | Lyons Co.– Lakefield 345 kV | 601048 LYON CO 3 345 631138 LAKEFLD3 345 1 | 0.02323 | 4.6228 | Yes
GEN-2024-121 | 03 CENTRAL | G03 29SP | Sibley - 345 kV Bus Reconfiguration | 541201 SIBLEY 7 345 541500 KETCHEM7 345 1 | 0.05029 | 10.0077 | Yes
GEN-2024-121 | 03 CENTRAL | G03 29SP | Raun – S3452 345 kV | 646247 S1247 5 161 646252 S1252 5 161 1 | 0.00585 | 1.1642 | Yes
GEN-2024-121 | 03 CENTRAL | G03 29SP | Raun – S3452 345 kV | 646226 S1226 5 161 646247 S1247 5 161 1 | 0.00585 | 1.1642 | Yes
GEN-2024-125 | 03 CENTRAL | G03 29SP | Sibley - 345 kV Bus Reconfiguration | 541200 PHILL 7 345 541201 SIBLEY 7 345 1 | 0.04917 | 19.668 | Yes
GEN-2024-091 | 03 CENTRAL | G03 29SP | Auburn – Hoyt 345 kV | 640601 S3771 345 532765 HOYT 7 345 1 | 0.04735 | 4.735 | Yes
GEN-2024-125 | 03 CENTRAL | G03 29SP | Raun – S3452 345 kV | 645452 S3452 3 345 645454 S3454 3 345 1 | 0.02247 | 8.988 | Yes
GEN-2024-091 | 03 CENTRAL | G03 29SP | Auburn – Hoyt 345 kV | 640139 COOPER 3 345 640601 S3771 345 1 | 0.0104 | 1.04 | Yes
GEN-2024-125 | 03 CENTRAL | G03 29SP | Bison – Hankinson – Big Stone South 345 kV | 620417 BSSOUTH3 345 620427 HANKINSON 3 345 1 | 0.00434 | 1.736 | Yes
GEN-2024-125 | 03 CENTRAL | G03 29SP | Raun – S3452 345 kV | 645451 S3451 3 345 645452 S3452 3 345 2 | 0.01197 | 4.788 | Yes
GEN-2024-125 | 03 CENTRAL | G03 29SP | Raun – S3452 345 kV | 645451 S3451 3 345 645452 S3452 3 345 1 | 0.01164 | 4.656 | Yes
GEN-2024-125 | 03 CENTRAL | G03 29SP | Sibley - 345 kV Bus Reconfiguration | 541201 SIBLEY 7 345 783480 G24-217-TAP 345 1 | 0.02242 | 8.968 | Yes
GEN-2024-102 | 03 CENTRAL | G03 29SP | Auburn – Hoyt 345 kV | 640601 S3771 345 532765 HOYT 7 345 1 | 0.01985 | 7.9499 | Yes
GEN-2024-125 | 03 CENTRAL | G03 29SP | Raun – S3452 345 kV | 640377 TEKAMAH5 161 646226 S1226 5 161 1 | 0.00726 | 2.904 | Yes
GEN-2024-125 | 03 CENTRAL | G03 29SP | Lyons Co.– Lakefield 345 kV | 601048 LYON CO 3 345 631138 LAKEFLD3 345 1 | 0.02069 | 8.276 | Yes
GEN-2024-125 | 03 CENTRAL | G03 29SP | Sibley - 345 kV Bus Reconfiguration | 541201 SIBLEY 7 345 541500 KETCHEM7 345 1 | 0.04207 | 16.828 | Yes
GEN-2024-125 | 03 CENTRAL | G03 29SP | Raun – S3452 345 kV | 646247 S1247 5 161 646252 S1252 5 161 1 | 0.00359 | 1.436 | Yes
GEN-2024-125 | 03 CENTRAL | G03 29SP | Raun – S3452 345 kV | 646226 S1226 5 161 646247 S1247 5 161 1 | 0.00359 | 1.436 | Yes
GEN-2024-125 | 03 CENTRAL | G03 29SP | Sibley - 345 kV Bus Reconfiguration | 345408 7OVERTON 345 541201 SIBLEY 7 345 1 | 0.01447 | 5.788 | Yes
GEN-2024-129 | 03 CENTRAL | 00ALL 29SP | Bison – Hankinson – Big Stone South 345 kV | 620327 HANKSON4 230 996372 620:HANKINSO 230 2 | 0.00253 | 2.3023 | Yes
GEN-2024-129 | 03 CENTRAL | 00ALL 29SP | Bison – Hankinson – Big Stone South 345 kV | 620327 HANKSON4 230 996373 620:HANKINSO 230 1 | 0.00253 | 2.3023 | Yes
GEN-2024-129 | 03 CENTRAL | 00ALL 29SP | Bison – Hankinson – Big Stone South 345 kV | 620427 HANKINSON 3 345 996372 620:HANKINSO 230 2 | 0.00253 | 2.3023 | Yes
GEN-2024-129 | 03 CENTRAL | 00ALL 29SP | Raun – S3452 345 kV | 645452 S3452 3 345 645454 S3454 3 345 1 | 0.05902 | 53.7082 | Yes
GEN-2024-129 | 03 CENTRAL | 00ALL 29SP | Sibley - 345 kV Bus Reconfiguration | 541200 PHILL 7 345 541201 SIBLEY 7 345 1 | 0.05972 | 54.3452 | Yes
GEN-2024-129 | 03 CENTRAL | 00ALL 29SP | Sibley - 345 kV Bus Reconfiguration | 541201 SIBLEY 7 345 783480 G24-217-TAP 345 1 | 0.00791 | 7.1981 | Yes
GEN-2024-129 | 03 CENTRAL | 00ALL 29SP | Raun – S3452 345 kV | 640377 TEKAMAH5 161 646226 S1226 5 161 1 | 0.02344 | 21.3304 | Yes
GEN-2024-129 | 03 CENTRAL | 00ALL 29SP | Bison – Hankinson – Big Stone South 345 kV | 620417 BSSOUTH3 345 620427 HANKINSON 3 345 1 | 0.00974 | 8.8634 | Yes
GEN-2024-129 | 03 CENTRAL | 00ALL 29SP | Bison – Hankinson – Big Stone South 345 kV | 620427 HANKINSON 3 345 996373 620:HANKINSO 230 1 | 0.00253 | 2.3023 | Yes
GEN-2024-129 | 03 CENTRAL | 00ALL 29SP | Lyons Co.– Lakefield 345 kV | 601048 LYON CO 3 345 631138 LAKEFLD3 345 1 | 0.04315 | 39.2665 | Yes
GEN-2024-129 | 03 CENTRAL | 00ALL 29SP | Raun – S3452 345 kV | 645452 S3452 3 345 645552 S3452 REACT3 345 Z1 | 0.06805 | 61.9255 | Yes
GEN-2024-129 | 03 CENTRAL | 00ALL 29SP | Raun – S3452 345 kV | 635200 RAUN 3 345 645552 S3452 REACT3 345 1 | 0.06805 | 61.9255 | Yes
GEN-2024-129 | 03 CENTRAL | 00ALL 29SP | Bison – Hankinson – Big Stone South 345 kV | 601067 BISON 3 345 620427 HANKINSON 3 345 1 | 0.00468 | 4.2588 | Yes
GEN-2024-129 | 03 CENTRAL | 00ALL 29SP | Raun – S3452 345 kV | 646247 S1247 5 161 646252 S1252 5 161 1 | 0.01266 | 11.5206 | Yes
GEN-2024-129 | 03 CENTRAL | 00ALL 29SP | Raun – S3452 345 kV | 635201 RAUN 5 161 646300 S1300 5 161 1 | 0.01644 | 14.9604 | Yes
GEN-2024-129 | 03 CENTRAL | 00ALL 29SP | Raun – S3452 345 kV | 646226 S1226 5 161 646247 S1247 5 161 1 | 0.01266 | 11.5206 | Yes
GEN-2024-102 | 03 CENTRAL | G03 29SP | Auburn – Hoyt 345 kV | 640139 COOPER 3 345 640601 S3771 345 1 | 0.03594 | 14.394 | Yes
GEN-2024-129 | 03 CENTRAL | 00ALL 29SP | Raun – S3452 345 kV | 645451 S3451 3 345 645452 S3452 3 345 2 | 0.03209 | 29.2019 | Yes
GEN-2024-129 | 03 CENTRAL | 00ALL 29SP | Raun – S3452 345 kV | 645451 S3451 3 345 645452 S3452 3 345 1 | 0.0312 | 28.392 | Yes
GEN-2024-121 | 03 CENTRAL | G03 29SP | Auburn – Hoyt 345 kV | 640601 S3771 345 640590 OLIVECREEK 3 345 1 | 0.07627 | 15.1777 | Yes
GEN-2024-129 | 03 CENTRAL | 00ALL 29SP | Raun – S3452 345 kV | 640377 TEKAMAH5 161 646300 S1300 5 161 1 | 0.01644 | 14.9604 | Yes
GEN-2024-121 | 03 CENTRAL | G03 29SP | Auburn – Hoyt 345 kV | 640601 S3771 345 532765 HOYT 7 345 1 | 0.09415 | 18.7358 | Yes
GEN-2024-136 | 03 CENTRAL | G03 29SP | Sibley - 345 kV Bus Reconfiguration | 541200 PHILL 7 345 541201 SIBLEY 7 345 1 | 0.01447 | 5.788 | Yes
GEN-2024-136 | 03 CENTRAL | G03 29SP | Raun – S3452 345 kV | 645452 S3452 3 345 645454 S3454 3 345 1 | 0.01741 | 6.964 | Yes
GEN-2024-121 | 03 CENTRAL | G03 29SP | Auburn – Hoyt 345 kV | 640139 COOPER 3 345 640601 S3771 345 1 | 0.01788 | 3.5581 | Yes
GEN-2024-136 | 03 CENTRAL | G03 29SP | Bison – Hankinson – Big Stone South 345 kV | 620417 BSSOUTH3 345 620427 HANKINSON 3 345 1 | 0.00364 | 1.456 | Yes
GEN-2024-136 | 03 CENTRAL | G03 29SP | Raun – S3452 345 kV | 645451 S3451 3 345 645452 S3452 3 345 2 | 0.00576 | 2.304 | Yes
GEN-2024-136 | 03 CENTRAL | G03 29SP | Raun – S3452 345 kV | 645451 S3451 3 345 645452 S3452 3 345 1 | 0.0056 | 2.24 | Yes
GEN-2024-136 | 03 CENTRAL | G03 29SP | Sibley - 345 kV Bus Reconfiguration | 541201 SIBLEY 7 345 783480 G24-217-TAP 345 1 | 0.01325 | 5.3 | Yes
GEN-2024-125 | 03 CENTRAL | G03 29SP | Auburn – Hoyt 345 kV | 640601 S3771 345 640590 OLIVECREEK 3 345 1 | 0.03418 | 13.672 | Yes
GEN-2024-136 | 03 CENTRAL | G03 29SP | Lyons Co.– Lakefield 345 kV | 601048 LYON CO 3 345 631138 LAKEFLD3 345 1 | 0.01559 | 6.236 | Yes
GEN-2024-136 | 03 CENTRAL | G03 29SP | Sibley - 345 kV Bus Reconfiguration | 541201 SIBLEY 7 345 541500 KETCHEM7 345 1 | 0.00963 | 3.852 | Yes
GEN-2024-136 | 03 CENTRAL | G03 29SP | Sibley - 345 kV Bus Reconfiguration | 345408 7OVERTON 345 541201 SIBLEY 7 345 1 | 0.01054 | 4.216 | Yes
GEN-2024-137 | 03 CENTRAL | G03 29SP | Sibley - 345 kV Bus Reconfiguration | 541200 PHILL 7 345 541201 SIBLEY 7 345 1 | 0.01447 | 4.341 | Yes
GEN-2024-137 | 03 CENTRAL | G03 29SP | Raun – S3452 345 kV | 645452 S3452 3 345 645454 S3454 3 345 1 | 0.01741 | 5.223 | Yes
GEN-2024-125 | 03 CENTRAL | G03 29SP | Auburn – Hoyt 345 kV | 640601 S3771 345 532765 HOYT 7 345 1 | 0.05642 | 22.568 | Yes
GEN-2024-137 | 03 CENTRAL | G03 29SP | Bison – Hankinson – Big Stone South 345 kV | 620417 BSSOUTH3 345 620427 HANKINSON 3 345 1 | 0.00364 | 1.092 | Yes
GEN-2024-137 | 03 CENTRAL | G03 29SP | Raun – S3452 345 kV | 645451 S3451 3 345 645452 S3452 3 345 2 | 0.00576 | 1.728 | Yes
GEN-2024-137 | 03 CENTRAL | G03 29SP | Raun – S3452 345 kV | 645451 S3451 3 345 645452 S3452 3 345 1 | 0.0056 | 1.68 | Yes
GEN-2024-137 | 03 CENTRAL | G03 29SP | Sibley - 345 kV Bus Reconfiguration | 541201 SIBLEY 7 345 783480 G24-217-TAP 345 1 | 0.01325 | 3.975 | Yes
GEN-2024-125 | 03 CENTRAL | G03 29SP | Auburn – Hoyt 345 kV | 640139 COOPER 3 345 640601 S3771 345 1 | 0.02224 | 8.896 | Yes
GEN-2024-137 | 03 CENTRAL | G03 29SP | Lyons Co.– Lakefield 345 kV | 601048 LYON CO 3 345 631138 LAKEFLD3 345 1 | 0.01559 | 4.677 | Yes
GEN-2024-137 | 03 CENTRAL | G03 29SP | Sibley - 345 kV Bus Reconfiguration | 541201 SIBLEY 7 345 541500 KETCHEM7 345 1 | 0.00963 | 2.889 | Yes
GEN-2024-137 | 03 CENTRAL | G03 29SP | Sibley - 345 kV Bus Reconfiguration | 345408 7OVERTON 345 541201 SIBLEY 7 345 1 | 0.01054 | 3.162 | Yes
GEN-2024-138 | 03 CENTRAL | G03 29SP | Sibley - 345 kV Bus Reconfiguration | 541200 PHILL 7 345 541201 SIBLEY 7 345 1 | 0.01447 | 4.341 | Yes
GEN-2024-138 | 03 CENTRAL | G03 29SP | Raun – S3452 345 kV | 645452 S3452 3 345 645454 S3454 3 345 1 | 0.01741 | 5.223 | Yes
GEN-2024-129 | 03 CENTRAL | 00ALL 29SP | Auburn – Hoyt 345 kV | 640139 COOPER 3 345 640601 S3771 345 1 | 0.02447 | 22.2677 | Yes
GEN-2024-138 | 03 CENTRAL | G03 29SP | Bison – Hankinson – Big Stone South 345 kV | 620417 BSSOUTH3 345 620427 HANKINSON 3 345 1 | 0.00364 | 1.092 | Yes
GEN-2024-138 | 03 CENTRAL | G03 29SP | Raun – S3452 345 kV | 645451 S3451 3 345 645452 S3452 3 345 2 | 0.00576 | 1.728 | Yes
GEN-2024-138 | 03 CENTRAL | G03 29SP | Raun – S3452 345 kV | 645451 S3451 3 345 645452 S3452 3 345 1 | 0.0056 | 1.68 | Yes
GEN-2024-138 | 03 CENTRAL | G03 29SP | Sibley - 345 kV Bus Reconfiguration | 541201 SIBLEY 7 345 783480 G24-217-TAP 345 1 | 0.01325 | 3.975 | Yes
GEN-2024-129 | 03 CENTRAL | 00ALL 29SP | Auburn – Hoyt 345 kV | 640601 S3771 345 532765 HOYT 7 345 1 | 0.08982 | 81.7362 | Yes
GEN-2024-138 | 03 CENTRAL | G03 29SP | Lyons Co.– Lakefield 345 kV | 601048 LYON CO 3 345 631138 LAKEFLD3 345 1 | 0.01559 | 4.677 | Yes
GEN-2024-138 | 03 CENTRAL | G03 29SP | Sibley - 345 kV Bus Reconfiguration | 541201 SIBLEY 7 345 541500 KETCHEM7 345 1 | 0.00963 | 2.889 | Yes
GEN-2024-138 | 03 CENTRAL | G03 29SP | Sibley - 345 kV Bus Reconfiguration | 345408 7OVERTON 345 541201 SIBLEY 7 345 1 | 0.01054 | 3.162 | Yes
GEN-2024-139 | 03 CENTRAL | G03 29SP | Sibley - 345 kV Bus Reconfiguration | 541200 PHILL 7 345 541201 SIBLEY 7 345 1 | 0.05974 | 14.935 | Yes
GEN-2024-129 | 03 CENTRAL | 00ALL 29SP | Auburn – Hoyt 345 kV | 640601 S3771 345 640590 OLIVECREEK 3 345 1 | 0.06535 | 59.4685 | Yes
GEN-2024-139 | 03 CENTRAL | G03 29SP | Raun – S3452 345 kV | 645452 S3452 3 345 645454 S3454 3 345 1 | 0.02496 | 6.24 | Yes
GEN-2024-136 | 03 CENTRAL | G03 29SP | Auburn – Hoyt 345 kV | 640601 S3771 345 532765 HOYT 7 345 1 | 0.01341 | 5.364 | Yes
GEN-2024-139 | 03 CENTRAL | G03 29SP | Bison – Hankinson – Big Stone South 345 kV | 620417 BSSOUTH3 345 620427 HANKINSON 3 345 1 | 0.00456 | 1.14 | Yes
GEN-2024-139 | 03 CENTRAL | G03 29SP | Raun – S3452 345 kV | 645451 S3451 3 345 645452 S3452 3 345 2 | 0.01329 | 3.3225 | Yes
GEN-2024-139 | 03 CENTRAL | G03 29SP | Raun – S3452 345 kV | 645451 S3451 3 345 645452 S3452 3 345 1 | 0.01292 | 3.23 | Yes
GEN-2024-139 | 03 CENTRAL | G03 29SP | Sibley - 345 kV Bus Reconfiguration | 541201 SIBLEY 7 345 783480 G24-217-TAP 345 1 | 0.01806 | 4.515 | Yes
GEN-2024-136 | 03 CENTRAL | G03 29SP | Auburn – Hoyt 345 kV | 640139 COOPER 3 345 640601 S3771 345 1 | 0.03732 | 14.928 | Yes
GEN-2024-139 | 03 CENTRAL | G03 29SP | Raun – S3452 345 kV | 640377 TEKAMAH5 161 646226 S1226 5 161 1 | 0.00819 | 2.0475 | Yes
GEN-2024-139 | 03 CENTRAL | G03 29SP | Lyons Co.– Lakefield 345 kV | 601048 LYON CO 3 345 631138 LAKEFLD3 345 1 | 0.0213 | 5.325 | Yes
GEN-2024-139 | 03 CENTRAL | G03 29SP | Sibley - 345 kV Bus Reconfiguration | 541201 SIBLEY 7 345 541500 KETCHEM7 345 1 | 0.04645 | 11.6125 | Yes
GEN-2024-139 | 03 CENTRAL | G03 29SP | Raun – S3452 345 kV | 646247 S1247 5 161 646252 S1252 5 161 1 | 0.00411 | 1.0275 | Yes
GEN-2024-139 | 03 CENTRAL | G03 29SP | Raun – S3452 345 kV | 646226 S1226 5 161 646247 S1247 5 161 1 | 0.00411 | 1.0275 | Yes
GEN-2024-142 | 03 CENTRAL | G03 29SP | Sibley - 345 kV Bus Reconfiguration | 541200 PHILL 7 345 541201 SIBLEY 7 345 1 | 0.02774 | 8.322 | Yes
GEN-2024-137 | 03 CENTRAL | G03 29SP | Auburn – Hoyt 345 kV | 640601 S3771 345 532765 HOYT 7 345 1 | 0.01341 | 4.023 | Yes
GEN-2024-142 | 03 CENTRAL | G03 29SP | Raun – S3452 345 kV | 645452 S3452 3 345 645454 S3454 3 345 1 | 0.02969 | 8.907 | Yes
GEN-2024-137 | 03 CENTRAL | G03 29SP | Auburn – Hoyt 345 kV | 640139 COOPER 3 345 640601 S3771 345 1 | 0.03732 | 11.196 | Yes
GEN-2024-142 | 03 CENTRAL | G03 29SP | Bison – Hankinson – Big Stone South 345 kV | 620417 BSSOUTH3 345 620427 HANKINSON 3 345 1 | 0.0048 | 1.44 | Yes
GEN-2024-142 | 03 CENTRAL | G03 29SP | Raun – S3452 345 kV | 645451 S3451 3 345 645452 S3452 3 345 2 | 0.01359 | 4.077 | Yes
GEN-2024-142 | 03 CENTRAL | G03 29SP | Raun – S3452 345 kV | 645451 S3451 3 345 645452 S3452 3 345 1 | 0.01321 | 3.963 | Yes
GEN-2024-142 | 03 CENTRAL | G03 29SP | Sibley - 345 kV Bus Reconfiguration | 541201 SIBLEY 7 345 783480 G24-217-TAP 345 1 | 0.00502 | 1.506 | Yes
GEN-2024-138 | 03 CENTRAL | G03 29SP | Auburn – Hoyt 345 kV | 640601 S3771 345 532765 HOYT 7 345 1 | 0.01341 | 4.023 | Yes
GEN-2024-142 | 03 CENTRAL | G03 29SP | Raun – S3452 345 kV | 640377 TEKAMAH5 161 646226 S1226 5 161 1 | 0.00798 | 2.394 | Yes
GEN-2024-142 | 03 CENTRAL | G03 29SP | Lyons Co.– Lakefield 345 kV | 601048 LYON CO 3 345 631138 LAKEFLD3 345 1 | 0.02106 | 6.318 | Yes
GEN-2024-142 | 03 CENTRAL | G03 29SP | Sibley - 345 kV Bus Reconfiguration | 541201 SIBLEY 7 345 541500 KETCHEM7 345 1 | 0.02611 | 7.833 | Yes
GEN-2024-142 | 03 CENTRAL | G03 29SP | Raun – S3452 345 kV | 646247 S1247 5 161 646252 S1252 5 161 1 | 0.00392 | 1.176 | Yes
GEN-2024-142 | 03 CENTRAL | G03 29SP | Raun – S3452 345 kV | 646226 S1226 5 161 646247 S1247 5 161 1 | 0.00392 | 1.176 | Yes
GEN-2024-144 | 03 CENTRAL | G03 29SP | Sibley - 345 kV Bus Reconfiguration | 541200 PHILL 7 345 541201 SIBLEY 7 345 1 | 0.01447 | 4.341 | Yes
GEN-2024-144 | 03 CENTRAL | G03 29SP | Raun – S3452 345 kV | 645452 S3452 3 345 645454 S3454 3 345 1 | 0.01741 | 5.223 | Yes
GEN-2024-138 | 03 CENTRAL | G03 29SP | Auburn – Hoyt 345 kV | 640139 COOPER 3 345 640601 S3771 345 1 | 0.03732 | 11.196 | Yes
GEN-2024-144 | 03 CENTRAL | G03 29SP | Bison – Hankinson – Big Stone South 345 kV | 620417 BSSOUTH3 345 620427 HANKINSON 3 345 1 | 0.00364 | 1.092 | Yes
GEN-2024-144 | 03 CENTRAL | G03 29SP | Raun – S3452 345 kV | 645451 S3451 3 345 645452 S3452 3 345 2 | 0.00576 | 1.728 | Yes
GEN-2024-144 | 03 CENTRAL | G03 29SP | Raun – S3452 345 kV | 645451 S3451 3 345 645452 S3452 3 345 1 | 0.0056 | 1.68 | Yes
GEN-2024-144 | 03 CENTRAL | G03 29SP | Sibley - 345 kV Bus Reconfiguration | 541201 SIBLEY 7 345 783480 G24-217-TAP 345 1 | 0.01325 | 3.975 | Yes
GEN-2024-139 | 03 CENTRAL | G03 29SP | Auburn – Hoyt 345 kV | 640601 S3771 345 640590 OLIVECREEK 3 345 1 | 0.04243 | 10.6075 | Yes
GEN-2024-144 | 03 CENTRAL | G03 29SP | Lyons Co.– Lakefield 345 kV | 601048 LYON CO 3 345 631138 LAKEFLD3 345 1 | 0.01559 | 4.677 | Yes
GEN-2024-144 | 03 CENTRAL | G03 29SP | Sibley - 345 kV Bus Reconfiguration | 541201 SIBLEY 7 345 541500 KETCHEM7 345 1 | 0.00963 | 2.889 | Yes
GEN-2024-144 | 03 CENTRAL | G03 29SP | Sibley - 345 kV Bus Reconfiguration | 345408 7OVERTON 345 541201 SIBLEY 7 345 1 | 0.01054 | 3.162 | Yes
GEN-2024-166 | 03 CENTRAL | G03 29SP | Sibley - 345 kV Bus Reconfiguration | 541200 PHILL 7 345 541201 SIBLEY 7 345 1 | 0.03895 | 10.7112 | Yes
GEN-2024-139 | 03 CENTRAL | G03 29SP | Auburn – Hoyt 345 kV | 640601 S3771 345 532765 HOYT 7 345 1 | 0.06778 | 16.945 | Yes
GEN-2024-166 | 03 CENTRAL | G03 29SP | Raun – S3452 345 kV | 645452 S3452 3 345 645454 S3454 3 345 1 | 0.02336 | 6.424 | Yes
GEN-2024-139 | 03 CENTRAL | G03 29SP | Auburn – Hoyt 345 kV | 640139 COOPER 3 345 640601 S3771 345 1 | 0.02534 | 6.335 | Yes
GEN-2024-166 | 03 CENTRAL | G03 29SP | Bison – Hankinson – Big Stone South 345 kV | 620417 BSSOUTH3 345 620427 HANKINSON 3 345 1 | 0.00436 | 1.199 | Yes
GEN-2024-166 | 03 CENTRAL | G03 29SP | Raun – S3452 345 kV | 645451 S3451 3 345 645452 S3452 3 345 2 | 0.01176 | 3.234 | Yes
GEN-2024-166 | 03 CENTRAL | G03 29SP | Raun – S3452 345 kV | 645451 S3451 3 345 645452 S3452 3 345 1 | 0.01143 | 3.1432 | Yes
GEN-2024-166 | 03 CENTRAL | G03 29SP | Sibley - 345 kV Bus Reconfiguration | 541201 SIBLEY 7 345 783480 G24-217-TAP 345 1 | 0.01664 | 4.576 | Yes
GEN-2024-142 | 03 CENTRAL | G03 29SP | Auburn – Hoyt 345 kV | 640601 S3771 345 640590 OLIVECREEK 3 345 1 | 0.01301 | 3.903 | Yes
GEN-2024-166 | 03 CENTRAL | G03 29SP | Raun – S3452 345 kV | 640377 TEKAMAH5 161 646226 S1226 5 161 1 | 0.00695 | 1.9112 | Yes
GEN-2024-166 | 03 CENTRAL | G03 29SP | Lyons Co.– Lakefield 345 kV | 601048 LYON CO 3 345 631138 LAKEFLD3 345 1 | 0.02037 | 5.6018 | Yes
GEN-2024-166 | 03 CENTRAL | G03 29SP | Sibley - 345 kV Bus Reconfiguration | 541201 SIBLEY 7 345 541500 KETCHEM7 345 1 | 0.03523 | 9.6883 | Yes
GEN-2024-166 | 03 CENTRAL | G03 29SP | Sibley - 345 kV Bus Reconfiguration | 345408 7OVERTON 345 541201 SIBLEY 7 345 1 | 0.01251 | 3.4403 | Yes
GEN-2024-142 | 03 CENTRAL | G03 29SP | Auburn – Hoyt 345 kV | 640601 S3771 345 532765 HOYT 7 345 1 | 0.0668 | 20.04 | Yes
GEN-2024-167 | 03 CENTRAL | G03 29SP | Raun – S3452 345 kV | 645452 S3452 3 345 645454 S3454 3 345 1 | 0.02892 | 5.7551 | Yes
GEN-2024-142 | 03 CENTRAL | G03 29SP | Auburn – Hoyt 345 kV | 640139 COOPER 3 345 640601 S3771 345 1 | 0.05379 | 16.137 | Yes
GEN-2024-167 | 03 CENTRAL | G03 29SP | Raun – S3452 345 kV | 645451 S3451 3 345 645452 S3452 3 345 2 | 0.01656 | 3.2954 | Yes
GEN-2024-167 | 03 CENTRAL | G03 29SP | Raun – S3452 345 kV | 645451 S3451 3 345 645452 S3452 3 345 1 | 0.0161 | 3.2039 | Yes
GEN-2024-167 | 03 CENTRAL | G03 29SP | Sibley - 345 kV Bus Reconfiguration | 541201 SIBLEY 7 345 783480 G24-217-TAP 345 1 | 0.07482 | 14.8892 | Yes
GEN-2024-167 | 03 CENTRAL | G03 29SP | Raun – S3452 345 kV | 640377 TEKAMAH5 161 646226 S1226 5 161 1 | 0.01065 | 2.1193 | Yes
GEN-2024-167 | 03 CENTRAL | G03 29SP | Lyons Co.– Lakefield 345 kV | 601048 LYON CO 3 345 631138 LAKEFLD3 345 1 | 0.02298 | 4.573 | Yes
GEN-2024-167 | 03 CENTRAL | G03 29SP | Sibley - 345 kV Bus Reconfiguration | 541201 SIBLEY 7 345 541500 KETCHEM7 345 1 | 0.09489 | 18.8831 | Yes
GEN-2024-167 | 03 CENTRAL | G03 29SP | Raun – S3452 345 kV | 646247 S1247 5 161 646252 S1252 5 161 1 | 0.00551 | 1.0965 | Yes
GEN-2024-167 | 03 CENTRAL | G03 29SP | Raun – S3452 345 kV | 646226 S1226 5 161 646247 S1247 5 161 1 | 0.00551 | 1.0965 | Yes
GEN-2024-170 | 03 CENTRAL | G03 29SP | Sibley - 345 kV Bus Reconfiguration | 541201 SIBLEY 7 345 996681 SIBLEY11 161 11 | 0.03671 | 10.2788 | Yes
GEN-2024-170 | 03 CENTRAL | G03 29SP | Sibley - 345 kV Bus Reconfiguration | 541200 PHILL 7 345 541201 SIBLEY 7 345 1 | 0.35082 | 98.2296 | Yes
GEN-2024-144 | 03 CENTRAL | G03 29SP | Auburn – Hoyt 345 kV | 640601 S3771 345 532765 HOYT 7 345 1 | 0.01341 | 4.023 | Yes
GEN-2024-170 | 03 CENTRAL | G03 29SP | Raun – S3452 345 kV | 645452 S3452 3 345 645454 S3454 3 345 1 | 0.02842 | 7.9576 | Yes
GEN-2024-144 | 03 CENTRAL | G03 29SP | Auburn – Hoyt 345 kV | 640139 COOPER 3 345 640601 S3771 345 1 | 0.03732 | 11.196 | Yes
GEN-2024-170 | 03 CENTRAL | G03 29SP | Bison – Hankinson – Big Stone South 345 kV | 620417 BSSOUTH3 345 620427 HANKINSON 3 345 1 | 0.00491 | 1.3748 | Yes
GEN-2024-170 | 03 CENTRAL | G03 29SP | Raun – S3452 345 kV | 645451 S3451 3 345 645452 S3452 3 345 2 | 0.01605 | 4.494 | Yes
GEN-2024-170 | 03 CENTRAL | G03 29SP | Raun – S3452 345 kV | 645451 S3451 3 345 645452 S3452 3 345 1 | 0.01561 | 4.3708 | Yes
GEN-2024-170 | 03 CENTRAL | G03 29SP | Sibley - 345 kV Bus Reconfiguration | 541201 SIBLEY 7 345 783480 G24-217-TAP 345 1 | 0.1529 | 42.812 | Yes
GEN-2024-170 | 03 CENTRAL | G03 29SP | Sibley - 345 kV Bus Reconfiguration | 541202 SIBLEY 5 161 996681 SIBLEY11 161 11 | 0.03671 | 10.2788 | Yes
GEN-2024-170 | 03 CENTRAL | G03 29SP | Raun – S3452 345 kV | 640377 TEKAMAH5 161 646226 S1226 5 161 1 | 0.01025 | 2.87 | Yes
GEN-2024-170 | 03 CENTRAL | G03 29SP | Lyons Co.– Lakefield 345 kV | 601048 LYON CO 3 345 631138 LAKEFLD3 345 1 | 0.02267 | 6.3476 | Yes
GEN-2024-170 | 03 CENTRAL | G03 29SP | Sibley - 345 kV Bus Reconfiguration | 541201 SIBLEY 7 345 541500 KETCHEM7 345 1 | 0.09573 | 26.8044 | Yes
GEN-2024-170 | 03 CENTRAL | G03 29SP | Raun – S3452 345 kV | 646247 S1247 5 161 646252 S1252 5 161 1 | 0.00528 | 1.4784 | Yes
GEN-2024-170 | 03 CENTRAL | G03 29SP | Raun – S3452 345 kV | 646226 S1226 5 161 646247 S1247 5 161 1 | 0.00528 | 1.4784 | Yes
GEN-2024-175 | 03 CENTRAL | G03 29SP | Sibley - 345 kV Bus Reconfiguration | 541200 PHILL 7 345 541201 SIBLEY 7 345 1 | 0.0363 | 7.26 | Yes
GEN-2024-166 | 03 CENTRAL | G03 29SP | Auburn – Hoyt 345 kV | 640601 S3771 345 640590 OLIVECREEK 3 345 1 | 0.02565 | 7.0537 | Yes
GEN-2024-175 | 03 CENTRAL | G03 29SP | Raun – S3452 345 kV | 645452 S3452 3 345 645454 S3454 3 345 1 | 0.01597 | 3.194 | Yes
GEN-2024-166 | 03 CENTRAL | G03 29SP | Auburn – Hoyt 345 kV | 640601 S3771 345 532765 HOYT 7 345 1 | 0.05688 | 15.642 | Yes
GEN-2024-175 | 03 CENTRAL | G03 29SP | Raun – S3452 345 kV | 645451 S3451 3 345 645452 S3452 3 345 2 | 0.01002 | 2.004 | Yes
GEN-2024-175 | 03 CENTRAL | G03 29SP | Raun – S3452 345 kV | 645451 S3451 3 345 645452 S3452 3 345 1 | 0.00974 | 1.948 | Yes
GEN-2024-175 | 03 CENTRAL | G03 29SP | Sibley - 345 kV Bus Reconfiguration | 541201 SIBLEY 7 345 783480 G24-217-TAP 345 1 | 0.04186 | 8.372 | Yes
GEN-2024-175 | 03 CENTRAL | G03 29SP | Raun – S3452 345 kV | 640377 TEKAMAH5 161 646226 S1226 5 161 1 | 0.00624 | 1.248 | Yes
GEN-2024-175 | 03 CENTRAL | G03 29SP | Lyons Co.– Lakefield 345 kV | 601048 LYON CO 3 345 631138 LAKEFLD3 345 1 | 0.02038 | 4.076 | Yes
GEN-2024-175 | 03 CENTRAL | G03 29SP | Sibley - 345 kV Bus Reconfiguration | 541201 SIBLEY 7 345 541500 KETCHEM7 345 1 | 0.04576 | 9.152 | Yes
GEN-2024-175 | 03 CENTRAL | G03 29SP | Sibley - 345 kV Bus Reconfiguration | 345408 7OVERTON 345 541201 SIBLEY 7 345 1 | 0.05037 | 10.074 | Yes
GEN-2024-176 | 03 CENTRAL | G03 29SP | Sibley - 345 kV Bus Reconfiguration | 541200 PHILL 7 345 541201 SIBLEY 7 345 1 | 0.02857 | 7.1425 | Yes
GEN-2024-166 | 03 CENTRAL | G03 29SP | Auburn – Hoyt 345 kV | 640139 COOPER 3 345 640601 S3771 345 1 | 0.03123 | 8.5883 | Yes
GEN-2024-176 | 03 CENTRAL | G03 29SP | Raun – S3452 345 kV | 645452 S3452 3 345 645454 S3454 3 345 1 | 0.02853 | 7.1325 | Yes
GEN-2024-167 | 03 CENTRAL | G03 29SP | Auburn – Hoyt 345 kV | 640601 S3771 345 640590 OLIVECREEK 3 345 1 | 0.06719 | 13.3708 | Yes
GEN-2024-176 | 03 CENTRAL | G03 29SP | Bison – Hankinson – Big Stone South 345 kV | 620417 BSSOUTH3 345 620427 HANKINSON 3 345 1 | 0.00472 | 1.18 | Yes
GEN-2024-176 | 03 CENTRAL | G03 29SP | Raun – S3452 345 kV | 645451 S3451 3 345 645452 S3452 3 345 2 | 0.01309 | 3.2725 | Yes
GEN-2024-176 | 03 CENTRAL | G03 29SP | Raun – S3452 345 kV | 645451 S3451 3 345 645452 S3452 3 345 1 | 0.01273 | 3.1825 | Yes
GEN-2024-176 | 03 CENTRAL | G03 29SP | Sibley - 345 kV Bus Reconfiguration | 541201 SIBLEY 7 345 783480 G24-217-TAP 345 1 | 0.0064 | 1.6 | Yes
GEN-2024-167 | 03 CENTRAL | G03 29SP | Auburn – Hoyt 345 kV | 640601 S3771 345 532765 HOYT 7 345 1 | 0.04126 | 8.2107 | Yes
GEN-2024-176 | 03 CENTRAL | G03 29SP | Raun – S3452 345 kV | 640377 TEKAMAH5 161 646226 S1226 5 161 1 | 0.00762 | 1.905 | Yes
GEN-2024-176 | 03 CENTRAL | G03 29SP | Lyons Co.– Lakefield 345 kV | 601048 LYON CO 3 345 631138 LAKEFLD3 345 1 | 0.0208 | 5.2 | Yes
GEN-2024-176 | 03 CENTRAL | G03 29SP | Sibley - 345 kV Bus Reconfiguration | 541201 SIBLEY 7 345 541500 KETCHEM7 345 1 | 0.02654 | 6.635 | Yes
GEN-2024-176 | 03 CENTRAL | G03 29SP | Sibley - 345 kV Bus Reconfiguration | 345408 7OVERTON 345 541201 SIBLEY 7 345 1 | 0.00418 | 1.045 | Yes
GEN-2024-181 | 03 CENTRAL | G03 29SP | Sibley - 345 kV Bus Reconfiguration | 541200 PHILL 7 345 541201 SIBLEY 7 345 1 | 0.03761 | 7.4844 | Yes
GEN-2024-170 | 03 CENTRAL | G03 29SP | Auburn – Hoyt 345 kV | 640601 S3771 345 640590 OLIVECREEK 3 345 1 | 0.0621 | 17.388 | Yes
GEN-2024-181 | 03 CENTRAL | G03 29SP | Raun – S3452 345 kV | 645452 S3452 3 345 645454 S3454 3 345 1 | 0.01637 | 3.2576 | Yes
GEN-2024-170 | 03 CENTRAL | G03 29SP | Auburn – Hoyt 345 kV | 640601 S3771 345 532765 HOYT 7 345 1 | 0.04863 | 13.6164 | Yes
GEN-2024-181 | 03 CENTRAL | G03 29SP | Raun – S3452 345 kV | 645451 S3451 3 345 645452 S3452 3 345 2 | 0.01013 | 2.0159 | Yes
GEN-2024-181 | 03 CENTRAL | G03 29SP | Raun – S3452 345 kV | 645451 S3451 3 345 645452 S3452 3 345 1 | 0.00985 | 1.9601 | Yes
GEN-2024-181 | 03 CENTRAL | G03 29SP | Sibley - 345 kV Bus Reconfiguration | 541201 SIBLEY 7 345 783480 G24-217-TAP 345 1 | 0.04051 | 8.0615 | Yes
GEN-2024-181 | 03 CENTRAL | G03 29SP | Raun – S3452 345 kV | 640377 TEKAMAH5 161 646226 S1226 5 161 1 | 0.0063 | 1.2537 | Yes
GEN-2024-181 | 03 CENTRAL | G03 29SP | Lyons Co.– Lakefield 345 kV | 601048 LYON CO 3 345 631138 LAKEFLD3 345 1 | 0.02039 | 4.0576 | Yes
GEN-2024-181 | 03 CENTRAL | G03 29SP | Sibley - 345 kV Bus Reconfiguration | 541201 SIBLEY 7 345 541500 KETCHEM7 345 1 | 0.04558 | 9.0704 | Yes
GEN-2024-181 | 03 CENTRAL | G03 29SP | Sibley - 345 kV Bus Reconfiguration | 345408 7OVERTON 345 541201 SIBLEY 7 345 1 | 0.04737 | 9.4266 | Yes
GEN-2024-189 | 03 CENTRAL | G03 29SP | Sibley - 345 kV Bus Reconfiguration | 541200 PHILL 7 345 541201 SIBLEY 7 345 1 | 0.02546 | 5.0665 | Yes
GEN-2024-189 | 03 CENTRAL | G03 29SP | Raun – S3452 345 kV | 645452 S3452 3 345 645454 S3454 3 345 1 | 0.02171 | 4.3203 | Yes
GEN-2024-175 | 03 CENTRAL | G03 29SP | Auburn – Hoyt 345 kV | 640601 S3771 345 640590 OLIVECREEK 3 345 1 | 0.03791 | 7.582 | Yes
GEN-2024-189 | 03 CENTRAL | G03 29SP | Raun – S3452 345 kV | 645451 S3451 3 345 645452 S3452 3 345 2 | 0.00941 | 1.8726 | Yes
GEN-2024-189 | 03 CENTRAL | G03 29SP | Raun – S3452 345 kV | 645451 S3451 3 345 645452 S3452 3 345 1 | 0.00914 | 1.8189 | Yes
GEN-2024-189 | 03 CENTRAL | G03 29SP | Sibley - 345 kV Bus Reconfiguration | 541201 SIBLEY 7 345 783480 G24-217-TAP 345 1 | 0.01506 | 2.9969 | Yes
GEN-2024-175 | 03 CENTRAL | G03 29SP | Auburn – Hoyt 345 kV | 640601 S3771 345 532765 HOYT 7 345 1 | 0.0407 | 8.14 | Yes
GEN-2024-189 | 03 CENTRAL | G03 29SP | Lyons Co.– Lakefield 345 kV | 601048 LYON CO 3 345 631138 LAKEFLD3 345 1 | 0.01856 | 3.6934 | Yes
GEN-2024-189 | 03 CENTRAL | G03 29SP | Sibley - 345 kV Bus Reconfiguration | 541201 SIBLEY 7 345 541500 KETCHEM7 345 1 | 0.02225 | 4.4277 | Yes
GEN-2024-189 | 03 CENTRAL | G03 29SP | Sibley - 345 kV Bus Reconfiguration | 345408 7OVERTON 345 541201 SIBLEY 7 345 1 | 0.01274 | 2.5353 | Yes
GEN-2024-193 | 03 CENTRAL | G03 29SP | Sibley - 345 kV Bus Reconfiguration | 541200 PHILL 7 345 541201 SIBLEY 7 345 1 | 0.02227 | 5.5586 | Yes
GEN-2024-193 | 03 CENTRAL | G03 29SP | Raun – S3452 345 kV | 645452 S3452 3 345 645454 S3454 3 345 1 | 0.02111 | 5.2691 | Yes
GEN-2024-176 | 03 CENTRAL | G03 29SP | Auburn – Hoyt 345 kV | 640601 S3771 345 640590 OLIVECREEK 3 345 1 | 0.01318 | 3.295 | Yes
GEN-2024-193 | 03 CENTRAL | G03 29SP | Bison – Hankinson – Big Stone South 345 kV | 620417 BSSOUTH3 345 620427 HANKINSON 3 345 1 | 0.00403 | 1.0059 | Yes
GEN-2024-193 | 03 CENTRAL | G03 29SP | Raun – S3452 345 kV | 645451 S3451 3 345 645452 S3452 3 345 2 | 0.00865 | 2.159 | Yes
GEN-2024-193 | 03 CENTRAL | G03 29SP | Raun – S3452 345 kV | 645451 S3451 3 345 645452 S3452 3 345 1 | 0.00841 | 2.0991 | Yes
GEN-2024-193 | 03 CENTRAL | G03 29SP | Sibley - 345 kV Bus Reconfiguration | 541201 SIBLEY 7 345 783480 G24-217-TAP 345 1 | 0.01417 | 3.5368 | Yes
GEN-2024-176 | 03 CENTRAL | G03 29SP | Auburn – Hoyt 345 kV | 640601 S3771 345 532765 HOYT 7 345 1 | 0.06378 | 15.945 | Yes
GEN-2024-193 | 03 CENTRAL | G03 29SP | Raun – S3452 345 kV | 640377 TEKAMAH5 161 646226 S1226 5 161 1 | 0.00418 | 1.0433 | Yes
GEN-2024-193 | 03 CENTRAL | G03 29SP | Lyons Co.– Lakefield 345 kV | 601048 LYON CO 3 345 631138 LAKEFLD3 345 1 | 0.01786 | 4.4579 | Yes
GEN-2024-193 | 03 CENTRAL | G03 29SP | Sibley - 345 kV Bus Reconfiguration | 541201 SIBLEY 7 345 541500 KETCHEM7 345 1 | 0.01865 | 4.655 | Yes
GEN-2024-193 | 03 CENTRAL | G03 29SP | Sibley - 345 kV Bus Reconfiguration | 345408 7OVERTON 345 541201 SIBLEY 7 345 1 | 0.01176 | 2.9353 | Yes
GEN-2024-194 | 03 CENTRAL | G03 29SP | Sibley - 345 kV Bus Reconfiguration | 541200 PHILL 7 345 541201 SIBLEY 7 345 1 | 0.02227 | 5.5586 | Yes
GEN-2024-194 | 03 CENTRAL | G03 29SP | Raun – S3452 345 kV | 645452 S3452 3 345 645454 S3454 3 345 1 | 0.02111 | 5.2691 | Yes
GEN-2024-176 | 03 CENTRAL | G03 29SP | Auburn – Hoyt 345 kV | 640139 COOPER 3 345 640601 S3771 345 1 | 0.0506 | 12.65 | Yes
GEN-2024-194 | 03 CENTRAL | G03 29SP | Bison – Hankinson – Big Stone South 345 kV | 620417 BSSOUTH3 345 620427 HANKINSON 3 345 1 | 0.00403 | 1.0059 | Yes
GEN-2024-194 | 03 CENTRAL | G03 29SP | Raun – S3452 345 kV | 645451 S3451 3 345 645452 S3452 3 345 2 | 0.00865 | 2.159 | Yes
GEN-2024-194 | 03 CENTRAL | G03 29SP | Raun – S3452 345 kV | 645451 S3451 3 345 645452 S3452 3 345 1 | 0.00841 | 2.0991 | Yes
GEN-2024-194 | 03 CENTRAL | G03 29SP | Sibley - 345 kV Bus Reconfiguration | 541201 SIBLEY 7 345 783480 G24-217-TAP 345 1 | 0.01417 | 3.5368 | Yes
GEN-2024-181 | 03 CENTRAL | G03 29SP | Auburn – Hoyt 345 kV | 640601 S3771 345 640590 OLIVECREEK 3 345 1 | 0.03769 | 7.5003 | Yes
GEN-2024-194 | 03 CENTRAL | G03 29SP | Raun – S3452 345 kV | 640377 TEKAMAH5 161 646226 S1226 5 161 1 | 0.00418 | 1.0433 | Yes
GEN-2024-194 | 03 CENTRAL | G03 29SP | Lyons Co.– Lakefield 345 kV | 601048 LYON CO 3 345 631138 LAKEFLD3 345 1 | 0.01786 | 4.4579 | Yes
GEN-2024-194 | 03 CENTRAL | G03 29SP | Sibley - 345 kV Bus Reconfiguration | 541201 SIBLEY 7 345 541500 KETCHEM7 345 1 | 0.01865 | 4.655 | Yes
GEN-2024-194 | 03 CENTRAL | G03 29SP | Sibley - 345 kV Bus Reconfiguration | 345408 7OVERTON 345 541201 SIBLEY 7 345 1 | 0.01176 | 2.9353 | Yes
GEN-2024-205 | 03 CENTRAL | G03 29SP | Sibley - 345 kV Bus Reconfiguration | 541200 PHILL 7 345 541201 SIBLEY 7 345 1 | 0.02552 | 3.9556 | Yes
GEN-2024-205 | 03 CENTRAL | G03 29SP | Raun – S3452 345 kV | 645452 S3452 3 345 645454 S3454 3 345 1 | 0.02547 | 3.9478 | Yes
GEN-2024-181 | 03 CENTRAL | G03 29SP | Auburn – Hoyt 345 kV | 640601 S3771 345 532765 HOYT 7 345 1 | 0.0416 | 8.2784 | Yes
GEN-2024-205 | 03 CENTRAL | G03 29SP | Raun – S3452 345 kV | 645451 S3451 3 345 645452 S3452 3 345 2 | 0.01117 | 1.7313 | Yes
GEN-2024-205 | 03 CENTRAL | G03 29SP | Raun – S3452 345 kV | 645451 S3451 3 345 645452 S3452 3 345 1 | 0.01086 | 1.6833 | Yes
GEN-2024-205 | 03 CENTRAL | G03 29SP | Sibley - 345 kV Bus Reconfiguration | 541201 SIBLEY 7 345 783480 G24-217-TAP 345 1 | 0.01016 | 1.5748 | Yes
GEN-2024-189 | 03 CENTRAL | G03 29SP | Auburn – Hoyt 345 kV | 640601 S3771 345 532765 HOYT 7 345 1 | 0.03551 | 7.0665 | Yes
GEN-2024-205 | 03 CENTRAL | G03 29SP | Lyons Co.– Lakefield 345 kV | 601048 LYON CO 3 345 631138 LAKEFLD3 345 1 | 0.01965 | 3.0457 | Yes
GEN-2024-205 | 03 CENTRAL | G03 29SP | Sibley - 345 kV Bus Reconfiguration | 541201 SIBLEY 7 345 541500 KETCHEM7 345 1 | 0.02269 | 3.5169 | Yes
GEN-2024-205 | 03 CENTRAL | G03 29SP | Sibley - 345 kV Bus Reconfiguration | 345408 7OVERTON 345 541201 SIBLEY 7 345 1 | 0.00783 | 1.2137 | Yes
GEN-2024-206 | 03 CENTRAL | 00ALL 29SP | Raun – S3452 345 kV | 645452 S3452 3 345 645454 S3454 3 345 1 | 0.06673 | 15.101 | Yes
GEN-2024-206 | 03 CENTRAL | 00ALL 29SP | Raun – S3452 345 kV | 640377 TEKAMAH5 161 646226 S1226 5 161 1 | 0.02702 | 6.1146 | Yes
GEN-2024-206 | 03 CENTRAL | 00ALL 29SP | Bison – Hankinson – Big Stone South 345 kV | 620417 BSSOUTH3 345 620427 HANKINSON 3 345 1 | 0.0105 | 2.3762 | Yes
GEN-2024-206 | 03 CENTRAL | 00ALL 29SP | Lyons Co.– Lakefield 345 kV | 601048 LYON CO 3 345 631138 LAKEFLD3 345 1 | 0.04549 | 10.2944 | Yes
GEN-2024-206 | 03 CENTRAL | 00ALL 29SP | Raun – S3452 345 kV | 645452 S3452 3 345 645552 S3452 REACT3 345 Z1 | 0.07843 | 17.7487 | Yes
GEN-2024-206 | 03 CENTRAL | 00ALL 29SP | Raun – S3452 345 kV | 635200 RAUN 3 345 645552 S3452 REACT3 345 1 | 0.07843 | 17.7487 | Yes
GEN-2024-206 | 03 CENTRAL | 00ALL 29SP | Bison – Hankinson – Big Stone South 345 kV | 601067 BISON 3 345 620427 HANKINSON 3 345 1 | 0.00523 | 1.1835 | Yes
GEN-2024-206 | 03 CENTRAL | 00ALL 29SP | Raun – S3452 345 kV | 646247 S1247 5 161 646252 S1252 5 161 1 | 0.01468 | 3.3221 | Yes
GEN-2024-206 | 03 CENTRAL | 00ALL 29SP | Raun – S3452 345 kV | 635201 RAUN 5 161 646300 S1300 5 161 1 | 0.01871 | 4.2341 | Yes
GEN-2024-206 | 03 CENTRAL | 00ALL 29SP | Raun – S3452 345 kV | 646226 S1226 5 161 646247 S1247 5 161 1 | 0.01468 | 3.3221 | Yes
GEN-2024-206 | 03 CENTRAL | 00ALL 29SP | Raun – S3452 345 kV | 645451 S3451 3 345 645452 S3452 3 345 2 | 0.03704 | 8.3822 | Yes
GEN-2024-206 | 03 CENTRAL | 00ALL 29SP | Raun – S3452 345 kV | 645451 S3451 3 345 645452 S3452 3 345 1 | 0.03601 | 8.1491 | Yes
GEN-2024-189 | 03 CENTRAL | G03 29SP | Auburn – Hoyt 345 kV | 640139 COOPER 3 345 640601 S3771 345 1 | 0.03568 | 7.1003 | Yes
GEN-2024-206 | 03 CENTRAL | 00ALL 29SP | Raun – S3452 345 kV | 640377 TEKAMAH5 161 646300 S1300 5 161 1 | 0.01871 | 4.2341 | Yes
GEN-2024-206 | 03 CENTRAL | 00ALL 29SP | Sibley - 345 kV Bus Reconfiguration | 345408 7OVERTON 345 541201 SIBLEY 7 345 1 | 0.07716 | 17.4613 | Yes
GEN-2024-193 | 03 CENTRAL | G03 29SP | Auburn – Hoyt 345 kV | 640601 S3771 345 532765 HOYT 7 345 1 | 0.02996 | 7.478 | Yes
GEN-2024-207 | 03 CENTRAL | 00ALL 29SP | Bison – Hankinson – Big Stone South 345 kV | 620327 HANKSON4 230 996372 620:HANKINSO 230 2 | 0.00264 | 2.0555 | Yes
GEN-2024-207 | 03 CENTRAL | 00ALL 29SP | Bison – Hankinson – Big Stone South 345 kV | 620327 HANKSON4 230 996373 620:HANKINSO 230 1 | 0.00264 | 2.0555 | Yes
GEN-2024-207 | 03 CENTRAL | 00ALL 29SP | Bison – Hankinson – Big Stone South 345 kV | 620427 HANKINSON 3 345 996372 620:HANKINSO 230 2 | 0.00264 | 2.0555 | Yes
GEN-2024-207 | 03 CENTRAL | 00ALL 29SP | Raun – S3452 345 kV | 645452 S3452 3 345 645454 S3454 3 345 1 | 0.06672 | 51.9482 | Yes
GEN-2024-207 | 03 CENTRAL | 00ALL 29SP | Raun – S3452 345 kV | 640377 TEKAMAH5 161 646226 S1226 5 161 1 | 0.02702 | 21.0378 | Yes
GEN-2024-207 | 03 CENTRAL | 00ALL 29SP | Bison – Hankinson – Big Stone South 345 kV | 620417 BSSOUTH3 345 620427 HANKINSON 3 345 1 | 0.0105 | 8.1753 | Yes
GEN-2024-207 | 03 CENTRAL | 00ALL 29SP | Bison – Hankinson – Big Stone South 345 kV | 620427 HANKINSON 3 345 996373 620:HANKINSO 230 1 | 0.00264 | 2.0555 | Yes
GEN-2024-207 | 03 CENTRAL | 00ALL 29SP | Lyons Co.– Lakefield 345 kV | 601048 LYON CO 3 345 631138 LAKEFLD3 345 1 | 0.04549 | 35.4185 | Yes
GEN-2024-207 | 03 CENTRAL | 00ALL 29SP | Raun – S3452 345 kV | 645452 S3452 3 345 645552 S3452 REACT3 345 Z1 | 0.07843 | 61.0656 | Yes
GEN-2024-207 | 03 CENTRAL | 00ALL 29SP | Raun – S3452 345 kV | 635200 RAUN 3 345 645552 S3452 REACT3 345 1 | 0.07843 | 61.0656 | Yes
GEN-2024-207 | 03 CENTRAL | 00ALL 29SP | Bison – Hankinson – Big Stone South 345 kV | 601067 BISON 3 345 620427 HANKINSON 3 345 1 | 0.00523 | 4.0721 | Yes
GEN-2024-207 | 03 CENTRAL | 00ALL 29SP | Raun – S3452 345 kV | 646247 S1247 5 161 646252 S1252 5 161 1 | 0.01468 | 11.4298 | Yes
GEN-2024-207 | 03 CENTRAL | 00ALL 29SP | Raun – S3452 345 kV | 635201 RAUN 5 161 646300 S1300 5 161 1 | 0.0187 | 14.5598 | Yes
GEN-2024-207 | 03 CENTRAL | 00ALL 29SP | Raun – S3452 345 kV | 646226 S1226 5 161 646247 S1247 5 161 1 | 0.01468 | 11.4298 | Yes
GEN-2024-207 | 03 CENTRAL | 00ALL 29SP | Raun – S3452 345 kV | 645451 S3451 3 345 645452 S3452 3 345 2 | 0.03703 | 28.8316 | Yes
GEN-2024-207 | 03 CENTRAL | 00ALL 29SP | Raun – S3452 345 kV | 645451 S3451 3 345 645452 S3452 3 345 1 | 0.03601 | 28.0374 | Yes
GEN-2024-193 | 03 CENTRAL | G03 29SP | Auburn – Hoyt 345 kV | 640139 COOPER 3 345 640601 S3771 345 1 | 0.03711 | 9.2627 | Yes
GEN-2024-207 | 03 CENTRAL | 00ALL 29SP | Raun – S3452 345 kV | 640377 TEKAMAH5 161 646300 S1300 5 161 1 | 0.0187 | 14.5598 | Yes
GEN-2024-207 | 03 CENTRAL | 00ALL 29SP | Sibley - 345 kV Bus Reconfiguration | 345408 7OVERTON 345 541201 SIBLEY 7 345 1 | 0.07716 | 60.0768 | Yes
GEN-2024-194 | 03 CENTRAL | G03 29SP | Auburn – Hoyt 345 kV | 640601 S3771 345 532765 HOYT 7 345 1 | 0.02996 | 7.478 | Yes
GEN-2024-209 | 03 CENTRAL | G03 29SP | Sibley - 345 kV Bus Reconfiguration | 541200 PHILL 7 345 541201 SIBLEY 7 345 1 | 0.01281 | 2.5492 | Yes
GEN-2024-209 | 03 CENTRAL | G03 29SP | Raun – S3452 345 kV | 645452 S3452 3 345 645454 S3454 3 345 1 | 0.0395 | 7.8605 | Yes
GEN-2024-194 | 03 CENTRAL | G03 29SP | Auburn – Hoyt 345 kV | 640139 COOPER 3 345 640601 S3771 345 1 | 0.03711 | 9.2627 | Yes
GEN-2024-209 | 03 CENTRAL | G03 29SP | Bison – Hankinson – Big Stone South 345 kV | 620417 BSSOUTH3 345 620427 HANKINSON 3 345 1 | 0.00546 | 1.0865 | Yes
GEN-2024-209 | 03 CENTRAL | G03 29SP | Raun – S3452 345 kV | 645451 S3451 3 345 645452 S3452 3 345 2 | 0.01687 | 3.3571 | Yes
GEN-2024-209 | 03 CENTRAL | G03 29SP | Raun – S3452 345 kV | 645451 S3451 3 345 645452 S3452 3 345 1 | 0.0164 | 3.2636 | Yes
GEN-2024-205 | 03 CENTRAL | G03 29SP | Auburn – Hoyt 345 kV | 640601 S3771 345 532765 HOYT 7 345 1 | 0.04714 | 7.3067 | Yes
GEN-2024-209 | 03 CENTRAL | G03 29SP | Raun – S3452 345 kV | 640377 TEKAMAH5 161 646226 S1226 5 161 1 | 0.01002 | 1.994 | Yes
GEN-2024-209 | 03 CENTRAL | G03 29SP | Lyons Co.– Lakefield 345 kV | 601048 LYON CO 3 345 631138 LAKEFLD3 345 1 | 0.02249 | 4.4755 | Yes
GEN-2024-209 | 03 CENTRAL | G03 29SP | Sibley - 345 kV Bus Reconfiguration | 541201 SIBLEY 7 345 541500 KETCHEM7 345 1 | 0.0148 | 2.9452 | Yes
GEN-2024-210 | 03 CENTRAL | G03 29SP | Sibley - 345 kV Bus Reconfiguration | 541200 PHILL 7 345 541201 SIBLEY 7 345 1 | 0.01172 | 1.758 | Yes
GEN-2024-210 | 03 CENTRAL | G03 29SP | Raun – S3452 345 kV | 645452 S3452 3 345 645454 S3454 3 345 1 | 0.01888 | 2.832 | Yes
GEN-2024-205 | 03 CENTRAL | G03 29SP | Auburn – Hoyt 345 kV | 640139 COOPER 3 345 640601 S3771 345 1 | 0.04436 | 6.8758 | Yes
GEN-2024-210 | 03 CENTRAL | G03 29SP | Sibley - 345 kV Bus Reconfiguration | 541201 SIBLEY 7 345 783480 G24-217-TAP 345 1 | 0.01125 | 1.6875 | Yes
GEN-2024-206 | 03 CENTRAL | 00ALL 29SP | Auburn – Hoyt 345 kV | 640601 S3771 345 532765 HOYT 7 345 1 | 0.07954 | 17.9999 | Yes
GEN-2024-210 | 03 CENTRAL | G03 29SP | Lyons Co.– Lakefield 345 kV | 601048 LYON CO 3 345 631138 LAKEFLD3 345 1 | 0.01595 | 2.3925 | Yes
GEN-2024-210 | 03 CENTRAL | G03 29SP | Sibley - 345 kV Bus Reconfiguration | 345408 7OVERTON 345 541201 SIBLEY 7 345 1 | 0.00844 | 1.266 | Yes
GEN-2024-215 | 03 CENTRAL | G03 29SP | Sibley - 345 kV Bus Reconfiguration | 541200 PHILL 7 345 541201 SIBLEY 7 345 1 | 0.0062 | 1.86 | Yes
GEN-2024-215 | 03 CENTRAL | G03 29SP | Raun – S3452 345 kV | 645452 S3452 3 345 645454 S3454 3 345 1 | 0.04423 | 13.269 | Yes
GEN-2024-206 | 03 CENTRAL | 00ALL 29SP | Auburn – Hoyt 345 kV | 640601 S3771 345 640590 OLIVECREEK 3 345 1 | 0.09906 | 22.4173 | Yes
GEN-2024-215 | 03 CENTRAL | G03 29SP | Bison – Hankinson – Big Stone South 345 kV | 620417 BSSOUTH3 345 620427 HANKINSON 3 345 1 | 0.00566 | 1.698 | Yes
GEN-2024-215 | 03 CENTRAL | G03 29SP | Raun – S3452 345 kV | 645451 S3451 3 345 645452 S3452 3 345 2 | 0.01706 | 5.118 | Yes
GEN-2024-215 | 03 CENTRAL | G03 29SP | Raun – S3452 345 kV | 645451 S3451 3 345 645452 S3452 3 345 1 | 0.01658 | 4.974 | Yes
GEN-2024-207 | 03 CENTRAL | 00ALL 29SP | Auburn – Hoyt 345 kV | 640601 S3771 345 532765 HOYT 7 345 1 | 0.07947 | 61.8753 | Yes
GEN-2024-215 | 03 CENTRAL | G03 29SP | Raun – S3452 345 kV | 640377 TEKAMAH5 161 646226 S1226 5 161 1 | 0.00979 | 2.937 | Yes
GEN-2024-215 | 03 CENTRAL | G03 29SP | Lyons Co.– Lakefield 345 kV | 601048 LYON CO 3 345 631138 LAKEFLD3 345 1 | 0.02244 | 6.732 | Yes
GEN-2024-215 | 03 CENTRAL | G03 29SP | Raun – S3452 345 kV | 646247 S1247 5 161 646252 S1252 5 161 1 | 0.00477 | 1.431 | Yes
GEN-2024-215 | 03 CENTRAL | G03 29SP | Raun – S3452 345 kV | 646226 S1226 5 161 646247 S1247 5 161 1 | 0.00477 | 1.431 | Yes
GEN-2024-217 | 03 CENTRAL | G03 29SP | Sibley - 345 kV Bus Reconfiguration | 541201 SIBLEY 7 345 996681 SIBLEY11 161 11 | 0.1008 | 25.2 | Yes
GEN-2024-207 | 03 CENTRAL | 00ALL 29SP | Auburn – Hoyt 345 kV | 640601 S3771 345 640590 OLIVECREEK 3 345 1 | 0.09904 | 77.1125 | Yes
GEN-2024-217 | 03 CENTRAL | G03 29SP | Raun – S3452 345 kV | 645452 S3452 3 345 645454 S3454 3 345 1 | 0.03106 | 7.765 | Yes
GEN-2024-209 | 03 CENTRAL | G03 29SP | Auburn – Hoyt 345 kV | 640601 S3771 345 532765 HOYT 7 345 1 | 0.08326 | 16.5687 | Yes
GEN-2024-217 | 03 CENTRAL | G03 29SP | Bison – Hankinson – Big Stone South 345 kV | 620417 BSSOUTH3 345 620427 HANKINSON 3 345 1 | 0.0051 | 1.275 | Yes
GEN-2024-217 | 03 CENTRAL | G03 29SP | Raun – S3452 345 kV | 645451 S3451 3 345 645452 S3452 3 345 2 | 0.01748 | 4.37 | Yes
GEN-2024-217 | 03 CENTRAL | G03 29SP | Raun – S3452 345 kV | 645451 S3451 3 345 645452 S3452 3 345 1 | 0.017 | 4.25 | Yes
GEN-2024-217 | 03 CENTRAL | G03 29SP | Sibley - 345 kV Bus Reconfiguration | 541202 SIBLEY 5 161 996681 SIBLEY11 161 11 | 0.1008 | 25.2 | Yes
GEN-2024-217 | 03 CENTRAL | G03 29SP | Raun – S3452 345 kV | 640377 TEKAMAH5 161 646226 S1226 5 161 1 | 0.01122 | 2.805 | Yes
GEN-2024-217 | 03 CENTRAL | G03 29SP | Lyons Co.– Lakefield 345 kV | 601048 LYON CO 3 345 631138 LAKEFLD3 345 1 | 0.02319 | 5.7975 | Yes
GEN-2024-217 | 03 CENTRAL | G03 29SP | Sibley - 345 kV Bus Reconfiguration | 541201 SIBLEY 7 345 541500 KETCHEM7 345 1 | 0.12119 | 30.2975 | Yes
GEN-2024-217 | 03 CENTRAL | G03 29SP | Raun – S3452 345 kV | 646247 S1247 5 161 646252 S1252 5 161 1 | 0.00581 | 1.4525 | Yes
GEN-2024-217 | 03 CENTRAL | G03 29SP | Raun – S3452 345 kV | 646226 S1226 5 161 646247 S1247 5 161 1 | 0.00581 | 1.4525 | Yes
GEN-2024-218 | 03 CENTRAL | G03 29SP | Sibley - 345 kV Bus Reconfiguration | 541200 PHILL 7 345 541201 SIBLEY 7 345 1 | 0.02223 | 4.4238 | Yes
GEN-2024-218 | 03 CENTRAL | G03 29SP | Raun – S3452 345 kV | 645452 S3452 3 345 645454 S3454 3 345 1 | 0.01968 | 3.9163 | Yes
GEN-2024-209 | 03 CENTRAL | G03 29SP | Auburn – Hoyt 345 kV | 640139 COOPER 3 345 640601 S3771 345 1 | 0.08501 | 16.917 | Yes
GEN-2024-218 | 03 CENTRAL | G03 29SP | Raun – S3452 345 kV | 645451 S3451 3 345 645452 S3452 3 345 2 | 0.00805 | 1.6019 | Yes
GEN-2024-218 | 03 CENTRAL | G03 29SP | Raun – S3452 345 kV | 645451 S3451 3 345 645452 S3452 3 345 1 | 0.00783 | 1.5582 | Yes
GEN-2024-218 | 03 CENTRAL | G03 29SP | Sibley - 345 kV Bus Reconfiguration | 541201 SIBLEY 7 345 783480 G24-217-TAP 345 1 | 0.0152 | 3.0248 | Yes
GEN-2024-210 | 03 CENTRAL | G03 29SP | Auburn – Hoyt 345 kV | 640601 S3771 345 532765 HOYT 7 345 1 | 0.01108 | 1.662 | Yes
GEN-2024-218 | 03 CENTRAL | G03 29SP | Lyons Co.– Lakefield 345 kV | 601048 LYON CO 3 345 631138 LAKEFLD3 345 1 | 0.01737 | 3.4566 | Yes
GEN-2024-218 | 03 CENTRAL | G03 29SP | Sibley - 345 kV Bus Reconfiguration | 541201 SIBLEY 7 345 541500 KETCHEM7 345 1 | 0.01881 | 3.7432 | Yes
GEN-2024-218 | 03 CENTRAL | G03 29SP | Sibley - 345 kV Bus Reconfiguration | 345408 7OVERTON 345 541201 SIBLEY 7 345 1 | 0.01305 | 2.597 | Yes
GEN-2024-228 | 03 CENTRAL | G03 29SP | Sibley - 345 kV Bus Reconfiguration | 541200 PHILL 7 345 541201 SIBLEY 7 345 1 | 0.0251 | 5.02 | Yes
GEN-2024-210 | 03 CENTRAL | G03 29SP | Auburn – Hoyt 345 kV | 640139 COOPER 3 345 640601 S3771 345 1 | 0.04131 | 6.1965 | Yes
GEN-2024-228 | 03 CENTRAL | G03 29SP | Raun – S3452 345 kV | 645452 S3452 3 345 645454 S3454 3 345 1 | 0.02897 | 5.794 | Yes
GEN-2024-215 | 03 CENTRAL | G03 29SP | Auburn – Hoyt 345 kV | 640601 S3771 345 532765 HOYT 7 345 1 | 0.03267 | 9.801 | Yes
GEN-2024-228 | 03 CENTRAL | G03 29SP | Raun – S3452 345 kV | 645451 S3451 3 345 645452 S3452 3 345 2 | 0.01288 | 2.576 | Yes
GEN-2024-228 | 03 CENTRAL | G03 29SP | Raun – S3452 345 kV | 645451 S3451 3 345 645452 S3452 3 345 1 | 0.01252 | 2.504 | Yes
GEN-2024-215 | 03 CENTRAL | G03 29SP | Auburn – Hoyt 345 kV | 640139 COOPER 3 345 640601 S3771 345 1 | 0.08145 | 24.435 | Yes
GEN-2024-228 | 03 CENTRAL | G03 29SP | Raun – S3452 345 kV | 640377 TEKAMAH5 161 646226 S1226 5 161 1 | 0.00736 | 1.472 | Yes
GEN-2024-228 | 03 CENTRAL | G03 29SP | Lyons Co.– Lakefield 345 kV | 601048 LYON CO 3 345 631138 LAKEFLD3 345 1 | 0.02059 | 4.118 | Yes
GEN-2024-228 | 03 CENTRAL | G03 29SP | Sibley - 345 kV Bus Reconfiguration | 541201 SIBLEY 7 345 541500 KETCHEM7 345 1 | 0.02324 | 4.648 | Yes
GEN-2024-249 | 03 CENTRAL | 00ALL 29SP | Bison – Hankinson – Big Stone South 345 kV | 620327 HANKSON4 230 996372 620:HANKINSO 230 2 | 0.00262 | 1.8895 | Yes
GEN-2024-249 | 03 CENTRAL | 00ALL 29SP | Bison – Hankinson – Big Stone South 345 kV | 620327 HANKSON4 230 996373 620:HANKINSO 230 1 | 0.00262 | 1.8895 | Yes
GEN-2024-249 | 03 CENTRAL | 00ALL 29SP | Bison – Hankinson – Big Stone South 345 kV | 620427 HANKINSON 3 345 996372 620:HANKINSO 230 2 | 0.00262 | 1.8895 | Yes
GEN-2024-249 | 03 CENTRAL | 00ALL 29SP | Raun – S3452 345 kV | 645452 S3452 3 345 645454 S3454 3 345 1 | 0.07192 | 51.8687 | Yes
GEN-2024-249 | 03 CENTRAL | 00ALL 29SP | Sibley - 345 kV Bus Reconfiguration | 541200 PHILL 7 345 541201 SIBLEY 7 345 1 | 0.02394 | 17.2655 | Yes
GEN-2024-249 | 03 CENTRAL | 00ALL 29SP | Raun – S3452 345 kV | 640377 TEKAMAH5 161 646226 S1226 5 161 1 | 0.02693 | 19.4219 | Yes
GEN-2024-249 | 03 CENTRAL | 00ALL 29SP | Bison – Hankinson – Big Stone South 345 kV | 620417 BSSOUTH3 345 620427 HANKINSON 3 345 1 | 0.01074 | 7.7457 | Yes
GEN-2024-249 | 03 CENTRAL | 00ALL 29SP | Bison – Hankinson – Big Stone South 345 kV | 620427 HANKINSON 3 345 996373 620:HANKINSO 230 1 | 0.00262 | 1.8895 | Yes
GEN-2024-249 | 03 CENTRAL | 00ALL 29SP | Lyons Co.– Lakefield 345 kV | 601048 LYON CO 3 345 631138 LAKEFLD3 345 1 | 0.04525 | 32.6343 | Yes
GEN-2024-249 | 03 CENTRAL | 00ALL 29SP | Raun – S3452 345 kV | 645452 S3452 3 345 645552 S3452 REACT3 345 Z1 | 0.0795 | 57.3354 | Yes
GEN-2024-249 | 03 CENTRAL | 00ALL 29SP | Raun – S3452 345 kV | 635200 RAUN 3 345 645552 S3452 REACT3 345 1 | 0.0795 | 57.3354 | Yes
GEN-2024-249 | 03 CENTRAL | 00ALL 29SP | Bison – Hankinson – Big Stone South 345 kV | 601067 BISON 3 345 620427 HANKINSON 3 345 1 | 0.00549 | 3.9594 | Yes
GEN-2024-249 | 03 CENTRAL | 00ALL 29SP | Raun – S3452 345 kV | 646247 S1247 5 161 646252 S1252 5 161 1 | 0.01456 | 10.5007 | Yes
GEN-2024-249 | 03 CENTRAL | 00ALL 29SP | Raun – S3452 345 kV | 635201 RAUN 5 161 646300 S1300 5 161 1 | 0.0195 | 14.0634 | Yes
GEN-2024-249 | 03 CENTRAL | 00ALL 29SP | Raun – S3452 345 kV | 646226 S1226 5 161 646247 S1247 5 161 1 | 0.01456 | 10.5007 | Yes
GEN-2024-217 | 03 CENTRAL | G03 29SP | Auburn – Hoyt 345 kV | 640601 S3771 345 640590 OLIVECREEK 3 345 1 | 0.06718 | 16.795 | Yes
GEN-2024-249 | 03 CENTRAL | 00ALL 29SP | Raun – S3452 345 kV | 645451 S3451 3 345 645452 S3452 3 345 2 | 0.03746 | 27.0162 | Yes
GEN-2024-249 | 03 CENTRAL | 00ALL 29SP | Raun – S3452 345 kV | 645451 S3451 3 345 645452 S3452 3 345 1 | 0.03642 | 26.2661 | Yes
GEN-2024-217 | 03 CENTRAL | G03 29SP | Auburn – Hoyt 345 kV | 640601 S3771 345 532765 HOYT 7 345 1 | 0.03786 | 9.465 | Yes
GEN-2024-249 | 03 CENTRAL | 00ALL 29SP | Raun – S3452 345 kV | 640377 TEKAMAH5 161 646300 S1300 5 161 1 | 0.0195 | 14.0634 | Yes
GEN-2024-249 | 03 CENTRAL | 00ALL 29SP | Sibley - 345 kV Bus Reconfiguration | 345408 7OVERTON 345 541201 SIBLEY 7 345 1 | 0.02914 | 21.0158 | Yes
GEN-2024-218 | 03 CENTRAL | G03 29SP | Auburn – Hoyt 345 kV | 640601 S3771 345 532765 HOYT 7 345 1 | 0.02851 | 5.6735 | Yes
GEN-2024-253 | 03 CENTRAL | 00ALL 29SP | Sibley - 345 kV Bus Reconfiguration | 541200 PHILL 7 345 541201 SIBLEY 7 345 1 | 0.01266 | 3.798 | Yes
GEN-2024-218 | 03 CENTRAL | G03 29SP | Auburn – Hoyt 345 kV | 640139 COOPER 3 345 640601 S3771 345 1 | 0.0348 | 6.9252 | Yes
GEN-2024-253 | 03 CENTRAL | 00ALL 29SP | Raun – S3452 345 kV | 645452 S3452 3 345 645454 S3454 3 345 1 | 0.03206 | 9.618 | Yes
GEN-2024-228 | 03 CENTRAL | G03 29SP | Auburn – Hoyt 345 kV | 640601 S3771 345 640590 OLIVECREEK 3 345 1 | 0.00709 | 1.418 | Yes
GEN-2024-253 | 03 CENTRAL | 00ALL 29SP | Bison – Hankinson – Big Stone South 345 kV | 620417 BSSOUTH3 345 620427 HANKINSON 3 345 1 | 0.00524 | 1.572 | Yes
GEN-2024-253 | 03 CENTRAL | 00ALL 29SP | Raun – S3452 345 kV | 645451 S3451 3 345 645452 S3452 3 345 2 | 0.01754 | 5.262 | Yes
GEN-2024-253 | 03 CENTRAL | 00ALL 29SP | Raun – S3452 345 kV | 645451 S3451 3 345 645452 S3452 3 345 1 | 0.01705 | 5.115 | Yes
GEN-2024-228 | 03 CENTRAL | G03 29SP | Auburn – Hoyt 345 kV | 640601 S3771 345 532765 HOYT 7 345 1 | 0.06077 | 12.154 | Yes
GEN-2024-253 | 03 CENTRAL | 00ALL 29SP | Raun – S3452 345 kV | 640377 TEKAMAH5 161 646226 S1226 5 161 1 | 0.01122 | 3.366 | Yes
GEN-2024-253 | 03 CENTRAL | 00ALL 29SP | Lyons Co.– Lakefield 345 kV | 601048 LYON CO 3 345 631138 LAKEFLD3 345 1 | 0.02324 | 6.972 | Yes
GEN-2024-253 | 03 CENTRAL | 00ALL 29SP | Sibley - 345 kV Bus Reconfiguration | 541201 SIBLEY 7 345 541500 KETCHEM7 345 1 | 0.05469 | 16.407 | Yes
GEN-2024-253 | 03 CENTRAL | 00ALL 29SP | Raun – S3452 345 kV | 646247 S1247 5 161 646252 S1252 5 161 1 | 0.00582 | 1.746 | Yes
GEN-2024-253 | 03 CENTRAL | 00ALL 29SP | Raun – S3452 345 kV | 646226 S1226 5 161 646247 S1247 5 161 1 | 0.00582 | 1.746 | Yes
GEN-2024-253 | 03 CENTRAL | 00ALL 29SP | Raun – S3452 345 kV | 645452 S3452 3 345 645454 S3454 3 345 1 | 0.06911 | 20.733 | Yes
GEN-2024-253 | 03 CENTRAL | 00ALL 29SP | Sibley - 345 kV Bus Reconfiguration | 541200 PHILL 7 345 541201 SIBLEY 7 345 1 | 0.02045 | 6.135 | Yes
GEN-2024-253 | 03 CENTRAL | 00ALL 29SP | Raun – S3452 345 kV | 640377 TEKAMAH5 161 646226 S1226 5 161 1 | 0.02739 | 8.217 | Yes
GEN-2024-253 | 03 CENTRAL | 00ALL 29SP | Bison – Hankinson – Big Stone South 345 kV | 620417 BSSOUTH3 345 620427 HANKINSON 3 345 1 | 0.01067 | 3.201 | Yes
GEN-2024-253 | 03 CENTRAL | 00ALL 29SP | Lyons Co.– Lakefield 345 kV | 601048 LYON CO 3 345 631138 LAKEFLD3 345 1 | 0.04565 | 13.695 | Yes
GEN-2024-253 | 03 CENTRAL | 00ALL 29SP | Raun – S3452 345 kV | 645452 S3452 3 345 645552 S3452 REACT3 345 Z1 | 0.07998 | 23.994 | Yes
GEN-2024-253 | 03 CENTRAL | 00ALL 29SP | Raun – S3452 345 kV | 635200 RAUN 3 345 645552 S3452 REACT3 345 1 | 0.07998 | 23.994 | Yes
GEN-2024-253 | 03 CENTRAL | 00ALL 29SP | Bison – Hankinson – Big Stone South 345 kV | 601067 BISON 3 345 620427 HANKINSON 3 345 1 | 0.00539 | 1.617 | Yes
GEN-2024-253 | 03 CENTRAL | 00ALL 29SP | Raun – S3452 345 kV | 646247 S1247 5 161 646252 S1252 5 161 1 | 0.01488 | 4.464 | Yes
GEN-2024-253 | 03 CENTRAL | 00ALL 29SP | Raun – S3452 345 kV | 635201 RAUN 5 161 646300 S1300 5 161 1 | 0.01925 | 5.775 | Yes
GEN-2024-253 | 03 CENTRAL | 00ALL 29SP | Raun – S3452 345 kV | 646226 S1226 5 161 646247 S1247 5 161 1 | 0.01488 | 4.464 | Yes
GEN-2024-228 | 03 CENTRAL | G03 29SP | Auburn – Hoyt 345 kV | 640139 COOPER 3 345 640601 S3771 345 1 | 0.05368 | 10.736 | Yes
GEN-2024-253 | 03 CENTRAL | 00ALL 29SP | Raun – S3452 345 kV | 645451 S3451 3 345 645452 S3452 3 345 2 | 0.03771 | 11.313 | Yes
GEN-2024-253 | 03 CENTRAL | 00ALL 29SP | Raun – S3452 345 kV | 645451 S3451 3 345 645452 S3452 3 345 1 | 0.03666 | 10.998 | Yes
GEN-2024-249 | 03 CENTRAL | 00ALL 29SP | Auburn – Hoyt 345 kV | 640139 COOPER 3 345 640601 S3771 345 1 | 0.1133 | 81.712 | Yes
GEN-2024-253 | 03 CENTRAL | 00ALL 29SP | Raun – S3452 345 kV | 640377 TEKAMAH5 161 646300 S1300 5 161 1 | 0.01925 | 5.775 | Yes
GEN-2024-253 | 03 CENTRAL | 00ALL 29SP | Sibley - 345 kV Bus Reconfiguration | 345408 7OVERTON 345 541201 SIBLEY 7 345 1 | 0.04896 | 14.688 | Yes
GEN-2024-249 | 03 CENTRAL | 00ALL 29SP | Auburn – Hoyt 345 kV | 640601 S3771 345 532765 HOYT 7 345 1 | 0.20756 | 149.6923 | Yes
GEN-2024-257 | 03 CENTRAL | G03 29SP | Sibley - 345 kV Bus Reconfiguration | 541200 PHILL 7 345 541201 SIBLEY 7 345 1 | 0.02755 | 6.061 | Yes
GEN-2024-249 | 03 CENTRAL | 00ALL 29SP | Auburn – Hoyt 345 kV | 640601 S3771 345 640590 OLIVECREEK 3 345 1 | 0.09426 | 67.9803 | Yes
GEN-2024-257 | 03 CENTRAL | G03 29SP | Raun – S3452 345 kV | 645452 S3452 3 345 645454 S3454 3 345 1 | 0.02447 | 5.3834 | Yes
GEN-2024-253 | 03 CENTRAL | 00ALL 29SP | Auburn – Hoyt 345 kV | 640601 S3771 345 640590 OLIVECREEK 3 345 1 | 0.07789 | 23.367 | Yes
GEN-2024-257 | 03 CENTRAL | G03 29SP | Raun – S3452 345 kV | 645451 S3451 3 345 645452 S3452 3 345 2 | 0.01098 | 2.4156 | Yes
GEN-2024-257 | 03 CENTRAL | G03 29SP | Raun – S3452 345 kV | 645451 S3451 3 345 645452 S3452 3 345 1 | 0.01068 | 2.3496 | Yes
GEN-2024-257 | 03 CENTRAL | G03 29SP | Sibley - 345 kV Bus Reconfiguration | 541201 SIBLEY 7 345 783480 G24-217-TAP 345 1 | 0.01211 | 2.6642 | Yes
GEN-2024-253 | 03 CENTRAL | 00ALL 29SP | Auburn – Hoyt 345 kV | 640601 S3771 345 532765 HOYT 7 345 1 | 0.08751 | 26.253 | Yes
GEN-2024-257 | 03 CENTRAL | G03 29SP | Raun – S3452 345 kV | 640377 TEKAMAH5 161 646226 S1226 5 161 1 | 0.00606 | 1.3332 | Yes
GEN-2024-257 | 03 CENTRAL | G03 29SP | Lyons Co.– Lakefield 345 kV | 601048 LYON CO 3 345 631138 LAKEFLD3 345 1 | 0.0196 | 4.312 | Yes
GEN-2024-257 | 03 CENTRAL | G03 29SP | Sibley - 345 kV Bus Reconfiguration | 541201 SIBLEY 7 345 541500 KETCHEM7 345 1 | 0.02472 | 5.4384 | Yes
GEN-2024-257 | 03 CENTRAL | G03 29SP | Sibley - 345 kV Bus Reconfiguration | 345408 7OVERTON 345 541201 SIBLEY 7 345 1 | 0.0097 | 2.134 | Yes
GEN-2024-258 | 03 CENTRAL | G03 29SP | Sibley - 345 kV Bus Reconfiguration | 541200 PHILL 7 345 541201 SIBLEY 7 345 1 | 0.05647 | 16.941 | Yes
GEN-2024-253 | 03 CENTRAL | 00ALL 29SP | Auburn – Hoyt 345 kV | 640139 COOPER 3 345 640601 S3771 345 1 | 0.00962 | 2.886 | Yes
GEN-2024-258 | 03 CENTRAL | G03 29SP | Raun – S3452 345 kV | 645452 S3452 3 345 645454 S3454 3 345 1 | 0.02341 | 7.023 | Yes
GEN-2024-253 | 03 CENTRAL | 00ALL 29SP | Auburn – Hoyt 345 kV | 640139 COOPER 3 345 640601 S3771 345 1 | 0.01523 | 4.569 | Yes
GEN-2024-258 | 03 CENTRAL | G03 29SP | Bison – Hankinson – Big Stone South 345 kV | 620417 BSSOUTH3 345 620427 HANKINSON 3 345 1 | 0.00444 | 1.332 | Yes
GEN-2024-258 | 03 CENTRAL | G03 29SP | Raun – S3452 345 kV | 645451 S3451 3 345 645452 S3452 3 345 2 | 0.01269 | 3.807 | Yes
GEN-2024-258 | 03 CENTRAL | G03 29SP | Raun – S3452 345 kV | 645451 S3451 3 345 645452 S3452 3 345 1 | 0.01234 | 3.702 | Yes
GEN-2024-258 | 03 CENTRAL | G03 29SP | Sibley - 345 kV Bus Reconfiguration | 541201 SIBLEY 7 345 783480 G24-217-TAP 345 1 | 0.0222 | 6.66 | Yes
GEN-2024-253 | 03 CENTRAL | 00ALL 29SP | Auburn – Hoyt 345 kV | 640601 S3771 345 532765 HOYT 7 345 1 | 0.12232 | 36.696 | Yes
GEN-2024-258 | 03 CENTRAL | G03 29SP | Raun – S3452 345 kV | 640377 TEKAMAH5 161 646226 S1226 5 161 1 | 0.00781 | 2.343 | Yes
GEN-2024-258 | 03 CENTRAL | G03 29SP | Lyons Co.– Lakefield 345 kV | 601048 LYON CO 3 345 631138 LAKEFLD3 345 1 | 0.0211 | 6.33 | Yes
GEN-2024-258 | 03 CENTRAL | G03 29SP | Sibley - 345 kV Bus Reconfiguration | 541201 SIBLEY 7 345 541500 KETCHEM7 345 1 | 0.04624 | 13.872 | Yes
GEN-2024-258 | 03 CENTRAL | G03 29SP | Raun – S3452 345 kV | 646247 S1247 5 161 646252 S1252 5 161 1 | 0.00391 | 1.173 | Yes
GEN-2024-258 | 03 CENTRAL | G03 29SP | Raun – S3452 345 kV | 646226 S1226 5 161 646247 S1247 5 161 1 | 0.00391 | 1.173 | Yes
GEN-2024-258 | 03 CENTRAL | G03 29SP | Sibley - 345 kV Bus Reconfiguration | 345408 7OVERTON 345 541201 SIBLEY 7 345 1 | 0.01068 | 3.204 | Yes
GEN-2024-259 | 03 CENTRAL | G03 29SP | Sibley - 345 kV Bus Reconfiguration | 541200 PHILL 7 345 541201 SIBLEY 7 345 1 | 0.04937 | 9.8641 | Yes
GEN-2024-253 | 03 CENTRAL | 00ALL 29SP | Auburn – Hoyt 345 kV | 640601 S3771 345 640590 OLIVECREEK 3 345 1 | 0.10709 | 32.127 | Yes
GEN-2024-259 | 03 CENTRAL | G03 29SP | Raun – S3452 345 kV | 645452 S3452 3 345 645454 S3454 3 345 1 | 0.01967 | 3.9301 | Yes
GEN-2024-257 | 03 CENTRAL | G03 29SP | Auburn – Hoyt 345 kV | 640601 S3771 345 640590 OLIVECREEK 3 345 1 | 0.00625 | 1.375 | Yes
GEN-2024-259 | 03 CENTRAL | G03 29SP | Raun – S3452 345 kV | 645451 S3451 3 345 645452 S3452 3 345 2 | 0.01128 | 2.2537 | Yes
GEN-2024-259 | 03 CENTRAL | G03 29SP | Raun – S3452 345 kV | 645451 S3451 3 345 645452 S3452 3 345 1 | 0.01097 | 2.1918 | Yes
GEN-2024-259 | 03 CENTRAL | G03 29SP | Sibley - 345 kV Bus Reconfiguration | 541201 SIBLEY 7 345 783480 G24-217-TAP 345 1 | 0.03042 | 6.0779 | Yes
GEN-2024-257 | 03 CENTRAL | G03 29SP | Auburn – Hoyt 345 kV | 640601 S3771 345 532765 HOYT 7 345 1 | 0.04696 | 10.3312 | Yes
GEN-2024-259 | 03 CENTRAL | G03 29SP | Raun – S3452 345 kV | 640377 TEKAMAH5 161 646226 S1226 5 161 1 | 0.00696 | 1.3906 | Yes
GEN-2024-259 | 03 CENTRAL | G03 29SP | Lyons Co.– Lakefield 345 kV | 601048 LYON CO 3 345 631138 LAKEFLD3 345 1 | 0.02064 | 4.1239 | Yes
GEN-2024-259 | 03 CENTRAL | G03 29SP | Sibley - 345 kV Bus Reconfiguration | 541201 SIBLEY 7 345 541500 KETCHEM7 345 1 | 0.04658 | 9.3067 | Yes
GEN-2024-259 | 03 CENTRAL | G03 29SP | Sibley - 345 kV Bus Reconfiguration | 345408 7OVERTON 345 541201 SIBLEY 7 345 1 | 0.02563 | 5.1209 | Yes
GEN-2024-257 | 03 CENTRAL | G03 29SP | Auburn – Hoyt 345 kV | 640139 COOPER 3 345 640601 S3771 345 1 | 0.04071 | 8.9562 | Yes
GEN-2024-260 | 03 CENTRAL | G03 29SP | Raun – S3452 345 kV | 645452 S3452 3 345 645454 S3454 3 345 1 | 0.03489 | 6.971 | Yes
GEN-2024-258 | 03 CENTRAL | G03 29SP | Auburn – Hoyt 345 kV | 640601 S3771 345 640590 OLIVECREEK 3 345 1 | 0.04103 | 12.309 | Yes
GEN-2024-260 | 03 CENTRAL | G03 29SP | Bison – Hankinson – Big Stone South 345 kV | 620417 BSSOUTH3 345 620427 HANKINSON 3 345 1 | 0.00571 | 1.1409 | Yes
GEN-2024-260 | 03 CENTRAL | G03 29SP | Raun – S3452 345 kV | 645451 S3451 3 345 645452 S3452 3 345 2 | 0.02002 | 4 | Yes
GEN-2024-260 | 03 CENTRAL | G03 29SP | Raun – S3452 345 kV | 645451 S3451 3 345 645452 S3452 3 345 1 | 0.01946 | 3.8881 | Yes
GEN-2024-260 | 03 CENTRAL | G03 29SP | Raun – S3452 345 kV | 640377 TEKAMAH5 161 646226 S1226 5 161 1 | 0.01309 | 2.6154 | Yes
GEN-2024-260 | 03 CENTRAL | G03 29SP | Lyons Co.– Lakefield 345 kV | 601048 LYON CO 3 345 631138 LAKEFLD3 345 1 | 0.02457 | 4.9091 | Yes
GEN-2024-260 | 03 CENTRAL | G03 29SP | Sibley - 345 kV Bus Reconfiguration | 541201 SIBLEY 7 345 541500 KETCHEM7 345 1 | 0.03415 | 6.8232 | Yes
GEN-2024-260 | 03 CENTRAL | G03 29SP | Raun – S3452 345 kV | 646247 S1247 5 161 646252 S1252 5 161 1 | 0.00691 | 1.3806 | Yes
GEN-2024-260 | 03 CENTRAL | G03 29SP | Raun – S3452 345 kV | 646226 S1226 5 161 646247 S1247 5 161 1 | 0.00691 | 1.3806 | Yes
GEN-2024-272 | 03 CENTRAL | G03 29SP | Sibley - 345 kV Bus Reconfiguration | 541200 PHILL 7 345 541201 SIBLEY 7 345 1 | 0.02861 | 5.6934 | Yes
GEN-2024-258 | 03 CENTRAL | G03 29SP | Auburn – Hoyt 345 kV | 640601 S3771 345 532765 HOYT 7 345 1 | 0.06229 | 18.687 | Yes
GEN-2024-272 | 03 CENTRAL | G03 29SP | Raun – S3452 345 kV | 645452 S3452 3 345 645454 S3454 3 345 1 | 0.02394 | 4.7641 | Yes
GEN-2024-258 | 03 CENTRAL | G03 29SP | Auburn – Hoyt 345 kV | 640139 COOPER 3 345 640601 S3771 345 1 | 0.02126 | 6.378 | Yes
GEN-2024-272 | 03 CENTRAL | G03 29SP | Raun – S3452 345 kV | 645451 S3451 3 345 645452 S3452 3 345 2 | 0.01088 | 2.1651 | Yes
GEN-2024-272 | 03 CENTRAL | G03 29SP | Raun – S3452 345 kV | 645451 S3451 3 345 645452 S3452 3 345 1 | 0.01058 | 2.1054 | Yes
GEN-2024-272 | 03 CENTRAL | G03 29SP | Sibley - 345 kV Bus Reconfiguration | 541201 SIBLEY 7 345 783480 G24-217-TAP 345 1 | 0.01313 | 2.6129 | Yes
GEN-2024-259 | 03 CENTRAL | G03 29SP | Auburn – Hoyt 345 kV | 640601 S3771 345 640590 OLIVECREEK 3 345 1 | 0.03848 | 7.6883 | Yes
GEN-2024-272 | 03 CENTRAL | G03 29SP | Raun – S3452 345 kV | 640377 TEKAMAH5 161 646226 S1226 5 161 1 | 0.00603 | 1.2 | Yes
GEN-2024-272 | 03 CENTRAL | G03 29SP | Lyons Co.– Lakefield 345 kV | 601048 LYON CO 3 345 631138 LAKEFLD3 345 1 | 0.01958 | 3.8964 | Yes
GEN-2024-272 | 03 CENTRAL | G03 29SP | Sibley - 345 kV Bus Reconfiguration | 541201 SIBLEY 7 345 541500 KETCHEM7 345 1 | 0.02578 | 5.1302 | Yes
GEN-2024-272 | 03 CENTRAL | G03 29SP | Sibley - 345 kV Bus Reconfiguration | 345408 7OVERTON 345 541201 SIBLEY 7 345 1 | 0.01067 | 2.1233 | Yes
GEN-2024-274 | 03 CENTRAL | G03 29SP | Sibley - 345 kV Bus Reconfiguration | 541200 PHILL 7 345 541201 SIBLEY 7 345 1 | 0.03506 | 6.1355 | Yes
GEN-2024-259 | 03 CENTRAL | G03 29SP | Auburn – Hoyt 345 kV | 640601 S3771 345 532765 HOYT 7 345 1 | 0.04867 | 9.7243 | Yes
GEN-2024-274 | 03 CENTRAL | G03 29SP | Raun – S3452 345 kV | 645452 S3452 3 345 645454 S3454 3 345 1 | 0.02247 | 3.9323 | Yes
GEN-2024-259 | 03 CENTRAL | G03 29SP | Auburn – Hoyt 345 kV | 640139 COOPER 3 345 640601 S3771 345 1 | 0.01019 | 2.036 | Yes
GEN-2024-274 | 03 CENTRAL | G03 29SP | Raun – S3452 345 kV | 645451 S3451 3 345 645452 S3452 3 345 2 | 0.01106 | 1.9355 | Yes
GEN-2024-274 | 03 CENTRAL | G03 29SP | Raun – S3452 345 kV | 645451 S3451 3 345 645452 S3452 3 345 1 | 0.01076 | 1.883 | Yes
GEN-2024-274 | 03 CENTRAL | G03 29SP | Sibley - 345 kV Bus Reconfiguration | 541201 SIBLEY 7 345 783480 G24-217-TAP 345 1 | 0.01718 | 3.0065 | Yes
GEN-2024-260 | 03 CENTRAL | G03 29SP | Auburn – Hoyt 345 kV | 640601 S3771 345 640590 OLIVECREEK 3 345 1 | 0.09956 | 19.8921 | Yes
GEN-2024-274 | 03 CENTRAL | G03 29SP | Raun – S3452 345 kV | 640377 TEKAMAH5 161 646226 S1226 5 161 1 | 0.0064 | 1.12 | Yes
GEN-2024-274 | 03 CENTRAL | G03 29SP | Lyons Co.– Lakefield 345 kV | 601048 LYON CO 3 345 631138 LAKEFLD3 345 1 | 0.01992 | 3.486 | Yes
GEN-2024-274 | 03 CENTRAL | G03 29SP | Sibley - 345 kV Bus Reconfiguration | 541201 SIBLEY 7 345 541500 KETCHEM7 345 1 | 0.03231 | 5.6542 | Yes
GEN-2024-274 | 03 CENTRAL | G03 29SP | Sibley - 345 kV Bus Reconfiguration | 345408 7OVERTON 345 541201 SIBLEY 7 345 1 | 0.01436 | 2.513 | Yes
GEN-2024-276 | 03 CENTRAL | G03 29SP | Sibley - 345 kV Bus Reconfiguration | 541200 PHILL 7 345 541201 SIBLEY 7 345 1 | 0.03789 | 5.6835 | Yes
GEN-2024-260 | 03 CENTRAL | G03 29SP | Auburn – Hoyt 345 kV | 640601 S3771 345 532765 HOYT 7 345 1 | 0.00919 | 1.8362 | Yes
GEN-2024-276 | 03 CENTRAL | G03 29SP | Raun – S3452 345 kV | 645452 S3452 3 345 645454 S3454 3 345 1 | 0.03165 | 4.7475 | Yes
GEN-2024-272 | 03 CENTRAL | G03 29SP | Auburn – Hoyt 345 kV | 640601 S3771 345 640590 OLIVECREEK 3 345 1 | 0.00806 | 1.6039 | Yes
GEN-2024-276 | 03 CENTRAL | G03 29SP | Raun – S3452 345 kV | 645451 S3451 3 345 645452 S3452 3 345 2 | 0.01653 | 2.4795 | Yes
GEN-2024-276 | 03 CENTRAL | G03 29SP | Raun – S3452 345 kV | 645451 S3451 3 345 645452 S3452 3 345 1 | 0.01607 | 2.4105 | Yes
GEN-2024-272 | 03 CENTRAL | G03 29SP | Auburn – Hoyt 345 kV | 640601 S3771 345 532765 HOYT 7 345 1 | 0.04686 | 9.3251 | Yes
GEN-2024-276 | 03 CENTRAL | G03 29SP | Raun – S3452 345 kV | 640377 TEKAMAH5 161 646226 S1226 5 161 1 | 0.01045 | 1.5675 | Yes
GEN-2024-276 | 03 CENTRAL | G03 29SP | Lyons Co.– Lakefield 345 kV | 601048 LYON CO 3 345 631138 LAKEFLD3 345 1 | 0.02266 | 3.399 | Yes
GEN-2024-276 | 03 CENTRAL | G03 29SP | Sibley - 345 kV Bus Reconfiguration | 541201 SIBLEY 7 345 541500 KETCHEM7 345 1 | 0.04211 | 6.3165 | Yes
GEN-2024-277 | 03 CENTRAL | G03 29SP | Sibley - 345 kV Bus Reconfiguration | 541200 PHILL 7 345 541201 SIBLEY 7 345 1 | 0.03789 | 5.6835 | Yes
GEN-2024-272 | 03 CENTRAL | G03 29SP | Auburn – Hoyt 345 kV | 640139 COOPER 3 345 640601 S3771 345 1 | 0.0388 | 7.7212 | Yes
GEN-2024-277 | 03 CENTRAL | G03 29SP | Raun – S3452 345 kV | 645452 S3452 3 345 645454 S3454 3 345 1 | 0.03165 | 4.7475 | Yes
GEN-2024-274 | 03 CENTRAL | G03 29SP | Auburn – Hoyt 345 kV | 640601 S3771 345 640590 OLIVECREEK 3 345 1 | 0.02004 | 3.507 | Yes
GEN-2024-277 | 03 CENTRAL | G03 29SP | Raun – S3452 345 kV | 645451 S3451 3 345 645452 S3452 3 345 2 | 0.01653 | 2.4795 | Yes
GEN-2024-277 | 03 CENTRAL | G03 29SP | Raun – S3452 345 kV | 645451 S3451 3 345 645452 S3452 3 345 1 | 0.01607 | 2.4105 | Yes
GEN-2024-274 | 03 CENTRAL | G03 29SP | Auburn – Hoyt 345 kV | 640601 S3771 345 532765 HOYT 7 345 1 | 0.05114 | 8.9495 | Yes
GEN-2024-277 | 03 CENTRAL | G03 29SP | Raun – S3452 345 kV | 640377 TEKAMAH5 161 646226 S1226 5 161 1 | 0.01045 | 1.5675 | Yes
GEN-2024-277 | 03 CENTRAL | G03 29SP | Lyons Co.– Lakefield 345 kV | 601048 LYON CO 3 345 631138 LAKEFLD3 345 1 | 0.02266 | 3.399 | Yes
GEN-2024-277 | 03 CENTRAL | G03 29SP | Sibley - 345 kV Bus Reconfiguration | 541201 SIBLEY 7 345 541500 KETCHEM7 345 1 | 0.04211 | 6.3165 | Yes
GEN-2024-287 | 03 CENTRAL | G03 29SP | Sibley - 345 kV Bus Reconfiguration | 541200 PHILL 7 345 541201 SIBLEY 7 345 1 | 0.05371 | 10.7313 | Yes
GEN-2024-274 | 03 CENTRAL | G03 29SP | Auburn – Hoyt 345 kV | 640139 COOPER 3 345 640601 S3771 345 1 | 0.0311 | 5.4425 | Yes
GEN-2024-287 | 03 CENTRAL | G03 29SP | Raun – S3452 345 kV | 645452 S3452 3 345 645454 S3454 3 345 1 | 0.0221 | 4.4156 | Yes
GEN-2024-276 | 03 CENTRAL | G03 29SP | Auburn – Hoyt 345 kV | 640601 S3771 345 640590 OLIVECREEK 3 345 1 | 0.06106 | 9.159 | Yes
GEN-2024-287 | 03 CENTRAL | G03 29SP | Raun – S3452 345 kV | 645451 S3451 3 345 645452 S3452 3 345 2 | 0.01218 | 2.4336 | Yes
GEN-2024-287 | 03 CENTRAL | G03 29SP | Raun – S3452 345 kV | 645451 S3451 3 345 645452 S3452 3 345 1 | 0.01184 | 2.3656 | Yes
GEN-2024-287 | 03 CENTRAL | G03 29SP | Sibley - 345 kV Bus Reconfiguration | 541201 SIBLEY 7 345 783480 G24-217-TAP 345 1 | 0.02568 | 5.1309 | Yes
GEN-2024-276 | 03 CENTRAL | G03 29SP | Auburn – Hoyt 345 kV | 640601 S3771 345 532765 HOYT 7 345 1 | 0.1102 | 16.53 | Yes
GEN-2024-287 | 03 CENTRAL | G03 29SP | Raun – S3452 345 kV | 640377 TEKAMAH5 161 646226 S1226 5 161 1 | 0.0075 | 1.4985 | Yes
GEN-2024-287 | 03 CENTRAL | G03 29SP | Lyons Co.– Lakefield 345 kV | 601048 LYON CO 3 345 631138 LAKEFLD3 345 1 | 0.02094 | 4.1838 | Yes
GEN-2024-287 | 03 CENTRAL | G03 29SP | Sibley - 345 kV Bus Reconfiguration | 541201 SIBLEY 7 345 541500 KETCHEM7 345 1 | 0.04606 | 9.2028 | Yes
GEN-2024-287 | 03 CENTRAL | G03 29SP | Sibley - 345 kV Bus Reconfiguration | 345408 7OVERTON 345 541201 SIBLEY 7 345 1 | 0.01669 | 3.3347 | Yes
GEN-2024-288 | 03 CENTRAL | G03 29SP | Raun – S3452 345 kV | 645452 S3452 3 345 645454 S3454 3 345 1 | 0.04598 | 5.9774 | Yes
GEN-2024-276 | 03 CENTRAL | G03 29SP | Auburn – Hoyt 345 kV | 640139 COOPER 3 345 640601 S3771 345 1 | 0.04914 | 7.371 | Yes
GEN-2024-288 | 03 CENTRAL | G03 29SP | Raun – S3452 345 kV | 645451 S3451 3 345 645452 S3452 3 345 2 | 0.01736 | 2.2568 | Yes
GEN-2024-288 | 03 CENTRAL | G03 29SP | Raun – S3452 345 kV | 645451 S3451 3 345 645452 S3452 3 345 1 | 0.01688 | 2.1944 | Yes
GEN-2024-277 | 03 CENTRAL | G03 29SP | Auburn – Hoyt 345 kV | 640601 S3771 345 640590 OLIVECREEK 3 345 1 | 0.06106 | 9.159 | Yes
GEN-2024-288 | 03 CENTRAL | G03 29SP | Raun – S3452 345 kV | 640377 TEKAMAH5 161 646226 S1226 5 161 1 | 0.00992 | 1.2896 | Yes
GEN-2024-288 | 03 CENTRAL | G03 29SP | Lyons Co.– Lakefield 345 kV | 601048 LYON CO 3 345 631138 LAKEFLD3 345 1 | 0.02256 | 2.9328 | Yes
GEN-2024-289 | 03 CENTRAL | G03 29SP | Sibley - 345 kV Bus Reconfiguration | 541200 PHILL 7 345 541201 SIBLEY 7 345 1 | 0.09869 | 34.5415 | Yes
GEN-2024-277 | 03 CENTRAL | G03 29SP | Auburn – Hoyt 345 kV | 640601 S3771 345 532765 HOYT 7 345 1 | 0.1102 | 16.53 | Yes
GEN-2024-289 | 03 CENTRAL | G03 29SP | Raun – S3452 345 kV | 645452 S3452 3 345 645454 S3454 3 345 1 | 0.02419 | 8.4665 | Yes
GEN-2024-277 | 03 CENTRAL | G03 29SP | Auburn – Hoyt 345 kV | 640139 COOPER 3 345 640601 S3771 345 1 | 0.04914 | 7.371 | Yes
GEN-2024-289 | 03 CENTRAL | G03 29SP | Bison – Hankinson – Big Stone South 345 kV | 620417 BSSOUTH3 345 620427 HANKINSON 3 345 1 | 0.00462 | 1.617 | Yes
GEN-2024-289 | 03 CENTRAL | G03 29SP | Raun – S3452 345 kV | 645451 S3451 3 345 645452 S3452 3 345 2 | 0.01418 | 4.963 | Yes
GEN-2024-289 | 03 CENTRAL | G03 29SP | Raun – S3452 345 kV | 645451 S3451 3 345 645452 S3452 3 345 1 | 0.01379 | 4.8265 | Yes
GEN-2024-289 | 03 CENTRAL | G03 29SP | Sibley - 345 kV Bus Reconfiguration | 541201 SIBLEY 7 345 783480 G24-217-TAP 345 1 | 0.05304 | 18.564 | Yes
GEN-2024-289 | 03 CENTRAL | G03 29SP | Raun – S3452 345 kV | 640377 TEKAMAH5 161 646226 S1226 5 161 1 | 0.00906 | 3.171 | Yes
GEN-2024-289 | 03 CENTRAL | G03 29SP | Lyons Co.– Lakefield 345 kV | 601048 LYON CO 3 345 631138 LAKEFLD3 345 1 | 0.02212 | 7.742 | Yes
GEN-2024-289 | 03 CENTRAL | G03 29SP | Sibley - 345 kV Bus Reconfiguration | 541201 SIBLEY 7 345 541500 KETCHEM7 345 1 | 0.07298 | 25.543 | Yes
GEN-2024-289 | 03 CENTRAL | G03 29SP | Raun – S3452 345 kV | 646247 S1247 5 161 646252 S1252 5 161 1 | 0.00463 | 1.6205 | Yes
GEN-2024-289 | 03 CENTRAL | G03 29SP | Raun – S3452 345 kV | 646226 S1226 5 161 646247 S1247 5 161 1 | 0.00463 | 1.6205 | Yes
GEN-2024-289 | 03 CENTRAL | G03 29SP | Sibley - 345 kV Bus Reconfiguration | 345408 7OVERTON 345 541201 SIBLEY 7 345 1 | 0.00598 | 2.093 | Yes
GEN-2024-319 | 03 CENTRAL | G03 29SP | Sibley - 345 kV Bus Reconfiguration | 541200 PHILL 7 345 541201 SIBLEY 7 345 1 | 0.00622 | 1.2378 | Yes
GEN-2024-287 | 03 CENTRAL | G03 29SP | Auburn – Hoyt 345 kV | 640601 S3771 345 640590 OLIVECREEK 3 345 1 | 0.03984 | 7.96 | Yes
GEN-2024-319 | 03 CENTRAL | G03 29SP | Raun – S3452 345 kV | 645452 S3452 3 345 645454 S3454 3 345 1 | 0.03025 | 6.0198 | Yes
GEN-2024-287 | 03 CENTRAL | G03 29SP | Auburn – Hoyt 345 kV | 640601 S3771 345 532765 HOYT 7 345 1 | 0.05768 | 11.5245 | Yes
GEN-2024-319 | 03 CENTRAL | G03 29SP | Bison – Hankinson – Big Stone South 345 kV | 620417 BSSOUTH3 345 620427 HANKINSON 3 345 1 | 0.00509 | 1.0129 | Yes
GEN-2024-319 | 03 CENTRAL | G03 29SP | Raun – S3452 345 kV | 645451 S3451 3 345 645452 S3452 3 345 2 | 0.01684 | 3.3512 | Yes
GEN-2024-319 | 03 CENTRAL | G03 29SP | Raun – S3452 345 kV | 645451 S3451 3 345 645452 S3452 3 345 1 | 0.01638 | 3.2596 | Yes
GEN-2024-319 | 03 CENTRAL | G03 29SP | Raun – S3452 345 kV | 640377 TEKAMAH5 161 646226 S1226 5 161 1 | 0.01078 | 2.1452 | Yes
GEN-2024-319 | 03 CENTRAL | G03 29SP | Lyons Co.– Lakefield 345 kV | 601048 LYON CO 3 345 631138 LAKEFLD3 345 1 | 0.023 | 4.577 | Yes
GEN-2024-319 | 03 CENTRAL | G03 29SP | Sibley - 345 kV Bus Reconfiguration | 541201 SIBLEY 7 345 541500 KETCHEM7 345 1 | 0.07087 | 14.1031 | Yes
GEN-2024-319 | 03 CENTRAL | G03 29SP | Raun – S3452 345 kV | 646247 S1247 5 161 646252 S1252 5 161 1 | 0.00558 | 1.1104 | Yes
GEN-2024-319 | 03 CENTRAL | G03 29SP | Raun – S3452 345 kV | 646226 S1226 5 161 646247 S1247 5 161 1 | 0.00558 | 1.1104 | Yes
GEN-2024-320 | 03 CENTRAL | G03 29SP | Sibley - 345 kV Bus Reconfiguration | 541200 PHILL 7 345 541201 SIBLEY 7 345 1 | 0.02064 | 4.1074 | Yes
GEN-2024-287 | 03 CENTRAL | G03 29SP | Auburn – Hoyt 345 kV | 640139 COOPER 3 345 640601 S3771 345 1 | 0.01783 | 3.5624 | Yes
GEN-2024-320 | 03 CENTRAL | G03 29SP | Raun – S3452 345 kV | 645452 S3452 3 345 645454 S3454 3 345 1 | 0.03147 | 6.2625 | Yes
GEN-2024-288 | 03 CENTRAL | G03 29SP | Auburn – Hoyt 345 kV | 640601 S3771 345 532765 HOYT 7 345 1 | 0.02354 | 3.0602 | Yes
GEN-2024-320 | 03 CENTRAL | G03 29SP | Bison – Hankinson – Big Stone South 345 kV | 620417 BSSOUTH3 345 620427 HANKINSON 3 345 1 | 0.00518 | 1.0308 | Yes
GEN-2024-320 | 03 CENTRAL | G03 29SP | Raun – S3452 345 kV | 645451 S3451 3 345 645452 S3452 3 345 2 | 0.01716 | 3.4148 | Yes
GEN-2024-320 | 03 CENTRAL | G03 29SP | Raun – S3452 345 kV | 645451 S3451 3 345 645452 S3452 3 345 1 | 0.01669 | 3.3213 | Yes
GEN-2024-288 | 03 CENTRAL | G03 29SP | Auburn – Hoyt 345 kV | 640139 COOPER 3 345 640601 S3771 345 1 | 0.08311 | 10.8043 | Yes
GEN-2024-320 | 03 CENTRAL | G03 29SP | Raun – S3452 345 kV | 640377 TEKAMAH5 161 646226 S1226 5 161 1 | 0.01096 | 2.181 | Yes
GEN-2024-320 | 03 CENTRAL | G03 29SP | Lyons Co.– Lakefield 345 kV | 601048 LYON CO 3 345 631138 LAKEFLD3 345 1 | 0.02307 | 4.5909 | Yes
GEN-2024-320 | 03 CENTRAL | G03 29SP | Sibley - 345 kV Bus Reconfiguration | 541201 SIBLEY 7 345 541500 KETCHEM7 345 1 | 0.05611 | 11.1659 | Yes
GEN-2024-320 | 03 CENTRAL | G03 29SP | Raun – S3452 345 kV | 646247 S1247 5 161 646252 S1252 5 161 1 | 0.00568 | 1.1303 | Yes
GEN-2024-320 | 03 CENTRAL | G03 29SP | Raun – S3452 345 kV | 646226 S1226 5 161 646247 S1247 5 161 1 | 0.00568 | 1.1303 | Yes
GEN-2024-322 | 03 CENTRAL | G03 29SP | Sibley - 345 kV Bus Reconfiguration | 541200 PHILL 7 345 541201 SIBLEY 7 345 1 | 0.01407 | 1.0553 | Yes
GEN-2024-322 | 03 CENTRAL | G03 29SP | Raun – S3452 345 kV | 645452 S3452 3 345 645454 S3454 3 345 1 | 0.02452 | 1.839 | Yes
GEN-2024-289 | 03 CENTRAL | G03 29SP | Auburn – Hoyt 345 kV | 640601 S3771 345 640590 OLIVECREEK 3 345 1 | 0.05763 | 20.1705 | Yes
GEN-2024-289 | 03 CENTRAL | G03 29SP | Auburn – Hoyt 345 kV | 640601 S3771 345 532765 HOYT 7 345 1 | 0.04832 | 16.912 | Yes
GEN-2024-322 | 03 CENTRAL | G03 29SP | Lyons Co.– Lakefield 345 kV | 601048 LYON CO 3 345 631138 LAKEFLD3 345 1 | 0.01813 | 1.3598 | Yes
GEN-2024-330 | 03 CENTRAL | G03 29SP | Sibley - 345 kV Bus Reconfiguration | 541200 PHILL 7 345 541201 SIBLEY 7 345 1 | 0.04268 | 9.603 | Yes
GEN-2024-319 | 03 CENTRAL | G03 29SP | Auburn – Hoyt 345 kV | 640601 S3771 345 640590 OLIVECREEK 3 345 1 | 0.0706 | 14.0494 | Yes
GEN-2024-330 | 03 CENTRAL | G03 29SP | Raun – S3452 345 kV | 645452 S3452 3 345 645454 S3454 3 345 1 | 0.02365 | 5.3213 | Yes
GEN-2024-319 | 03 CENTRAL | G03 29SP | Auburn – Hoyt 345 kV | 640601 S3771 345 532765 HOYT 7 345 1 | 0.06207 | 12.3519 | Yes
GEN-2024-330 | 03 CENTRAL | G03 29SP | Raun – S3452 345 kV | 645451 S3451 3 345 645452 S3452 3 345 2 | 0.01211 | 2.7247 | Yes
GEN-2024-330 | 03 CENTRAL | G03 29SP | Raun – S3452 345 kV | 645451 S3451 3 345 645452 S3452 3 345 1 | 0.01177 | 2.6482 | Yes
GEN-2024-330 | 03 CENTRAL | G03 29SP | Sibley - 345 kV Bus Reconfiguration | 541201 SIBLEY 7 345 783480 G24-217-TAP 345 1 | 0.01691 | 3.8048 | Yes
GEN-2024-320 | 03 CENTRAL | G03 29SP | Auburn – Hoyt 345 kV | 640601 S3771 345 640590 OLIVECREEK 3 345 1 | 0.07298 | 14.523 | Yes
GEN-2024-330 | 03 CENTRAL | G03 29SP | Raun – S3452 345 kV | 640377 TEKAMAH5 161 646226 S1226 5 161 1 | 0.00725 | 1.6313 | Yes
GEN-2024-330 | 03 CENTRAL | G03 29SP | Lyons Co.– Lakefield 345 kV | 601048 LYON CO 3 345 631138 LAKEFLD3 345 1 | 0.02061 | 4.6372 | Yes
GEN-2024-330 | 03 CENTRAL | G03 29SP | Sibley - 345 kV Bus Reconfiguration | 541201 SIBLEY 7 345 541500 KETCHEM7 345 1 | 0.03775 | 8.4938 | Yes
GEN-2024-330 | 03 CENTRAL | G03 29SP | Sibley - 345 kV Bus Reconfiguration | 345408 7OVERTON 345 541201 SIBLEY 7 345 1 | 0.01128 | 2.538 | Yes
GEN-2024-320 | 03 CENTRAL | G03 29SP | Auburn – Hoyt 345 kV | 640601 S3771 345 532765 HOYT 7 345 1 | 0.08495 | 16.905 | Yes
GEN-2024-339 | 03 CENTRAL | G03 29SP | Raun – S3452 345 kV | 645452 S3452 3 345 645454 S3454 3 345 1 | 0.03309 | 9.927 | Yes
GEN-2024-320 | 03 CENTRAL | G03 29SP | Auburn – Hoyt 345 kV | 640139 COOPER 3 345 640601 S3771 345 1 | 0.01197 | 2.382 | Yes
GEN-2024-339 | 03 CENTRAL | G03 29SP | Bison – Hankinson – Big Stone South 345 kV | 620417 BSSOUTH3 345 620427 HANKINSON 3 345 1 | 0.00532 | 1.596 | Yes
GEN-2024-339 | 03 CENTRAL | G03 29SP | Raun – S3452 345 kV | 645451 S3451 3 345 645452 S3452 3 345 2 | 0.01796 | 5.388 | Yes
GEN-2024-339 | 03 CENTRAL | G03 29SP | Raun – S3452 345 kV | 645451 S3451 3 345 645452 S3452 3 345 1 | 0.01746 | 5.238 | Yes
GEN-2024-322 | 03 CENTRAL | G03 29SP | Auburn – Hoyt 345 kV | 640601 S3771 345 532765 HOYT 7 345 1 | 0.02288 | 1.716 | Yes
GEN-2024-339 | 03 CENTRAL | G03 29SP | Raun – S3452 345 kV | 640377 TEKAMAH5 161 646226 S1226 5 161 1 | 0.01151 | 3.453 | Yes
GEN-2024-339 | 03 CENTRAL | G03 29SP | Lyons Co.– Lakefield 345 kV | 601048 LYON CO 3 345 631138 LAKEFLD3 345 1 | 0.02339 | 7.017 | Yes
GEN-2024-339 | 03 CENTRAL | G03 29SP | Sibley - 345 kV Bus Reconfiguration | 541201 SIBLEY 7 345 541500 KETCHEM7 345 1 | 0.04896 | 14.688 | Yes
GEN-2024-339 | 03 CENTRAL | G03 29SP | Raun – S3452 345 kV | 646247 S1247 5 161 646252 S1252 5 161 1 | 0.00599 | 1.797 | Yes
GEN-2024-339 | 03 CENTRAL | G03 29SP | Raun – S3452 345 kV | 646226 S1226 5 161 646247 S1247 5 161 1 | 0.00599 | 1.797 | Yes
GEN-2024-352 | 03 CENTRAL | G03 29SP | Sibley - 345 kV Bus Reconfiguration | 541201 SIBLEY 7 345 996681 SIBLEY11 161 11 | 0.13014 | 25.8979 | Yes
GEN-2024-322 | 03 CENTRAL | G03 29SP | Auburn – Hoyt 345 kV | 640139 COOPER 3 345 640601 S3771 345 1 | 0.04813 | 3.6098 | Yes
GEN-2024-352 | 03 CENTRAL | G03 29SP | Raun – S3452 345 kV | 645452 S3452 3 345 645454 S3454 3 345 1 | 0.03093 | 6.1551 | Yes
GEN-2024-330 | 03 CENTRAL | G03 29SP | Auburn – Hoyt 345 kV | 640601 S3771 345 640590 OLIVECREEK 3 345 1 | 0.02984 | 6.714 | Yes
GEN-2024-352 | 03 CENTRAL | G03 29SP | Bison – Hankinson – Big Stone South 345 kV | 620417 BSSOUTH3 345 620427 HANKINSON 3 345 1 | 0.00507 | 1.0089 | Yes
GEN-2024-352 | 03 CENTRAL | G03 29SP | Raun – S3452 345 kV | 645451 S3451 3 345 645452 S3452 3 345 2 | 0.01741 | 3.4646 | Yes
GEN-2024-352 | 03 CENTRAL | G03 29SP | Raun – S3452 345 kV | 645451 S3451 3 345 645452 S3452 3 345 1 | 0.01693 | 3.3691 | Yes
GEN-2024-352 | 03 CENTRAL | G03 29SP | Sibley - 345 kV Bus Reconfiguration | 541201 SIBLEY 7 345 783480 G24-217-TAP 345 1 | 0.34583 | 68.8202 | Yes
GEN-2024-352 | 03 CENTRAL | G03 29SP | Sibley - 345 kV Bus Reconfiguration | 541202 SIBLEY 5 161 996681 SIBLEY11 161 11 | 0.13014 | 25.8979 | Yes
GEN-2024-352 | 03 CENTRAL | G03 29SP | Raun – S3452 345 kV | 640377 TEKAMAH5 161 646226 S1226 5 161 1 | 0.01117 | 2.2228 | Yes
GEN-2024-352 | 03 CENTRAL | G03 29SP | Lyons Co.– Lakefield 345 kV | 601048 LYON CO 3 345 631138 LAKEFLD3 345 1 | 0.02313 | 4.6029 | Yes
GEN-2024-352 | 03 CENTRAL | G03 29SP | Sibley - 345 kV Bus Reconfiguration | 541201 SIBLEY 7 345 541500 KETCHEM7 345 1 | 0.13218 | 26.3038 | Yes
GEN-2024-352 | 03 CENTRAL | G03 29SP | Raun – S3452 345 kV | 646247 S1247 5 161 646252 S1252 5 161 1 | 0.00578 | 1.1502 | Yes
GEN-2024-352 | 03 CENTRAL | G03 29SP | Raun – S3452 345 kV | 646226 S1226 5 161 646247 S1247 5 161 1 | 0.00578 | 1.1502 | Yes
GEN-2024-330 | 03 CENTRAL | G03 29SP | Auburn – Hoyt 345 kV | 640601 S3771 345 532765 HOYT 7 345 1 | 0.05978 | 13.4505 | Yes
GEN-2024-370 | 03 CENTRAL | G03 29SP | Raun – S3452 345 kV | 645452 S3452 3 345 645454 S3454 3 345 1 | 0.03175 | 7.9375 | Yes
GEN-2024-330 | 03 CENTRAL | G03 29SP | Auburn – Hoyt 345 kV | 640139 COOPER 3 345 640601 S3771 345 1 | 0.02994 | 6.7365 | Yes
GEN-2024-370 | 03 CENTRAL | G03 29SP | Bison – Hankinson – Big Stone South 345 kV | 620417 BSSOUTH3 345 620427 HANKINSON 3 345 1 | 0.00525 | 1.3125 | Yes
GEN-2024-370 | 03 CENTRAL | G03 29SP | Raun – S3452 345 kV | 645451 S3451 3 345 645452 S3452 3 345 2 | 0.01784 | 4.46 | Yes
GEN-2024-370 | 03 CENTRAL | G03 29SP | Raun – S3452 345 kV | 645451 S3451 3 345 645452 S3452 3 345 1 | 0.01734 | 4.335 | Yes
GEN-2024-370 | 03 CENTRAL | G03 29SP | Raun – S3452 345 kV | 640377 TEKAMAH5 161 646226 S1226 5 161 1 | 0.01149 | 2.8725 | Yes
GEN-2024-370 | 03 CENTRAL | G03 29SP | Lyons Co.– Lakefield 345 kV | 601048 LYON CO 3 345 631138 LAKEFLD3 345 1 | 0.02345 | 5.8625 | Yes
GEN-2024-370 | 03 CENTRAL | G03 29SP | Sibley - 345 kV Bus Reconfiguration | 541201 SIBLEY 7 345 541500 KETCHEM7 345 1 | 0.07254 | 18.135 | Yes
GEN-2024-370 | 03 CENTRAL | G03 29SP | Raun – S3452 345 kV | 646247 S1247 5 161 646252 S1252 5 161 1 | 0.00598 | 1.495 | Yes
GEN-2024-370 | 03 CENTRAL | G03 29SP | Raun – S3452 345 kV | 646226 S1226 5 161 646247 S1247 5 161 1 | 0.00598 | 1.495 | Yes
GEN-2024-339 | 03 CENTRAL | G03 29SP | Auburn – Hoyt 345 kV | 640601 S3771 345 640590 OLIVECREEK 3 345 1 | 0.08005 | 24.015 | Yes
GEN-2024-375 | 03 CENTRAL | G03 29SP | Raun – S3452 345 kV | 645452 S3452 3 345 645454 S3454 3 345 1 | 0.01641 | 1.641 | Yes
GEN-2024-339 | 03 CENTRAL | G03 29SP | Auburn – Hoyt 345 kV | 640601 S3771 345 532765 HOYT 7 345 1 | 0.09593 | 28.779 | Yes
GEN-2024-375 | 03 CENTRAL | G03 29SP | Raun – S3452 345 kV | 645451 S3451 3 345 645452 S3452 3 345 2 | 0.01148 | 1.148 | Yes
GEN-2024-375 | 03 CENTRAL | G03 29SP | Raun – S3452 345 kV | 645451 S3451 3 345 645452 S3452 3 345 1 | 0.01116 | 1.116 | Yes
GEN-2024-375 | 03 CENTRAL | G03 29SP | Sibley - 345 kV Bus Reconfiguration | 541201 SIBLEY 7 345 783480 G24-217-TAP 345 1 | 0.06584 | 6.584 | Yes
GEN-2024-375 | 03 CENTRAL | G03 29SP | Lyons Co.– Lakefield 345 kV | 601048 LYON CO 3 345 631138 LAKEFLD3 345 1 | 0.02178 | 2.178 | Yes
GEN-2024-375 | 03 CENTRAL | G03 29SP | Sibley - 345 kV Bus Reconfiguration | 541201 SIBLEY 7 345 541500 KETCHEM7 345 1 | 0.06372 | 6.372 | Yes
GEN-2024-375 | 03 CENTRAL | G03 29SP | Sibley - 345 kV Bus Reconfiguration | 345408 7OVERTON 345 541201 SIBLEY 7 345 1 | 0.08886 | 8.886 | Yes
GEN-2024-013 | 04 SOUTHEAST | 00ALL 29SP | Raun – S3452 345 kV | 645452 S3452 3 345 645454 S3454 3 345 1 | 0.00325 | 1.612 | Yes
GEN-2024-013 | 04 SOUTHEAST | 00ALL 29SP | Sibley - 345 kV Bus Reconfiguration | 541200 PHILL 7 345 541201 SIBLEY 7 345 1 | 0.00379 | 1.8798 | Yes
GEN-2024-013 | 04 SOUTHEAST | 00ALL 29SP | Sibley - 345 kV Bus Reconfiguration | 541201 SIBLEY 7 345 541500 KETCHEM7 345 1 | 0.00209 | 1.0366 | Yes
GEN-2024-339 | 03 CENTRAL | G03 29SP | Auburn – Hoyt 345 kV | 640139 COOPER 3 345 640601 S3771 345 1 | 0.01588 | 4.764 | Yes
GEN-2024-352 | 03 CENTRAL | G03 29SP | Auburn – Hoyt 345 kV | 640601 S3771 345 640590 OLIVECREEK 3 345 1 | 0.06478 | 12.8912 | Yes
GEN-2024-013 | 04 SOUTHEAST | 00ALL 29SP | Sibley - 345 kV Bus Reconfiguration | 345408 7OVERTON 345 541201 SIBLEY 7 345 1 | 0.01339 | 6.6414 | Yes
GEN-2024-025 | 04 SOUTHEAST | G04 29SP | Sibley - 345 kV Bus Reconfiguration | 541201 SIBLEY 7 345 783480 G24-217-TAP 345 1 | 0.00375 | 1.125 | Yes
GEN-2024-025 | 04 SOUTHEAST | G04 29SP | Sibley - 345 kV Bus Reconfiguration | 345408 7OVERTON 345 541201 SIBLEY 7 345 1 | 0.00781 | 2.343 | Yes
GEN-2024-352 | 03 CENTRAL | G03 29SP | Auburn – Hoyt 345 kV | 640601 S3771 345 532765 HOYT 7 345 1 | 0.0361 | 7.1839 | Yes
GEN-2024-058 | 04 SOUTHEAST | G04 29SP | Sibley - 345 kV Bus Reconfiguration | 541200 PHILL 7 345 541201 SIBLEY 7 345 1 | 0.01196 | 2.392 | Yes
GEN-2024-058 | 04 SOUTHEAST | G04 29SP | Sibley - 345 kV Bus Reconfiguration | 541201 SIBLEY 7 345 541500 KETCHEM7 345 1 | 0.00587 | 1.174 | Yes
GEN-2024-370 | 03 CENTRAL | G03 29SP | Auburn – Hoyt 345 kV | 640601 S3771 345 640590 OLIVECREEK 3 345 1 | 0.07819 | 19.5475 | Yes
GEN-2024-370 | 03 CENTRAL | G03 29SP | Auburn – Hoyt 345 kV | 640601 S3771 345 532765 HOYT 7 345 1 | 0.04686 | 11.715 | Yes
GEN-2024-068 | 04 SOUTHEAST | G04 29SP | Sibley - 345 kV Bus Reconfiguration | 541201 SIBLEY 7 345 783480 G24-217-TAP 345 1 | 0.00393 | 1.179 | Yes
GEN-2024-068 | 04 SOUTHEAST | G04 29SP | Sibley - 345 kV Bus Reconfiguration | 345408 7OVERTON 345 541201 SIBLEY 7 345 1 | 0.00821 | 2.463 | Yes
GEN-2024-083 | 04 SOUTHEAST | G04 29SP | Sibley - 345 kV Bus Reconfiguration | 345408 7OVERTON 345 541201 SIBLEY 7 345 1 | 0.00437 | 1.0925 | Yes
GEN-2024-113 | 04 SOUTHEAST | G04 29SP | Sibley - 345 kV Bus Reconfiguration | 541201 SIBLEY 7 345 783480 G24-217-TAP 345 1 | 0.00371 | 1.113 | Yes
GEN-2024-113 | 04 SOUTHEAST | G04 29SP | Sibley - 345 kV Bus Reconfiguration | 345408 7OVERTON 345 541201 SIBLEY 7 345 1 | 0.00617 | 1.851 | Yes
GEN-2024-114 | 04 SOUTHEAST | G04 29SP | Sibley - 345 kV Bus Reconfiguration | 541201 SIBLEY 7 345 783480 G24-217-TAP 345 1 | 0.01722 | 3.4268 | Yes
GEN-2024-114 | 04 SOUTHEAST | G04 29SP | Sibley - 345 kV Bus Reconfiguration | 345408 7OVERTON 345 541201 SIBLEY 7 345 1 | 0.03616 | 7.1958 | Yes
GEN-2024-114 | 04 SOUTHEAST | G04 29SP | Raun – S3452 345 kV | 635200 RAUN 3 345 645552 S3452 REACT3 345 1 | 0.00753 | 1.4985 | Yes
GEN-2024-114 | 04 SOUTHEAST | G04 29SP | Raun – S3452 345 kV | 645452 S3452 3 345 645552 S3452 REACT3 345 Z1 | 0.00753 | 1.4985 | Yes
GEN-2024-375 | 03 CENTRAL | G03 29SP | Auburn – Hoyt 345 kV | 640601 S3771 345 640590 OLIVECREEK 3 345 1 | 0.05327 | 5.327 | Yes
GEN-2024-375 | 03 CENTRAL | G03 29SP | Auburn – Hoyt 345 kV | 640601 S3771 345 532765 HOYT 7 345 1 | 0.02877 | 2.877 | Yes
GEN-2024-117 | 04 SOUTHEAST | G04 29SP | Sibley - 345 kV Bus Reconfiguration | 541200 PHILL 7 345 541201 SIBLEY 7 345 1 | 0.0108 | 1.62 | Yes
GEN-2024-118 | 04 SOUTHEAST | G04 29SP | Sibley - 345 kV Bus Reconfiguration | 541200 PHILL 7 345 541201 SIBLEY 7 345 1 | 0.00511 | 1.0169 | Yes
GEN-2024-122 | 04 SOUTHEAST | G04 29SP | Sibley - 345 kV Bus Reconfiguration | 345408 7OVERTON 345 541201 SIBLEY 7 345 1 | 0.01081 | 1.7296 | Yes
GEN-2024-123 | 04 SOUTHEAST | G04 29SP | Sibley - 345 kV Bus Reconfiguration | 345408 7OVERTON 345 541201 SIBLEY 7 345 1 | 0.01299 | 1.5588 | Yes
GEN-2024-128 | 04 SOUTHEAST | 00ALL 29SP | Raun – S3452 345 kV | 645452 S3452 3 345 645454 S3454 3 345 1 | 0.00343 | 2.3667 | Yes
GEN-2024-128 | 04 SOUTHEAST | 00ALL 29SP | Sibley - 345 kV Bus Reconfiguration | 541200 PHILL 7 345 541201 SIBLEY 7 345 1 | 0.00328 | 2.2632 | Yes
GEN-2024-128 | 04 SOUTHEAST | 00ALL 29SP | Raun – S3452 345 kV | 645452 S3452 3 345 645552 S3452 REACT3 345 Z1 | 0.00187 | 1.2903 | Yes
GEN-2024-128 | 04 SOUTHEAST | 00ALL 29SP | Raun – S3452 345 kV | 635200 RAUN 3 345 645552 S3452 REACT3 345 1 | 0.00187 | 1.2903 | Yes
GEN-2024-128 | 04 SOUTHEAST | 00ALL 29SP | Sibley - 345 kV Bus Reconfiguration | 541201 SIBLEY 7 345 541500 KETCHEM7 345 1 | 0.00279 | 1.9251 | Yes
GEN-2024-013 | 04 SOUTHEAST | 00ALL 29SP | Auburn – Hoyt 345 kV | 640139 COOPER 3 345 640601 S3771 345 1 | 0.00929 | 4.6078 | Yes
GEN-2024-013 | 04 SOUTHEAST | 00ALL 29SP | Auburn – Hoyt 345 kV | 640601 S3771 345 532765 HOYT 7 345 1 | 0.00524 | 2.599 | Yes
GEN-2024-128 | 04 SOUTHEAST | 00ALL 29SP | Sibley - 345 kV Bus Reconfiguration | 345408 7OVERTON 345 541201 SIBLEY 7 345 1 | 0.01422 | 9.8118 | Yes
GEN-2024-132 | 04 SOUTHEAST | 00ALL 29SP | Raun – S3452 345 kV | 645452 S3452 3 345 645454 S3454 3 345 1 | 0.0014 | 1.82 | Yes
GEN-2024-132 | 04 SOUTHEAST | 00ALL 29SP | Sibley - 345 kV Bus Reconfiguration | 541200 PHILL 7 345 541201 SIBLEY 7 345 1 | 0.00156 | 2.028 | Yes
GEN-2024-132 | 04 SOUTHEAST | 00ALL 29SP | Sibley - 345 kV Bus Reconfiguration | 541201 SIBLEY 7 345 541500 KETCHEM7 345 1 | 0.00198 | 2.574 | Yes
GEN-2024-058 | 04 SOUTHEAST | G04 29SP | Auburn – Hoyt 345 kV | 532765 HOYT 7 345 640601 S3771 345 1 | 0.00787 | 1.574 | Yes
GEN-2024-062 | 04 SOUTHEAST | G04 29SP | Auburn – Hoyt 345 kV | 640139 COOPER 3 345 640601 S3771 345 1 | 0.00559 | 1.2857 | Yes
GEN-2024-132 | 04 SOUTHEAST | 00ALL 29SP | Sibley - 345 kV Bus Reconfiguration | 345408 7OVERTON 345 541201 SIBLEY 7 345 1 | 0.00814 | 10.582 | Yes
GEN-2024-117 | 04 SOUTHEAST | G04 29SP | Auburn – Hoyt 345 kV | 532765 HOYT 7 345 640601 S3771 345 1 | 0.00729 | 1.0935 | Yes
GEN-2024-128 | 04 SOUTHEAST | 00ALL 29SP | Auburn – Hoyt 345 kV | 640139 COOPER 3 345 640601 S3771 345 1 | 0.01029 | 7.1001 | Yes
GEN-2024-128 | 04 SOUTHEAST | 00ALL 29SP | Auburn – Hoyt 345 kV | 640601 S3771 345 532765 HOYT 7 345 1 | 0.00504 | 3.4776 | Yes
GEN-2024-171 | 04 SOUTHEAST | G04 29SP | Sibley - 345 kV Bus Reconfiguration | 541200 PHILL 7 345 541201 SIBLEY 7 345 1 | 0.00508 | 1.27 | Yes
GEN-2024-177 | 04 SOUTHEAST | G04 29SP | Sibley - 345 kV Bus Reconfiguration | 541201 SIBLEY 7 345 783480 G24-217-TAP 345 1 | 0.00517 | 1.0288 | Yes
GEN-2024-177 | 04 SOUTHEAST | G04 29SP | Sibley - 345 kV Bus Reconfiguration | 345408 7OVERTON 345 541201 SIBLEY 7 345 1 | 0.0109 | 2.1691 | Yes
GEN-2024-178 | 04 SOUTHEAST | G04 29SP | Sibley - 345 kV Bus Reconfiguration | 541201 SIBLEY 7 345 783480 G24-217-TAP 345 1 | 0.00517 | 1.0288 | Yes
GEN-2024-178 | 04 SOUTHEAST | G04 29SP | Sibley - 345 kV Bus Reconfiguration | 345408 7OVERTON 345 541201 SIBLEY 7 345 1 | 0.01093 | 2.1751 | Yes
GEN-2024-226 | 04 SOUTHEAST | G04 29SP | Sibley - 345 kV Bus Reconfiguration | 541201 SIBLEY 7 345 783480 G24-217-TAP 345 1 | 0.00435 | 1.305 | Yes
GEN-2024-226 | 04 SOUTHEAST | G04 29SP | Sibley - 345 kV Bus Reconfiguration | 345408 7OVERTON 345 541201 SIBLEY 7 345 1 | 0.00909 | 2.727 | Yes
GEN-2024-227 | 04 SOUTHEAST | G04 29SP | Sibley - 345 kV Bus Reconfiguration | 345408 7OVERTON 345 541201 SIBLEY 7 345 1 | 0.00909 | 1.818 | Yes
GEN-2024-132 | 04 SOUTHEAST | 00ALL 29SP | Auburn – Hoyt 345 kV | 640139 COOPER 3 345 640601 S3771 345 1 | 0.00526 | 6.838 | Yes
GEN-2024-232 | 04 SOUTHEAST | G04 29SP | Sibley - 345 kV Bus Reconfiguration | 541201 SIBLEY 7 345 783480 G24-217-TAP 345 1 | 0.00712 | 1.78 | Yes
GEN-2024-232 | 04 SOUTHEAST | G04 29SP | Sibley - 345 kV Bus Reconfiguration | 345408 7OVERTON 345 541201 SIBLEY 7 345 1 | 0.01524 | 3.81 | Yes
GEN-2024-232 | 04 SOUTHEAST | G04 29SP | Raun – S3452 345 kV | 635200 RAUN 3 345 645552 S3452 REACT3 345 1 | 0.00431 | 1.0775 | Yes
GEN-2024-232 | 04 SOUTHEAST | G04 29SP | Raun – S3452 345 kV | 645452 S3452 3 345 645552 S3452 REACT3 345 Z1 | 0.00431 | 1.0775 | Yes
GEN-2024-132 | 04 SOUTHEAST | 00ALL 29SP | Auburn – Hoyt 345 kV | 640601 S3771 345 532765 HOYT 7 345 1 | 0.00234 | 3.042 | Yes
GEN-2024-235 | 04 SOUTHEAST | G04 29SP | Sibley - 345 kV Bus Reconfiguration | 541200 PHILL 7 345 541201 SIBLEY 7 345 1 | 0.00456 | 1.14 | Yes
GEN-2024-134 | 04 SOUTHEAST | G04 29SP | Auburn – Hoyt 345 kV | 640139 COOPER 3 345 640601 S3771 345 1 | 0.01305 | 3.2625 | Yes
GEN-2024-240 | 04 SOUTHEAST | G04 29SP | Sibley - 345 kV Bus Reconfiguration | 541200 PHILL 7 345 541201 SIBLEY 7 345 1 | 0.01235 | 3.705 | Yes
GEN-2024-240 | 04 SOUTHEAST | G04 29SP | Sibley - 345 kV Bus Reconfiguration | 541201 SIBLEY 7 345 541500 KETCHEM7 345 1 | 0.00615 | 1.845 | Yes
GEN-2024-135 | 04 SOUTHEAST | G04 29SP | Auburn – Hoyt 345 kV | 640139 COOPER 3 345 640601 S3771 345 1 | 0.01305 | 3.2625 | Yes
GEN-2024-247 | 04 SOUTHEAST | 00ALL 29SP | Raun – S3452 345 kV | 645452 S3452 3 345 645454 S3454 3 345 1 | 0.00376 | 1.7168 | Yes
GEN-2024-247 | 04 SOUTHEAST | 00ALL 29SP | Sibley - 345 kV Bus Reconfiguration | 541200 PHILL 7 345 541201 SIBLEY 7 345 1 | 0.00596 | 2.7213 | Yes
GEN-2024-247 | 04 SOUTHEAST | 00ALL 29SP | Raun – S3452 345 kV | 645452 S3452 3 345 645552 S3452 REACT3 345 Z1 | 0.00255 | 1.1643 | Yes
GEN-2024-247 | 04 SOUTHEAST | 00ALL 29SP | Raun – S3452 345 kV | 635200 RAUN 3 345 645552 S3452 REACT3 345 1 | 0.00255 | 1.1643 | Yes
GEN-2024-154 | 04 SOUTHEAST | G04 29SP | Auburn – Hoyt 345 kV | 640139 COOPER 3 345 640601 S3771 345 1 | 0.00792 | 1.584 | Yes
GEN-2024-230 | 04 SOUTHEAST | G04 29SP | Auburn – Hoyt 345 kV | 640139 COOPER 3 345 640601 S3771 345 1 | 0.00454 | 1.362 | Yes
GEN-2024-247 | 04 SOUTHEAST | 00ALL 29SP | Sibley - 345 kV Bus Reconfiguration | 345408 7OVERTON 345 541201 SIBLEY 7 345 1 | 0.01432 | 6.5385 | Yes
GEN-2024-235 | 04 SOUTHEAST | G04 29SP | Auburn – Hoyt 345 kV | 532765 HOYT 7 345 640601 S3771 345 1 | 0.005 | 1.25 | Yes
GEN-2024-252 | 04 SOUTHEAST | 00ALL 29SP | Raun – S3452 345 kV | 645452 S3452 3 345 645454 S3454 3 345 1 | 0.00369 | 1.107 | Yes
GEN-2024-252 | 04 SOUTHEAST | 00ALL 29SP | Sibley - 345 kV Bus Reconfiguration | 541200 PHILL 7 345 541201 SIBLEY 7 345 1 | 0.00403 | 1.209 | Yes
GEN-2024-240 | 04 SOUTHEAST | G04 29SP | Auburn – Hoyt 345 kV | 532765 HOYT 7 345 640601 S3771 345 1 | 0.00761 | 2.283 | Yes
GEN-2024-247 | 04 SOUTHEAST | 00ALL 29SP | Auburn – Hoyt 345 kV | 640139 COOPER 3 345 640601 S3771 345 1 | 0.00921 | 4.2053 | Yes
GEN-2024-252 | 04 SOUTHEAST | 00ALL 29SP | Sibley - 345 kV Bus Reconfiguration | 345408 7OVERTON 345 541201 SIBLEY 7 345 1 | 0.01478 | 4.434 | Yes
GEN-2024-247 | 04 SOUTHEAST | 00ALL 29SP | Auburn – Hoyt 345 kV | 640601 S3771 345 532765 HOYT 7 345 1 | 0.00712 | 3.251 | Yes
GEN-2024-254 | 04 SOUTHEAST | 00ALL 29SP | Raun – S3452 345 kV | 645452 S3452 3 345 645454 S3454 3 345 1 | 0.00389 | 1.167 | Yes
GEN-2024-254 | 04 SOUTHEAST | 00ALL 29SP | Sibley - 345 kV Bus Reconfiguration | 541200 PHILL 7 345 541201 SIBLEY 7 345 1 | 0.00412 | 1.236 | Yes
GEN-2024-252 | 04 SOUTHEAST | 00ALL 29SP | Auburn – Hoyt 345 kV | 640139 COOPER 3 345 640601 S3771 345 1 | 0.00422 | 1.266 | Yes
GEN-2024-252 | 04 SOUTHEAST | 00ALL 29SP | Auburn – Hoyt 345 kV | 640139 COOPER 3 345 640601 S3771 345 1 | 0.01051 | 3.153 | Yes
GEN-2024-254 | 04 SOUTHEAST | 00ALL 29SP | Sibley - 345 kV Bus Reconfiguration | 345408 7OVERTON 345 541201 SIBLEY 7 345 1 | 0.01541 | 4.623 | Yes
GEN-2024-252 | 04 SOUTHEAST | 00ALL 29SP | Auburn – Hoyt 345 kV | 640601 S3771 345 532765 HOYT 7 345 1 | 0.00588 | 1.764 | Yes
GEN-2024-255 | 04 SOUTHEAST | 00ALL 29SP | Raun – S3452 345 kV | 645452 S3452 3 345 645454 S3454 3 345 1 | 0.00387 | 1.161 | Yes
GEN-2024-255 | 04 SOUTHEAST | 00ALL 29SP | Sibley - 345 kV Bus Reconfiguration | 541200 PHILL 7 345 541201 SIBLEY 7 345 1 | 0.0046 | 1.38 | Yes
GEN-2024-254 | 04 SOUTHEAST | 00ALL 29SP | Auburn – Hoyt 345 kV | 640139 COOPER 3 345 640601 S3771 345 1 | 0.00478 | 1.434 | Yes
GEN-2024-254 | 04 SOUTHEAST | 00ALL 29SP | Auburn – Hoyt 345 kV | 640139 COOPER 3 345 640601 S3771 345 1 | 0.01108 | 3.324 | Yes
GEN-2024-255 | 04 SOUTHEAST | 00ALL 29SP | Sibley - 345 kV Bus Reconfiguration | 345408 7OVERTON 345 541201 SIBLEY 7 345 1 | 0.01521 | 4.563 | Yes
GEN-2024-254 | 04 SOUTHEAST | 00ALL 29SP | Auburn – Hoyt 345 kV | 640601 S3771 345 532765 HOYT 7 345 1 | 0.00615 | 1.845 | Yes
GEN-2024-293 | 04 SOUTHEAST | 00ALL 29SP | Sibley - 345 kV Bus Reconfiguration | 345408 7OVERTON 345 541201 SIBLEY 7 345 1 | 0.00734 | 1.8203 | Yes
GEN-2024-255 | 04 SOUTHEAST | 00ALL 29SP | Auburn – Hoyt 345 kV | 640139 COOPER 3 345 640601 S3771 345 1 | 0.00436 | 1.308 | Yes
GEN-2024-294 | 04 SOUTHEAST | G04 29SP | Sibley - 345 kV Bus Reconfiguration | 541200 PHILL 7 345 541201 SIBLEY 7 345 1 | 0.00478 | 2.39 | Yes
GEN-2024-294 | 04 SOUTHEAST | G04 29SP | Sibley - 345 kV Bus Reconfiguration | 541201 SIBLEY 7 345 541500 KETCHEM7 345 1 | 0.00281 | 1.405 | Yes
GEN-2024-255 | 04 SOUTHEAST | 00ALL 29SP | Auburn – Hoyt 345 kV | 640139 COOPER 3 345 640601 S3771 345 1 | 0.01066 | 3.198 | Yes
GEN-2024-255 | 04 SOUTHEAST | 00ALL 29SP | Auburn – Hoyt 345 kV | 640601 S3771 345 532765 HOYT 7 345 1 | 0.0065 | 1.95 | Yes
GEN-2024-316 | 04 SOUTHEAST | G04 29SP | Sibley - 345 kV Bus Reconfiguration | 345408 7OVERTON 345 541201 SIBLEY 7 345 1 | 0.00425 | 1.275 | Yes
GEN-2024-318 | 04 SOUTHEAST | G04 29SP | Sibley - 345 kV Bus Reconfiguration | 541200 PHILL 7 345 541201 SIBLEY 7 345 1 | 0.00529 | 1.0527 | Yes
GEN-2024-321 | 04 SOUTHEAST | 00ALL 29SP | Raun – S3452 345 kV | 645452 S3452 3 345 645454 S3454 3 345 1 | 0.00263 | 1.2966 | Yes
GEN-2024-321 | 04 SOUTHEAST | 00ALL 29SP | Sibley - 345 kV Bus Reconfiguration | 541200 PHILL 7 345 541201 SIBLEY 7 345 1 | 0.00357 | 1.76 | Yes
GEN-2024-294 | 04 SOUTHEAST | G04 29SP | Auburn – Hoyt 345 kV | 532765 HOYT 7 345 640601 S3771 345 1 | 0.00289 | 1.445 | Yes
GEN-2024-308 | 04 SOUTHEAST | G04 29SP | Auburn – Hoyt 345 kV | 640139 COOPER 3 345 640601 S3771 345 1 | 0.00928 | 1.8467 | Yes
GEN-2024-321 | 04 SOUTHEAST | 00ALL 29SP | Sibley - 345 kV Bus Reconfiguration | 345408 7OVERTON 345 541201 SIBLEY 7 345 1 | 0.01138 | 5.6103 | Yes
GEN-2024-321 | 04 SOUTHEAST | 00ALL 29SP | Auburn – Hoyt 345 kV | 640139 COOPER 3 345 640601 S3771 345 1 | 0.00748 | 3.6876 | Yes
GEN-2024-323 | 04 SOUTHEAST | 00ALL 29SP | Sibley - 345 kV Bus Reconfiguration | 345408 7OVERTON 345 541201 SIBLEY 7 345 1 | 0.00518 | 1.8482 | Yes
GEN-2024-334 | 04 SOUTHEAST | 00ALL 29SP | Sibley - 345 kV Bus Reconfiguration | 541200 PHILL 7 345 541201 SIBLEY 7 345 1 | 0.00914 | 1.1334 | Yes
GEN-2024-321 | 04 SOUTHEAST | 00ALL 29SP | Auburn – Hoyt 345 kV | 640601 S3771 345 532765 HOYT 7 345 1 | 0.00446 | 2.1988 | Yes
GEN-2024-323 | 04 SOUTHEAST | 00ALL 29SP | Auburn – Hoyt 345 kV | 640139 COOPER 3 345 640601 S3771 345 1 | 0.00295 | 1.0526 | Yes
GEN-2024-334 | 04 SOUTHEAST | 00ALL 29SP | Sibley - 345 kV Bus Reconfiguration | 345408 7OVERTON 345 541201 SIBLEY 7 345 1 | 0.0206 | 2.5544 | Yes
GEN-2024-340 | 04 SOUTHEAST | 00ALL 29SP | Raun – S3452 345 kV | 645452 S3452 3 345 645454 S3454 3 345 1 | 0.00322 | 4.508 | Yes
GEN-2024-340 | 04 SOUTHEAST | 00ALL 29SP | Sibley - 345 kV Bus Reconfiguration | 541200 PHILL 7 345 541201 SIBLEY 7 345 1 | 0.00503 | 7.042 | Yes
GEN-2024-340 | 04 SOUTHEAST | 00ALL 29SP | Raun – S3452 345 kV | 645452 S3452 3 345 645552 S3452 REACT3 345 Z1 | 0.0021 | 2.94 | Yes
GEN-2024-340 | 04 SOUTHEAST | 00ALL 29SP | Raun – S3452 345 kV | 635200 RAUN 3 345 645552 S3452 REACT3 345 1 | 0.0021 | 2.94 | Yes
GEN-2024-340 | 04 SOUTHEAST | 00ALL 29SP | Sibley - 345 kV Bus Reconfiguration | 541201 SIBLEY 7 345 541500 KETCHEM7 345 1 | 0.00094 | 1.316 | Yes
GEN-2024-340 | 04 SOUTHEAST | 00ALL 29SP | Raun – S3452 345 kV | 635201 RAUN 5 161 646300 S1300 5 161 1 | 0.00073 | 1.022 | Yes
GEN-2024-334 | 04 SOUTHEAST | 00ALL 29SP | Auburn – Hoyt 345 kV | 640139 COOPER 3 345 640601 S3771 345 1 | 0.01355 | 1.6802 | Yes
GEN-2024-340 | 04 SOUTHEAST | 00ALL 29SP | Raun – S3452 345 kV | 645451 S3451 3 345 645452 S3452 3 345 2 | 0.00095 | 1.33 | Yes
GEN-2024-340 | 04 SOUTHEAST | 00ALL 29SP | Raun – S3452 345 kV | 645451 S3451 3 345 645452 S3452 3 345 1 | 0.00092 | 1.288 | Yes
GEN-2024-334 | 04 SOUTHEAST | 00ALL 29SP | Auburn – Hoyt 345 kV | 640601 S3771 345 532765 HOYT 7 345 1 | 0.01259 | 1.5612 | Yes
GEN-2024-340 | 04 SOUTHEAST | 00ALL 29SP | Raun – S3452 345 kV | 640377 TEKAMAH5 161 646300 S1300 5 161 1 | 0.00073 | 1.022 | Yes
GEN-2024-340 | 04 SOUTHEAST | 00ALL 29SP | Sibley - 345 kV Bus Reconfiguration | 345408 7OVERTON 345 541201 SIBLEY 7 345 1 | 0.01276 | 17.864 | Yes
GEN-2024-341 | 04 SOUTHEAST | 00ALL 29SP | Raun – S3452 345 kV | 645452 S3452 3 345 645454 S3454 3 345 1 | 0.0017 | 1.7765 | Yes
GEN-2024-341 | 04 SOUTHEAST | 00ALL 29SP | Sibley - 345 kV Bus Reconfiguration | 541200 PHILL 7 345 541201 SIBLEY 7 345 1 | 0.00249 | 2.6021 | Yes
GEN-2024-341 | 04 SOUTHEAST | 00ALL 29SP | Sibley - 345 kV Bus Reconfiguration | 541201 SIBLEY 7 345 541500 KETCHEM7 345 1 | 0.00146 | 1.5257 | Yes
GEN-2024-340 | 04 SOUTHEAST | 00ALL 29SP | Auburn – Hoyt 345 kV | 640139 COOPER 3 345 640601 S3771 345 1 | 0.00817 | 11.438 | Yes
GEN-2024-340 | 04 SOUTHEAST | 00ALL 29SP | Auburn – Hoyt 345 kV | 640601 S3771 345 532765 HOYT 7 345 1 | 0.00579 | 8.106 | Yes
GEN-2024-341 | 04 SOUTHEAST | 00ALL 29SP | Sibley - 345 kV Bus Reconfiguration | 345408 7OVERTON 345 541201 SIBLEY 7 345 1 | 0.00865 | 9.0392 | Yes
GEN-2024-343 | 04 SOUTHEAST | 00ALL 29SP | Sibley - 345 kV Bus Reconfiguration | 541201 SIBLEY 7 345 541500 KETCHEM7 345 1 | 0.00225 | 1.0586 | Yes
GEN-2024-341 | 04 SOUTHEAST | 00ALL 29SP | Auburn – Hoyt 345 kV | 640139 COOPER 3 345 640601 S3771 345 1 | 0.00537 | 5.6117 | Yes
GEN-2024-345 | 04 SOUTHEAST | G04 29SP | Sibley - 345 kV Bus Reconfiguration | 541200 PHILL 7 345 541201 SIBLEY 7 345 1 | 0.01116 | 6.696 | Yes
GEN-2024-345 | 04 SOUTHEAST | G04 29SP | Raun – S3452 345 kV | 645452 S3452 3 345 645454 S3454 3 345 1 | 0.00267 | 1.602 | Yes
GEN-2024-345 | 04 SOUTHEAST | G04 29SP | Sibley - 345 kV Bus Reconfiguration | 541201 SIBLEY 7 345 541500 KETCHEM7 345 1 | 0.00563 | 3.378 | Yes
GEN-2024-341 | 04 SOUTHEAST | 00ALL 29SP | Auburn – Hoyt 345 kV | 640601 S3771 345 532765 HOYT 7 345 1 | 0.00303 | 3.1663 | Yes
GEN-2024-345 | 04 SOUTHEAST | G04 29SP | Auburn – Hoyt 345 kV | 532765 HOYT 7 345 640601 S3771 345 1 | 0.00719 | 4.314 | Yes
GEN-2024-346 | 04 SOUTHEAST | G04 29SP | Sibley - 345 kV Bus Reconfiguration | 541200 PHILL 7 345 541201 SIBLEY 7 345 1 | 0.01135 | 2.497 | Yes
GEN-2024-346 | 04 SOUTHEAST | G04 29SP | Sibley - 345 kV Bus Reconfiguration | 541201 SIBLEY 7 345 541500 KETCHEM7 345 1 | 0.00549 | 1.2078 | Yes
GEN-2024-346 | 04 SOUTHEAST | G04 29SP | Auburn – Hoyt 345 kV | 532765 HOYT 7 345 640601 S3771 345 1 | 0.00764 | 1.6808 | Yes
GEN-2024-376 | 04 SOUTHEAST | G04 29SP | Sibley - 345 kV Bus Reconfiguration | 541201 SIBLEY 7 345 783480 G24-217-TAP 345 1 | 0.00783 | 1.1133 | Yes
GEN-2024-376 | 04 SOUTHEAST | G04 29SP | Sibley - 345 kV Bus Reconfiguration | 345408 7OVERTON 345 541201 SIBLEY 7 345 1 | 0.01683 | 2.3929 | Yes
GEN-2024-377 | 04 SOUTHEAST | 00ALL 29SP | Raun – S3452 345 kV | 645452 S3452 3 345 645459 S3459 3 345 1 | 0.00143 | 1.9305 | Yes
GEN-2024-377 | 04 SOUTHEAST | 00ALL 29SP | Sibley - 345 kV Bus Reconfiguration | 541201 SIBLEY 7 345 541500 KETCHEM7 345 1 | 0.00224 | 3.024 | Yes
GEN-2024-379 | 04 SOUTHEAST | 00ALL 29SP | Sibley - 345 kV Bus Reconfiguration | 541201 SIBLEY 7 345 996681 SIBLEY11 161 11 | 0.0009 | 1.215 | Yes
GEN-2024-379 | 04 SOUTHEAST | 00ALL 29SP | Sibley - 345 kV Bus Reconfiguration | 541202 SIBLEY 5 161 996681 SIBLEY11 161 11 | 0.0009 | 1.215 | Yes
GEN-2024-379 | 04 SOUTHEAST | 00ALL 29SP | Sibley - 345 kV Bus Reconfiguration | 541201 SIBLEY 7 345 783480 G24-217-TAP 345 1 | 0.00108 | 1.458 | Yes
GEN-2024-379 | 04 SOUTHEAST | 00ALL 29SP | Raun – S3452 345 kV | 645452 S3452 3 345 645459 S3459 3 345 1 | 0.00174 | 2.349 | Yes
GEN-2024-379 | 04 SOUTHEAST | 00ALL 29SP | Sibley - 345 kV Bus Reconfiguration | 541201 SIBLEY 7 345 541500 KETCHEM7 345 1 | 0.00231 | 3.1185 | Yes
GEN-2024-015 | 05 SOUTHWEST | G05 29SP | Auburn – Hoyt 345 kV | 640139 COOPER 3 345 640601 S3771 345 1 | 0.00831 | 2.3268 | Yes
GEN-2024-041 | 05 SOUTHWEST | G05 29SP | Auburn – Hoyt 345 kV | 640139 COOPER 3 345 640601 S3771 345 1 | 0.00765 | 1.9125 | Yes
GEN-2024-042 | 05 SOUTHWEST | G05 29SP | Auburn – Hoyt 345 kV | 640139 COOPER 3 345 640601 S3771 345 1 | 0.00765 | 1.9125 | Yes
GEN-2024-043 | 05 SOUTHWEST | G05 29SP | Auburn – Hoyt 345 kV | 640139 COOPER 3 345 640601 S3771 345 1 | 0.00861 | 2.1525 | Yes
GEN-2024-045 | 05 SOUTHWEST | G05 29SP | Sibley - 345 kV Bus Reconfiguration | 541201 SIBLEY 7 345 541500 KETCHEM7 345 1 | 0.00578 | 1.9941 | Yes
GEN-2024-045 | 05 SOUTHWEST | G05 29SP | Auburn – Hoyt 345 kV | 640139 COOPER 3 345 640601 S3771 345 1 | 0.01095 | 3.7777 | Yes
GEN-2024-046 | 05 SOUTHWEST | G05 29SP | Sibley - 345 kV Bus Reconfiguration | 541201 SIBLEY 7 345 541500 KETCHEM7 345 1 | 0.00578 | 1.9941 | Yes
GEN-2024-046 | 05 SOUTHWEST | G05 29SP | Auburn – Hoyt 345 kV | 640139 COOPER 3 345 640601 S3771 345 1 | 0.01095 | 3.7777 | Yes
GEN-2024-050 | 05 SOUTHWEST | G05 29SP | Sibley - 345 kV Bus Reconfiguration | 541201 SIBLEY 7 345 541500 KETCHEM7 345 1 | 0.00338 | 1.014 | Yes
GEN-2024-050 | 05 SOUTHWEST | G05 29SP | Auburn – Hoyt 345 kV | 640139 COOPER 3 345 640601 S3771 345 1 | 0.00889 | 2.667 | Yes
GEN-2024-063 | 05 SOUTHWEST | G05 29SP | Auburn – Hoyt 345 kV | 640139 COOPER 3 345 640601 S3771 345 1 | 0.00865 | 2.2144 | Yes
GEN-2024-073 | 05 SOUTHWEST | G05 29SP | Raun – S3452 345 kV | 645452 S3452 3 345 645454 S3454 3 345 1 | 0.00248 | 1.24 | Yes
GEN-2024-073 | 05 SOUTHWEST | G05 29SP | Auburn – Hoyt 345 kV | 640601 S3771 345 532765 HOYT 7 345 1 | 0.00252 | 1.26 | Yes
GEN-2024-073 | 05 SOUTHWEST | G05 29SP | Sibley - 345 kV Bus Reconfiguration | 541201 SIBLEY 7 345 541500 KETCHEM7 345 1 | 0.00302 | 1.51 | Yes
GEN-2024-073 | 05 SOUTHWEST | G05 29SP | Auburn – Hoyt 345 kV | 640139 COOPER 3 345 640601 S3771 345 1 | 0.00845 | 4.225 | Yes
GEN-2024-077 | 05 SOUTHWEST | G05 29SP | Sibley - 345 kV Bus Reconfiguration | 541201 SIBLEY 7 345 541500 KETCHEM7 345 1 | 0.00435 | 1.305 | Yes
GEN-2024-077 | 05 SOUTHWEST | G05 29SP | Auburn – Hoyt 345 kV | 640139 COOPER 3 345 640601 S3771 345 1 | 0.00981 | 2.943 | Yes
GEN-2024-078 | 05 SOUTHWEST | G05 29SP | Sibley - 345 kV Bus Reconfiguration | 541201 SIBLEY 7 345 541500 KETCHEM7 345 1 | 0.00435 | 1.305 | Yes
GEN-2024-078 | 05 SOUTHWEST | G05 29SP | Auburn – Hoyt 345 kV | 640139 COOPER 3 345 640601 S3771 345 1 | 0.00981 | 2.943 | Yes
GEN-2024-079 | 05 SOUTHWEST | G05 29SP | Auburn – Hoyt 345 kV | 640139 COOPER 3 345 640601 S3771 345 1 | 0.00854 | 2.135 | Yes
GEN-2024-080 | 05 SOUTHWEST | G05 29SP | Auburn – Hoyt 345 kV | 640139 COOPER 3 345 640601 S3771 345 1 | 0.00854 | 2.135 | Yes
GEN-2024-089 | 05 SOUTHWEST | G05 29SP | Auburn – Hoyt 345 kV | 640139 COOPER 3 345 640601 S3771 345 1 | 0.00862 | 1.6809 | Yes
GEN-2024-092 | 05 SOUTHWEST | G05 29SP | Auburn – Hoyt 345 kV | 640139 COOPER 3 345 640601 S3771 345 1 | 0.00863 | 1.7217 | Yes
GEN-2024-099 | 05 SOUTHWEST | G05 29SP | Auburn – Hoyt 345 kV | 640139 COOPER 3 345 640601 S3771 345 1 | 0.00877 | 2.631 | Yes
GEN-2024-109 | 05 SOUTHWEST | G05 29SP | Raun – S3452 345 kV | 645452 S3452 3 345 645454 S3454 3 345 1 | 0.00252 | 1.0093 | Yes
GEN-2024-109 | 05 SOUTHWEST | G05 29SP | Sibley - 345 kV Bus Reconfiguration | 541201 SIBLEY 7 345 541500 KETCHEM7 345 1 | 0.00318 | 1.2736 | Yes
GEN-2024-109 | 05 SOUTHWEST | G05 29SP | Auburn – Hoyt 345 kV | 640139 COOPER 3 345 640601 S3771 345 1 | 0.00868 | 3.4763 | Yes
GEN-2024-124 | 05 SOUTHWEST | G05 29SP | Raun – S3452 345 kV | 645452 S3452 3 345 645454 S3454 3 345 1 | 0.00248 | 1.0416 | Yes
GEN-2024-124 | 05 SOUTHWEST | G05 29SP | Auburn – Hoyt 345 kV | 640601 S3771 345 532765 HOYT 7 345 1 | 0.00252 | 1.0584 | Yes
GEN-2024-124 | 05 SOUTHWEST | G05 29SP | Sibley - 345 kV Bus Reconfiguration | 541201 SIBLEY 7 345 541500 KETCHEM7 345 1 | 0.00301 | 1.2642 | Yes
GEN-2024-124 | 05 SOUTHWEST | G05 29SP | Auburn – Hoyt 345 kV | 640139 COOPER 3 345 640601 S3771 345 1 | 0.00844 | 3.5448 | Yes
GEN-2024-143 | 05 SOUTHWEST | G05 29SP | Sibley - 345 kV Bus Reconfiguration | 541201 SIBLEY 7 345 541500 KETCHEM7 345 1 | 0.00465 | 1.1625 | Yes
GEN-2024-143 | 05 SOUTHWEST | G05 29SP | Auburn – Hoyt 345 kV | 640139 COOPER 3 345 640601 S3771 345 1 | 0.01008 | 2.52 | Yes
GEN-2024-145 | 05 SOUTHWEST | G05 29SP | Sibley - 345 kV Bus Reconfiguration | 541201 SIBLEY 7 345 541500 KETCHEM7 345 1 | 0.00465 | 1.1625 | Yes
GEN-2024-145 | 05 SOUTHWEST | G05 29SP | Auburn – Hoyt 345 kV | 640139 COOPER 3 345 640601 S3771 345 1 | 0.01008 | 2.52 | Yes
GEN-2024-153 | 05 SOUTHWEST | G05 29SP | Auburn – Hoyt 345 kV | 640139 COOPER 3 345 640601 S3771 345 1 | 0.00925 | 2.3125 | Yes
GEN-2024-159 | 05 SOUTHWEST | G05 29SP | Auburn – Hoyt 345 kV | 640139 COOPER 3 345 640601 S3771 345 1 | 0.00862 | 2.586 | Yes
GEN-2024-186 | 05 SOUTHWEST | G05 29SP | Auburn – Hoyt 345 kV | 640139 COOPER 3 345 640601 S3771 345 1 | 0.00844 | 1.6796 | Yes
GEN-2024-221 | 05 SOUTHWEST | G05 29SP | Raun – S3452 345 kV | 645452 S3452 3 345 645454 S3454 3 345 1 | 0.0025 | 1 | Yes
GEN-2024-221 | 05 SOUTHWEST | G05 29SP | Auburn – Hoyt 345 kV | 640601 S3771 345 532765 HOYT 7 345 1 | 0.0025 | 1 | Yes
GEN-2024-221 | 05 SOUTHWEST | G05 29SP | Sibley - 345 kV Bus Reconfiguration | 541201 SIBLEY 7 345 541500 KETCHEM7 345 1 | 0.00307 | 1.228 | Yes
GEN-2024-221 | 05 SOUTHWEST | G05 29SP | Auburn – Hoyt 345 kV | 640139 COOPER 3 345 640601 S3771 345 1 | 0.00854 | 3.416 | Yes
GEN-2024-244 | 05 SOUTHWEST | G05 29SP | Sibley - 345 kV Bus Reconfiguration | 541201 SIBLEY 7 345 541500 KETCHEM7 345 1 | 0.00667 | 1.0005 | Yes
GEN-2024-244 | 05 SOUTHWEST | G05 29SP | Auburn – Hoyt 345 kV | 640139 COOPER 3 345 640601 S3771 345 1 | 0.01164 | 1.746 | Yes
GEN-2024-246 | 05 SOUTHWEST | G05 29SP | Auburn – Hoyt 345 kV | 640139 COOPER 3 345 640601 S3771 345 1 | 0.00826 | 1.6437 | Yes
GEN-2024-251 | 05 SOUTHWEST | G05 29SP | Auburn – Hoyt 345 kV | 640139 COOPER 3 345 640601 S3771 345 1 | 0.00837 | 1.0463 | Yes
GEN-2024-261 | 05 SOUTHWEST | G05 29SP | Auburn – Hoyt 345 kV | 640139 COOPER 3 345 640601 S3771 345 1 | 0.00833 | 1.2495 | Yes
GEN-2024-265 | 05 SOUTHWEST | G05 29SP | Auburn – Hoyt 345 kV | 640139 COOPER 3 345 640601 S3771 345 1 | 0.00833 | 1.2912 | Yes
GEN-2024-266 | 05 SOUTHWEST | G05 29SP | Raun – S3452 345 kV | 645452 S3452 3 345 645454 S3454 3 345 1 | 0.00268 | 1.34 | Yes
GEN-2024-266 | 05 SOUTHWEST | G05 29SP | Sibley - 345 kV Bus Reconfiguration | 541201 SIBLEY 7 345 541500 KETCHEM7 345 1 | 0.00433 | 2.165 | Yes
GEN-2024-266 | 05 SOUTHWEST | G05 29SP | Auburn – Hoyt 345 kV | 640139 COOPER 3 345 640601 S3771 345 1 | 0.00992 | 4.96 | Yes
GEN-2024-271 | 05 SOUTHWEST | G05 29SP | Auburn – Hoyt 345 kV | 640139 COOPER 3 345 640601 S3771 345 1 | 0.00845 | 2.1125 | Yes
GEN-2024-278 | 05 SOUTHWEST | G05 29SP | Auburn – Hoyt 345 kV | 640139 COOPER 3 345 640601 S3771 345 1 | 0.00847 | 2.2386 | Yes
GEN-2024-280 | 05 SOUTHWEST | G05 29SP | Sibley - 345 kV Bus Reconfiguration | 541201 SIBLEY 7 345 541500 KETCHEM7 345 1 | 0.00295 | 1.0325 | Yes
GEN-2024-280 | 05 SOUTHWEST | G05 29SP | Auburn – Hoyt 345 kV | 640139 COOPER 3 345 640601 S3771 345 1 | 0.00834 | 2.919 | Yes
GEN-2024-281 | 05 SOUTHWEST | G05 29SP | Auburn – Hoyt 345 kV | 640139 COOPER 3 345 640601 S3771 345 1 | 0.00832 | 2.08 | Yes
GEN-2024-303 | 05 SOUTHWEST | G05 29SP | Raun – S3452 345 kV | 645452 S3452 3 345 645454 S3454 3 345 1 | 0.00251 | 1.255 | Yes
GEN-2024-303 | 05 SOUTHWEST | G05 29SP | Auburn – Hoyt 345 kV | 640601 S3771 345 532765 HOYT 7 345 1 | 0.00249 | 1.245 | Yes
GEN-2024-303 | 05 SOUTHWEST | G05 29SP | Sibley - 345 kV Bus Reconfiguration | 541201 SIBLEY 7 345 541500 KETCHEM7 345 1 | 0.00311 | 1.555 | Yes
GEN-2024-303 | 05 SOUTHWEST | G05 29SP | Auburn – Hoyt 345 kV | 640139 COOPER 3 345 640601 S3771 345 1 | 0.0086 | 4.3 | Yes
GEN-2024-304 | 05 SOUTHWEST | G05 29SP | Raun – S3452 345 kV | 645452 S3452 3 345 645454 S3454 3 345 1 | 0.00251 | 1.255 | Yes
GEN-2024-304 | 05 SOUTHWEST | G05 29SP | Auburn – Hoyt 345 kV | 640601 S3771 345 532765 HOYT 7 345 1 | 0.00249 | 1.245 | Yes
GEN-2024-304 | 05 SOUTHWEST | G05 29SP | Sibley - 345 kV Bus Reconfiguration | 541201 SIBLEY 7 345 541500 KETCHEM7 345 1 | 0.00311 | 1.555 | Yes
GEN-2024-304 | 05 SOUTHWEST | G05 29SP | Auburn – Hoyt 345 kV | 640139 COOPER 3 345 640601 S3771 345 1 | 0.0086 | 4.3 | Yes
GEN-2024-306 | 05 SOUTHWEST | G05 29SP | Auburn – Hoyt 345 kV | 640139 COOPER 3 345 640601 S3771 345 1 | 0.00833 | 1.2495 | Yes
GEN-2024-311 | 05 SOUTHWEST | G05 29SP | Auburn – Hoyt 345 kV | 640139 COOPER 3 345 640601 S3771 345 1 | 0.00838 | 1.8855 | Yes
GEN-2024-317 | 05 SOUTHWEST | G05 29SP | Auburn – Hoyt 345 kV | 640139 COOPER 3 345 640601 S3771 345 1 | 0.00792 | 2.376 | Yes
GEN-2024-324 | 05 SOUTHWEST | G05 29SP | Auburn – Hoyt 345 kV | 640139 COOPER 3 345 640601 S3771 345 1 | 0.00844 | 1.3504 | Yes
GEN-2024-325 | 05 SOUTHWEST | G05 29SP | Auburn – Hoyt 345 kV | 640139 COOPER 3 345 640601 S3771 345 1 | 0.00844 | 1.266 | Yes
GEN-2024-336 | 05 SOUTHWEST | G05 29SP | Auburn – Hoyt 345 kV | 640139 COOPER 3 345 640601 S3771 345 1 | 0.00831 | 2.493 | Yes
GEN-2024-351 | 05 SOUTHWEST | G05 29SP | Auburn – Hoyt 345 kV | 640139 COOPER 3 345 640601 S3771 345 1 | 0.00833 | 1.6577 | Yes
GEN-2024-355 | 05 SOUTHWEST | G05 29SP | Auburn – Hoyt 345 kV | 640139 COOPER 3 345 640601 S3771 345 1 | 0.00817 | 1.6258 | Yes
GEN-2024-364 | 05 SOUTHWEST | G05 29SP | Sibley - 345 kV Bus Reconfiguration | 541201 SIBLEY 7 345 541500 KETCHEM7 345 1 | 0.00365 | 1.095 | Yes
GEN-2024-364 | 05 SOUTHWEST | G05 29SP | Auburn – Hoyt 345 kV | 640139 COOPER 3 345 640601 S3771 345 1 | 0.00925 | 2.775 | Yes
GEN-2024-365 | 05 SOUTHWEST | G05 29SP | Auburn – Hoyt 345 kV | 640139 COOPER 3 345 640601 S3771 345 1 | 0.0083 | 1.66 | Yes
GEN-2024-366 | 05 SOUTHWEST | G05 29SP | Auburn – Hoyt 345 kV | 640139 COOPER 3 345 640601 S3771 345 1 | 0.0083 | 1.66 | Yes
GEN-2024-368 | 05 SOUTHWEST | G05 29SP | Auburn – Hoyt 345 kV | 640139 COOPER 3 345 640601 S3771 345 1 | 0.00875 | 2.1875 | Yes
GEN-2024-371 | 05 SOUTHWEST | G05 29SP | Auburn – Hoyt 345 kV | 640139 COOPER 3 345 640601 S3771 345 1 | 0.00833 | 2.0825 | Yes

## MISO Facility Screening Results
Gen Number | Group | Model | Monitored Facility | CON Name | TDF | Meet MISO Facility Screening Criteria?
GEN-2024-034 | 01 NORTH | G01 29SP | 620480 DEUEL CO 3 345 620483 ASTORIA 3 345 1 | P11:0:OTP:J510ASTORG1:1 | 0.20391 | Yes
GEN-2024-034 | 01 NORTH | G01 29SP | 620417 BSSOUTH3 345 620480 DEUEL CO 3 345 1 | P11:0:OTP:J510ASTORG1:1 | 0.20391 | Yes
GEN-2024-034 | 01 NORTH | G01 29SP | 601031 BRKNGCO3 345 601077 HAWKSNEST 3 345 1 | P11:0:XEL:H081_MPT_H:W | 0.05087 | Yes
GEN-2024-034 | 01 NORTH | G01 29SP | 601001 FORBES 2 500 601017 CHIS-N 2 500 1 | P11:115:XEL:HBR #6:7:8 | 0.05021 | Yes
GEN-2024-034 | 01 NORTH | G01 29SP | 601016 CHIS CO2 500 601017 CHIS-N 2 500 1 | P11:115:XEL:HBR #6:7:8 | 0.05021 | Yes
GEN-2024-034 | 01 NORTH | G01 29SP | 601004 WILMART3 345 601072 SHEAS LK3 345 1 | P11:115:XEL:HBR #6:7:8 | 0.07452 | Yes
GEN-2024-034 | 01 NORTH | G01 29SP | 601050 HELENA 3 345 601072 SHEAS LK3 345 1 | P11:115:XEL:HBR #6:7:8 | 0.07514 | Yes
GEN-2024-034 | 01 NORTH | G01 29SP | 601001 FORBES 2 500 601017 CHIS-N 2 500 1 | P11:115:XEL:RIVRSID7:COMBINE CYCLE | 0.05021 | Yes
GEN-2024-034 | 01 NORTH | G01 29SP | 601016 CHIS CO2 500 601017 CHIS-N 2 500 1 | P11:115:XEL:RIVRSID7:COMBINE CYCLE | 0.05021 | Yes
GEN-2024-034 | 01 NORTH | G01 29SP | 601006 SPLT RK3 345 652536 WHITE-SRX3 345 1 | P11:17:XEL:ANS74G:4 | 0.116 | Yes
GEN-2024-034 | 01 NORTH | G01 29SP | 620314 BIGSTON4 230 620325 BROWNSV4 230 1 | P11:20:OTP:CENTER2G:1 | 0.07544 | Yes
GEN-2024-034 | 01 NORTH | G01 29SP | 620325 BROWNSV4 230 620328 NEW EFFNGTN4 230 1 | P11:20:OTP:CENTER2G:1 | 0.07322 | Yes
GEN-2024-034 | 01 NORTH | G01 29SP | 620327 HANKSON4 230 620328 NEW EFFNGTN4 230 1 | P11:20:OTP:CENTER2G:1 | 0.07322 | Yes
GEN-2024-034 | 01 NORTH | G01 29SP | 601010 MNTCELO3 345 601047 QUARRY 3 345 1 | P11:20:OTP:CENTER2G:1 | 0.05537 | Yes
GEN-2024-034 | 01 NORTH | G01 29SP | 601067 BISON 3 345 620427 HANKINSON 3 345 1 | P11:20:OTP:CENTER2G:1 | 0.11641 | Yes
GEN-2024-034 | 01 NORTH | G01 29SP | 601001 FORBES 2 500 601017 CHIS-N 2 500 1 | P11:20:XEL:KING31G:1 | 0.05021 | Yes
GEN-2024-034 | 01 NORTH | G01 29SP | 601016 CHIS CO2 500 601017 CHIS-N 2 500 1 | P11:20:XEL:KING31G:1 | 0.05021 | Yes
GEN-2024-034 | 01 NORTH | G01 29SP | 601014 AS KING3 345 601021 KOLMNLK3 345 1 | P11:20:XEL:KING31G:1 | 0.05138 | Yes
GEN-2024-034 | 01 NORTH | G01 29SP | 601004 WILMART3 345 601072 SHEAS LK3 345 1 | P11:20:XEL:KING31G:1 | 0.07452 | Yes
GEN-2024-034 | 01 NORTH | G01 29SP | 601050 HELENA 3 345 601072 SHEAS LK3 345 1 | P11:20:XEL:KING31G:1 | 0.07514 | Yes
GEN-2024-034 | 01 NORTH | G01 29SP | 601001 FORBES 2 500 601017 CHIS-N 2 500 1 | P11:20:XEL:PR_ISLD:31G | 0.05021 | Yes
GEN-2024-034 | 01 NORTH | G01 29SP | 601016 CHIS CO2 500 601017 CHIS-N 2 500 1 | P11:20:XEL:PR_ISLD:31G | 0.05021 | Yes
GEN-2024-034 | 01 NORTH | G01 29SP | 601004 WILMART3 345 601072 SHEAS LK3 345 1 | P11:20:XEL:PR_ISLD:31G | 0.07452 | Yes
GEN-2024-034 | 01 NORTH | G01 29SP | 601048 LYON CO 3 345 601077 HAWKSNEST 3 345 1 | P11:20:XEL:PR_ISLD:31G | 0.05087 | Yes
GEN-2024-034 | 01 NORTH | G01 29SP | 601050 HELENA 3 345 601072 SHEAS LK3 345 1 | P11:20:XEL:PR_ISLD:31G | 0.07514 | Yes
GEN-2024-034 | 01 NORTH | G01 29SP | 613060 BYRON 3 345 615306 GRE-PL VLLY3 345 1 | P11:20:XEL:PR_ISLD:31G | 0.06434 | Yes
GEN-2024-034 | 01 NORTH | G01 29SP | 601039 NROC 3 345 613060 BYRON 3 345 1 | P11:20:XEL:PR_ISLD:31G | 0.06582 | Yes
GEN-2024-034 | 01 NORTH | G01 29SP | 601004 WILMART3 345 631193 HUNTLEY3 345 1 | P11:20:XEL:PR_ISLD:31G | 0.06504 | Yes
GEN-2024-034 | 01 NORTH | G01 29SP | 601001 FORBES 2 500 601017 CHIS-N 2 500 1 | P11:20:XEL:PR_ISLD:32G | 0.05021 | Yes
GEN-2024-034 | 01 NORTH | G01 29SP | 601016 CHIS CO2 500 601017 CHIS-N 2 500 1 | P11:20:XEL:PR_ISLD:32G | 0.05021 | Yes
GEN-2024-034 | 01 NORTH | G01 29SP | 601004 WILMART3 345 601072 SHEAS LK3 345 1 | P11:20:XEL:PR_ISLD:32G | 0.07452 | Yes
GEN-2024-034 | 01 NORTH | G01 29SP | 601050 HELENA 3 345 601072 SHEAS LK3 345 1 | P11:20:XEL:PR_ISLD:32G | 0.07514 | Yes
GEN-2024-034 | 01 NORTH | G01 29SP | 613060 BYRON 3 345 615306 GRE-PL VLLY3 345 1 | P11:20:XEL:PR_ISLD:32G | 0.06434 | Yes
GEN-2024-034 | 01 NORTH | G01 29SP | 601039 NROC 3 345 613060 BYRON 3 345 1 | P11:20:XEL:PR_ISLD:32G | 0.06582 | Yes
GEN-2024-034 | 01 NORTH | G01 29SP | 601004 WILMART3 345 631193 HUNTLEY3 345 1 | P11:20:XEL:PR_ISLD:32G | 0.06504 | Yes
GEN-2024-034 | 01 NORTH | G01 29SP | 620314 BIGSTON4 230 620325 BROWNSV4 230 1 | P11:22:GRE:GRE-COAL41G:1 | 0.07544 | Yes
GEN-2024-034 | 01 NORTH | G01 29SP | 620325 BROWNSV4 230 620328 NEW EFFNGTN4 230 1 | P11:22:GRE:GRE-COAL41G:1 | 0.07322 | Yes
GEN-2024-034 | 01 NORTH | G01 29SP | 620327 HANKSON4 230 620328 NEW EFFNGTN4 230 1 | P11:22:GRE:GRE-COAL41G:1 | 0.07322 | Yes
GEN-2024-034 | 01 NORTH | G01 29SP | 635200 RAUN 3 345 652564 SIOUXCY3 345 1 | P11:22:GRE:GRE-COAL41G:1 | 0.08079 | Yes
GEN-2024-034 | 01 NORTH | G01 29SP | 601010 MNTCELO3 345 601047 QUARRY 3 345 1 | P11:22:GRE:GRE-COAL41G:1 | 0.05537 | Yes
GEN-2024-034 | 01 NORTH | G01 29SP | 601067 BISON 3 345 620427 HANKINSON 3 345 1 | P11:22:GRE:GRE-COAL41G:1 | 0.11641 | Yes
GEN-2024-034 | 01 NORTH | G01 29SP | 620314 BIGSTON4 230 620325 BROWNSV4 230 1 | P11:22:GRE:GRE-COAL42G:2 | 0.07544 | Yes
GEN-2024-034 | 01 NORTH | G01 29SP | 620325 BROWNSV4 230 620328 NEW EFFNGTN4 230 1 | P11:22:GRE:GRE-COAL42G:2 | 0.07322 | Yes
GEN-2024-034 | 01 NORTH | G01 29SP | 620327 HANKSON4 230 620328 NEW EFFNGTN4 230 1 | P11:22:GRE:GRE-COAL42G:2 | 0.07322 | Yes
GEN-2024-034 | 01 NORTH | G01 29SP | 635200 RAUN 3 345 652564 SIOUXCY3 345 1 | P11:22:GRE:GRE-COAL42G:2 | 0.08079 | Yes
GEN-2024-034 | 01 NORTH | G01 29SP | 601010 MNTCELO3 345 601047 QUARRY 3 345 1 | P11:22:GRE:GRE-COAL42G:2 | 0.05537 | Yes
GEN-2024-034 | 01 NORTH | G01 29SP | 620417 BSSOUTH3 345 620427 HANKINSON 3 345 1 | P11:22:GRE:GRE-COAL42G:2 | 0.15752 | Yes
GEN-2024-034 | 01 NORTH | G01 29SP | 601067 BISON 3 345 620427 HANKINSON 3 345 1 | P11:22:GRE:GRE-COAL42G:2 | 0.11641 | Yes
GEN-2024-034 | 01 NORTH | G01 29SP | 661091 NAPOLEON SW4 230 661094 WISHEK 4 230 1 | P11:230:MDU:BADGER WIND:W1: | 0.07751 | Yes
GEN-2024-034 | 01 NORTH | G01 29SP | 661053 MANDAN 4 230 661091 NAPOLEON SW4 230 1 | P11:230:MDU:BADGER WIND:W1: | 0.07751 | Yes
GEN-2024-034 | 01 NORTH | G01 29SP | 661091 NAPOLEON SW4 230 661094 WISHEK 4 230 1 | P11:230:MDU:BADGER WIND:W2: | 0.07751 | Yes
GEN-2024-034 | 01 NORTH | G01 29SP | 661053 MANDAN 4 230 661091 NAPOLEON SW4 230 1 | P11:230:MDU:BADGER WIND:W2: | 0.07751 | Yes
GEN-2024-034 | 01 NORTH | G01 29SP | 661053 MANDAN 4 230 661091 NAPOLEON SW4 230 1 | P11:230:MDU:EMMONS LOGAN:W: | 0.07751 | Yes
GEN-2024-034 | 01 NORTH | G01 29SP | 661093 MERRCRT4 230 661094 WISHEK 4 230 1 | P11:230:MDU:FOXTAIL:W: | 0.07751 | Yes
GEN-2024-034 | 01 NORTH | G01 29SP | 661091 NAPOLEON SW4 230 661094 WISHEK 4 230 1 | P11:230:MDU:FOXTAIL:W: | 0.07751 | Yes
GEN-2024-034 | 01 NORTH | G01 29SP | 661097 ELLENDL345 3 345 995801 661:ELLENDL 230 1 | P11:230:MDU:FOXTAIL:W: | 0.17859 | Yes
GEN-2024-034 | 01 NORTH | G01 29SP | 620369 JAMESTN3 345 620769 JMS SHUNT 3 345 Z | P11:230:MDU:FOXTAIL:W: | 0.09996 | Yes
GEN-2024-034 | 01 NORTH | G01 29SP | 620769 JMS SHUNT 3 345 661952 ELN345SHNT23 345 1 | P11:230:MDU:FOXTAIL:W: | 0.09996 | Yes
GEN-2024-034 | 01 NORTH | G01 29SP | 661097 ELLENDL345 3 345 661952 ELN345SHNT23 345 Z | P11:230:MDU:FOXTAIL:W: | 0.09996 | Yes
GEN-2024-034 | 01 NORTH | G01 29SP | 620369 JAMESTN3 345 657791 CENTER 3 345 1 | P11:24:OTP:BIGSTN1G:1 | 0.08095 | Yes
GEN-2024-034 | 01 NORTH | G01 29SP | 661093 MERRCRT4 230 661094 WISHEK 4 230 1 | P11:24:OTP:BIGSTN1G:1 | 0.07751 | Yes
GEN-2024-034 | 01 NORTH | G01 29SP | 620416 TWIN BRKS 3 345 620417 BSSOUTH3 345 1 | P11:24:OTP:BIGSTN1G:1 | 0.07862 | Yes
GEN-2024-034 | 01 NORTH | G01 29SP | 635200 RAUN 3 345 652564 SIOUXCY3 345 1 | P11:24:OTP:BIGSTN1G:1 | 0.08079 | Yes
GEN-2024-034 | 01 NORTH | G01 29SP | 601010 MNTCELO3 345 601047 QUARRY 3 345 1 | P11:24:OTP:BIGSTN1G:1 | 0.05537 | Yes
GEN-2024-034 | 01 NORTH | G01 29SP | 620327 HANKSON4 230 620363 FORMAN 4 230 1 | P11:24:OTP:BIGSTN1G:1 | 0.45528 | Yes
GEN-2024-034 | 01 NORTH | G01 29SP | 620369 JAMESTN3 345 620769 JMS SHUNT 3 345 Z | P11:24:OTP:BIGSTN1G:1 | 0.09996 | Yes
GEN-2024-034 | 01 NORTH | G01 29SP | 620769 JMS SHUNT 3 345 661952 ELN345SHNT23 345 1 | P11:24:OTP:BIGSTN1G:1 | 0.09996 | Yes
GEN-2024-034 | 01 NORTH | G01 29SP | 661097 ELLENDL345 3 345 661952 ELN345SHNT23 345 Z | P11:24:OTP:BIGSTN1G:1 | 0.09996 | Yes
GEN-2024-034 | 01 NORTH | G01 29SP | 661097 ELLENDL345 3 345 661950 ELN345SHNT 3 345 Z | P11:24:OTP:BIGSTN1G:1 | 0.07862 | Yes
GEN-2024-034 | 01 NORTH | G01 29SP | 620416 TWIN BRKS 3 345 661950 ELN345SHNT 3 345 1 | P11:24:OTP:BIGSTN1G:1 | 0.07862 | Yes
GEN-2024-034 | 01 NORTH | G01 29SP | 620329 WAHPETN4 230 658109 FERGSFL4 230 1 | P11:24:XEL:SHERCO31G:1 | 0.0691 | Yes
GEN-2024-034 | 01 NORTH | G01 29SP | 615637 GRE-SILVRLK4 230 658109 FERGSFL4 230 1 | P11:24:XEL:SHERCO31G:1 | 0.05098 | Yes
GEN-2024-034 | 01 NORTH | G01 29SP | 615637 GRE-SILVRLK4 230 615902 GRE-HENNING4 230 1 | P11:24:XEL:SHERCO31G:1 | 0.05098 | Yes
GEN-2024-034 | 01 NORTH | G01 29SP | 615300 GRE-INMAN 4 230 615902 GRE-HENNING4 230 1 | P11:24:XEL:SHERCO31G:1 | 0.05098 | Yes
GEN-2024-034 | 01 NORTH | G01 29SP | 601001 FORBES 2 500 601017 CHIS-N 2 500 1 | P11:24:XEL:SHERCO31G:1 | 0.05021 | Yes
GEN-2024-034 | 01 NORTH | G01 29SP | 601016 CHIS CO2 500 601017 CHIS-N 2 500 1 | P11:24:XEL:SHERCO31G:1 | 0.05021 | Yes
GEN-2024-034 | 01 NORTH | G01 29SP | 601004 WILMART3 345 601072 SHEAS LK3 345 1 | P11:24:XEL:SHERCO31G:1 | 0.07452 | Yes
GEN-2024-034 | 01 NORTH | G01 29SP | 601050 HELENA 3 345 601072 SHEAS LK3 345 1 | P11:24:XEL:SHERCO31G:1 | 0.07514 | Yes
GEN-2024-034 | 01 NORTH | G01 29SP | 601067 BISON 3 345 658049 ALXLNRCTRT 345 1 | P11:24:XEL:SHERCO31G:1 | 0.09418 | Yes
GEN-2024-034 | 01 NORTH | G01 29SP | 658047 ALEXMRES3 345 658049 ALXLNRCTRT 345 Z1 | P11:24:XEL:SHERCO31G:1 | 0.09418 | Yes
GEN-2024-034 | 01 NORTH | G01 29SP | 613060 BYRON 3 345 615306 GRE-PL VLLY3 345 1 | P11:24:XEL:SHERCO31G:1 | 0.06434 | Yes
GEN-2024-034 | 01 NORTH | G01 29SP | 635368 OBRIEN 3 345 635400 HIGHLAND 3 345 1 | P11:24:XEL:SHERCO31G:1 | 0.07907 | Yes
GEN-2024-034 | 01 NORTH | G01 29SP | 601039 NROC 3 345 613060 BYRON 3 345 1 | P11:24:XEL:SHERCO31G:1 | 0.06582 | Yes
GEN-2024-034 | 01 NORTH | G01 29SP | 615664 GRE-RIVERVW3 345 658047 ALEXMRES3 345 1 | P11:24:XEL:SHERCO31G:1 | 0.0548 | Yes
GEN-2024-034 | 01 NORTH | G01 29SP | 601004 WILMART3 345 631193 HUNTLEY3 345 1 | P11:24:XEL:SHERCO31G:1 | 0.06504 | Yes
GEN-2024-034 | 01 NORTH | G01 29SP | 631138 LAKEFLD3 345 635368 OBRIEN 3 345 1 | P11:24:XEL:SHERCO31G:1 | 0.08985 | Yes
GEN-2024-034 | 01 NORTH | G01 29SP | 601047 QUARRY 3 345 615664 GRE-RIVERVW3 345 1 | P11:24:XEL:SHERCO31G:1 | 0.05439 | Yes
GEN-2024-034 | 01 NORTH | G01 29SP | 601008 BG OAKS3 345 658047 ALEXMRES3 345 1 | P11:24:XEL:SHERCO31G:1 | 0.05818 | Yes
GEN-2024-034 | 01 NORTH | G01 29SP | 620329 WAHPETN4 230 658109 FERGSFL4 230 1 | P11:24:XEL:SHERCO32G:2 | 0.0691 | Yes
GEN-2024-034 | 01 NORTH | G01 29SP | 601001 FORBES 2 500 601017 CHIS-N 2 500 1 | P11:24:XEL:SHERCO32G:2 | 0.05021 | Yes
GEN-2024-034 | 01 NORTH | G01 29SP | 601016 CHIS CO2 500 601017 CHIS-N 2 500 1 | P11:24:XEL:SHERCO32G:2 | 0.05021 | Yes
GEN-2024-034 | 01 NORTH | G01 29SP | 601004 WILMART3 345 601072 SHEAS LK3 345 1 | P11:24:XEL:SHERCO32G:2 | 0.07452 | Yes
GEN-2024-034 | 01 NORTH | G01 29SP | 601050 HELENA 3 345 601072 SHEAS LK3 345 1 | P11:24:XEL:SHERCO32G:2 | 0.07514 | Yes
GEN-2024-034 | 01 NORTH | G01 29SP | 601067 BISON 3 345 658049 ALXLNRCTRT 345 1 | P11:24:XEL:SHERCO32G:2 | 0.09418 | Yes
GEN-2024-034 | 01 NORTH | G01 29SP | 658047 ALEXMRES3 345 658049 ALXLNRCTRT 345 Z1 | P11:24:XEL:SHERCO32G:2 | 0.09418 | Yes
GEN-2024-034 | 01 NORTH | G01 29SP | 613060 BYRON 3 345 615306 GRE-PL VLLY3 345 1 | P11:24:XEL:SHERCO32G:2 | 0.06434 | Yes
GEN-2024-034 | 01 NORTH | G01 29SP | 635368 OBRIEN 3 345 635400 HIGHLAND 3 345 1 | P11:24:XEL:SHERCO32G:2 | 0.07907 | Yes
GEN-2024-034 | 01 NORTH | G01 29SP | 601039 NROC 3 345 613060 BYRON 3 345 1 | P11:24:XEL:SHERCO32G:2 | 0.06582 | Yes
GEN-2024-034 | 01 NORTH | G01 29SP | 615664 GRE-RIVERVW3 345 658047 ALEXMRES3 345 1 | P11:24:XEL:SHERCO32G:2 | 0.0548 | Yes
GEN-2024-034 | 01 NORTH | G01 29SP | 601004 WILMART3 345 631193 HUNTLEY3 345 1 | P11:24:XEL:SHERCO32G:2 | 0.06504 | Yes
GEN-2024-034 | 01 NORTH | G01 29SP | 631138 LAKEFLD3 345 635368 OBRIEN 3 345 1 | P11:24:XEL:SHERCO32G:2 | 0.08985 | Yes
GEN-2024-034 | 01 NORTH | G01 29SP | 601047 QUARRY 3 345 615664 GRE-RIVERVW3 345 1 | P11:24:XEL:SHERCO32G:2 | 0.05439 | Yes
GEN-2024-034 | 01 NORTH | G01 29SP | 601008 BG OAKS3 345 658047 ALEXMRES3 345 1 | P11:24:XEL:SHERCO32G:2 | 0.05818 | Yes
GEN-2024-034 | 01 NORTH | G01 29SP | 620329 WAHPETN4 230 658109 FERGSFL4 230 1 | P11:26:XEL:SHERCO33G:3 | 0.0691 | Yes
GEN-2024-034 | 01 NORTH | G01 29SP | 615637 GRE-SILVRLK4 230 658109 FERGSFL4 230 1 | P11:26:XEL:SHERCO33G:3 | 0.05098 | Yes
GEN-2024-034 | 01 NORTH | G01 29SP | 615637 GRE-SILVRLK4 230 615902 GRE-HENNING4 230 1 | P11:26:XEL:SHERCO33G:3 | 0.05098 | Yes
GEN-2024-034 | 01 NORTH | G01 29SP | 620327 HANKSON4 230 620829 WAHPETON XF4 230 1 | P11:26:XEL:SHERCO33G:3 | 0.10813 | Yes
GEN-2024-034 | 01 NORTH | G01 29SP | 615300 GRE-INMAN 4 230 615902 GRE-HENNING4 230 1 | P11:26:XEL:SHERCO33G:3 | 0.05098 | Yes
GEN-2024-034 | 01 NORTH | G01 29SP | 601004 WILMART3 345 601072 SHEAS LK3 345 1 | P11:26:XEL:SHERCO33G:3 | 0.07452 | Yes
GEN-2024-034 | 01 NORTH | G01 29SP | 601001 FORBES 2 500 601017 CHIS-N 2 500 1 | P11:26:XEL:SHERCO33G:3 | 0.05021 | Yes
GEN-2024-034 | 01 NORTH | G01 29SP | 601016 CHIS CO2 500 601017 CHIS-N 2 500 1 | P11:26:XEL:SHERCO33G:3 | 0.05021 | Yes
GEN-2024-034 | 01 NORTH | G01 29SP | 601050 HELENA 3 345 601072 SHEAS LK3 345 1 | P11:26:XEL:SHERCO33G:3 | 0.07514 | Yes
GEN-2024-034 | 01 NORTH | G01 29SP | 601067 BISON 3 345 658049 ALXLNRCTRT 345 1 | P11:26:XEL:SHERCO33G:3 | 0.09418 | Yes
GEN-2024-034 | 01 NORTH | G01 29SP | 658047 ALEXMRES3 345 658049 ALXLNRCTRT 345 Z1 | P11:26:XEL:SHERCO33G:3 | 0.09418 | Yes
GEN-2024-034 | 01 NORTH | G01 29SP | 635200 RAUN 3 345 652564 SIOUXCY3 345 1 | P11:26:XEL:SHERCO33G:3 | 0.08079 | Yes
GEN-2024-034 | 01 NORTH | G01 29SP | 613060 BYRON 3 345 615306 GRE-PL VLLY3 345 1 | P11:26:XEL:SHERCO33G:3 | 0.06434 | Yes
GEN-2024-034 | 01 NORTH | G01 29SP | 635368 OBRIEN 3 345 635400 HIGHLAND 3 345 1 | P11:26:XEL:SHERCO33G:3 | 0.07907 | Yes
GEN-2024-034 | 01 NORTH | G01 29SP | 601039 NROC 3 345 613060 BYRON 3 345 1 | P11:26:XEL:SHERCO33G:3 | 0.06582 | Yes
GEN-2024-034 | 01 NORTH | G01 29SP | 615664 GRE-RIVERVW3 345 658047 ALEXMRES3 345 1 | P11:26:XEL:SHERCO33G:3 | 0.0548 | Yes
GEN-2024-034 | 01 NORTH | G01 29SP | 601004 WILMART3 345 631193 HUNTLEY3 345 1 | P11:26:XEL:SHERCO33G:3 | 0.06504 | Yes
GEN-2024-034 | 01 NORTH | G01 29SP | 631138 LAKEFLD3 345 635368 OBRIEN 3 345 1 | P11:26:XEL:SHERCO33G:3 | 0.08985 | Yes
GEN-2024-034 | 01 NORTH | G01 29SP | 631197 LEDYARD3 345 635369 KOSSUTH 3 345 1 | P11:26:XEL:SHERCO33G:3 | 0.05565 | Yes
GEN-2024-034 | 01 NORTH | G01 29SP | 601047 QUARRY 3 345 615664 GRE-RIVERVW3 345 1 | P11:26:XEL:SHERCO33G:3 | 0.05439 | Yes
GEN-2024-034 | 01 NORTH | G01 29SP | 601008 BG OAKS3 345 658047 ALEXMRES3 345 1 | P11:26:XEL:SHERCO33G:3 | 0.05818 | Yes
GEN-2024-034 | 01 NORTH | G01 29SP | 635600 GRIMES 3 345 636003 BEAVER CRK 3 345 1 | P11:345:MEC:GDMEC:3:ST | 0.06262 | Yes
GEN-2024-034 | 01 NORTH | G01 29SP | 635018 NORTHBORO 3 345 635570 ORIENT 3 345 1 | P11:345:MEC:GDMEC:3:ST | 0.05195 | Yes
GEN-2024-034 | 01 NORTH | G01 29SP | 635017 ATCHISON 3 345 635018 NORTHBORO 3 345 1 | P11:345:MEC:GDMEC:3:ST | 0.05195 | Yes
GEN-2024-034 | 01 NORTH | G01 29SP | 635017 ATCHISON 3 345 640139 COOPER 3 345 1 | P11:345:MEC:GDMEC:3:ST | 0.05195 | Yes
GEN-2024-034 | 01 NORTH | G01 29SP | 636003 BEAVER CRK 3 345 636010 LEHIGH 3 345 1 | P11:345:MEC:GDMEC:3:ST | 0.06262 | Yes
GEN-2024-034 | 01 NORTH | G01 29SP | 631139 HAZLTON3 345 631270 LASALLE 3 345 1 | P11:345:MEC:LOUISA:1 | 0.06281 | Yes
GEN-2024-034 | 01 NORTH | G01 29SP | 631144 MITCHLCO3 345 631270 LASALLE 3 345 1 | P11:345:MEC:LOUISA:1 | 0.06281 | Yes
GEN-2024-034 | 01 NORTH | G01 29SP | 601002 ADAMS 3 345 631144 MITCHLCO3 345 1 | P11:345:MEC:LOUISA:1 | 0.06281 | Yes
GEN-2024-034 | 01 NORTH | G01 29SP | 601006 SPLT RK3 345 652536 WHITE-SRX3 345 1 | P11:345:MEC:NEAL:3 | 0.116 | Yes
GEN-2024-034 | 01 NORTH | G01 29SP | 601006 SPLT RK3 345 652864 SIOUXCY-LNX3 345 1 | P11:345:MEC:NEAL:3 | 0.09523 | Yes
GEN-2024-034 | 01 NORTH | G01 29SP | 635200 RAUN 3 345 635398 REMSEN 3 345 1 | P11:345:MEC:NEAL:3 | 0.07907 | Yes
GEN-2024-034 | 01 NORTH | G01 29SP | 635398 REMSEN 3 345 635399 CHEROKEE 3 345 1 | P11:345:MEC:NEAL:3 | 0.07907 | Yes
GEN-2024-034 | 01 NORTH | G01 29SP | 635399 CHEROKEE 3 345 635400 HIGHLAND 3 345 1 | P11:345:MEC:NEAL:3 | 0.07907 | Yes
GEN-2024-034 | 01 NORTH | G01 29SP | 601006 SPLT RK3 345 652536 WHITE-SRX3 345 1 | P11:345:MEC:NEAL:4 | 0.116 | Yes
GEN-2024-034 | 01 NORTH | G01 29SP | 601006 SPLT RK3 345 652864 SIOUXCY-LNX3 345 1 | P11:345:MEC:NEAL:4 | 0.09523 | Yes
GEN-2024-034 | 01 NORTH | G01 29SP | 635200 RAUN 3 345 635398 REMSEN 3 345 1 | P11:345:MEC:NEAL:4 | 0.07907 | Yes
GEN-2024-034 | 01 NORTH | G01 29SP | 635398 REMSEN 3 345 635399 CHEROKEE 3 345 1 | P11:345:MEC:NEAL:4 | 0.07907 | Yes
GEN-2024-034 | 01 NORTH | G01 29SP | 635399 CHEROKEE 3 345 635400 HIGHLAND 3 345 1 | P11:345:MEC:NEAL:4 | 0.07907 | Yes
GEN-2024-034 | 01 NORTH | G01 29SP | 635200 RAUN 3 345 762779 G18-043 TAP 345 1 | P11:345:MEC:WSEC:3 | 0.06835 | Yes
GEN-2024-034 | 01 NORTH | G01 29SP | 635200 RAUN 3 345 645552 S3452 REACT3 345 1 | P11:345:MEC:WSEC:3 | 0.06962 | Yes
GEN-2024-034 | 01 NORTH | G01 29SP | 635200 RAUN 3 345 762779 G18-043 TAP 345 1 | P11:345:MEC:WSEC:4 | 0.06835 | Yes
GEN-2024-034 | 01 NORTH | G01 29SP | 601006 SPLT RK3 345 652864 SIOUXCY-LNX3 345 1 | P11:345:MEC:WSEC:4 | 0.09523 | Yes
GEN-2024-034 | 01 NORTH | G01 29SP | 635200 RAUN 3 345 645552 S3452 REACT3 345 1 | P11:345:MEC:WSEC:4 | 0.06962 | Yes
GEN-2024-034 | 01 NORTH | G01 29SP | 635200 RAUN 3 345 762779 G18-043 TAP 345 1 | P11:345:OPPD:LX002:NC:732.0 NEBCITY G2 | 0.06606 | Yes
GEN-2024-034 | 01 NORTH | G01 29SP | 635200 RAUN 3 345 645552 S3452 REACT3 345 1 | P11:345:OPPD:LX002:NC:732.0 NEBCITY G2 | 0.06725 | Yes
GEN-2024-034 | 01 NORTH | G01 29SP | 601002 ADAMS 3 345 615306 GRE-PL VLLY3 345 1 | P11:345:XEL:J1072GEN:PV | 0.06513 | Yes
GEN-2024-034 | 01 NORTH | G01 29SP | 620263 FORMN 7 115 652438 FORMAN 7 115 1 | P12:115.0:UMZ:# N-1 #:: LINE GROTON 7-BRISTOL-ER7-1 :HV: | 0.76327 | Yes
GEN-2024-034 | 01 NORTH | G01 29SP | 620363 FORMAN 4 230 996380 620:FORMAN 2 115 2 | P12:115.0:UMZ:# N-1 #:: LINE GROTON 7-BRISTOL-ER7-1 :HV: | 0.76327 | Yes
GEN-2024-034 | 01 NORTH | G01 29SP | 620263 FORMN 7 115 996380 620:FORMAN 2 115 2 | P12:115.0:UMZ:# N-1 #:: LINE GROTON 7-BRISTOL-ER7-1 :HV: | 0.76327 | Yes
GEN-2024-034 | 01 NORTH | G01 29SP | 620263 FORMN 7 115 652438 FORMAN 7 115 1 | P12:115.0:UMZ:# N-1 #:: LINE GROTON 7-GROTONSOUTH7-Z :HV: | 0.75723 | Yes
GEN-2024-034 | 01 NORTH | G01 29SP | 620363 FORMAN 4 230 996380 620:FORMAN 2 115 2 | P12:115.0:UMZ:# N-1 #:: LINE GROTON 7-GROTONSOUTH7-Z :HV: | 0.75723 | Yes
GEN-2024-034 | 01 NORTH | G01 29SP | 620263 FORMN 7 115 996380 620:FORMAN 2 115 2 | P12:115.0:UMZ:# N-1 #:: LINE GROTON 7-GROTONSOUTH7-Z :HV: | 0.75723 | Yes
GEN-2024-034 | 01 NORTH | G01 29SP | 620263 FORMN 7 115 652438 FORMAN 7 115 1 | P12:115.0:UMZ:# N-1 #:: LINE JAMESTN7-VALLEYC7-1 :HV: | 0.83087 | Yes
GEN-2024-034 | 01 NORTH | G01 29SP | 620363 FORMAN 4 230 996380 620:FORMAN 2 115 2 | P12:115.0:UMZ:# N-1 #:: LINE JAMESTN7-VALLEYC7-1 :HV: | 0.83087 | Yes
GEN-2024-034 | 01 NORTH | G01 29SP | 620263 FORMN 7 115 996380 620:FORMAN 2 115 2 | P12:115.0:UMZ:# N-1 #:: LINE JAMESTN7-VALLEYC7-1 :HV: | 0.83087 | Yes
GEN-2024-034 | 01 NORTH | G01 29SP | 620362 OAKES 4 230 620363 FORMAN 4 230 1 | P12:115.0:UMZ:# N-1 #:: LINE JAMESTN7-VALLEYC7-1 :HV: | 0.3298 | Yes
GEN-2024-034 | 01 NORTH | G01 29SP | 620362 OAKES 4 230 661098 ELLENDL345 4 230 1 | P12:115.0:UMZ:# N-1 #:: LINE JAMESTN7-VALLEYC7-1 :HV: | 0.32533 | Yes
GEN-2024-034 | 01 NORTH | G01 29SP | 620263 FORMN 7 115 652438 FORMAN 7 115 1 | P12:115.0:UMZ:# N-1 #:: LINE SUMMIT-7-BRISTOL-ER7-1 :HV: | 0.76327 | Yes
GEN-2024-034 | 01 NORTH | G01 29SP | 620363 FORMAN 4 230 996380 620:FORMAN 2 115 2 | P12:115.0:UMZ:# N-1 #:: LINE SUMMIT-7-BRISTOL-ER7-1 :HV: | 0.76327 | Yes
GEN-2024-034 | 01 NORTH | G01 29SP | 620263 FORMN 7 115 996380 620:FORMAN 2 115 2 | P12:115.0:UMZ:# N-1 #:: LINE SUMMIT-7-BRISTOL-ER7-1 :HV: | 0.76327 | Yes
GEN-2024-034 | 01 NORTH | G01 29SP | 601005 ELM CRK3 345 601022 PARKERS3 345 1 | P12:115:GRE:CDI-ECK | 0.06877 | Yes
GEN-2024-034 | 01 NORTH | G01 29SP | 615664 GRE-RIVERVW3 345 658047 ALEXMRES3 345 1 | P12:115:MRES::ALEXNOKO:DGLASC07 | 0.05578 | Yes
GEN-2024-034 | 01 NORTH | G01 29SP | 620314 BIGSTON4 230 655465 BLAIR-ER4 230 1 | P12:115:OTP:BIGSTON7:HIWY127:1 | 0.08287 | Yes
GEN-2024-034 | 01 NORTH | G01 29SP | 620314 BIGSTON4 230 620325 BROWNSV4 230 1 | P12:115:OTP:BIGSTON7:HIWY127:1 | 0.0735 | Yes
GEN-2024-034 | 01 NORTH | G01 29SP | 620325 BROWNSV4 230 620328 NEW EFFNGTN4 230 1 | P12:115:OTP:BIGSTON7:HIWY127:1 | 0.07133 | Yes
GEN-2024-034 | 01 NORTH | G01 29SP | 620327 HANKSON4 230 620328 NEW EFFNGTN4 230 1 | P12:115:OTP:BIGSTON7:HIWY127:1 | 0.07133 | Yes
GEN-2024-034 | 01 NORTH | G01 29SP | 620314 BIGSTON4 230 655465 BLAIR-ER4 230 1 | P12:115:OTP:BIGSTON7:HIWY127:ORTONVL1:HV: | 0.08287 | Yes
GEN-2024-034 | 01 NORTH | G01 29SP | 620314 BIGSTON4 230 620325 BROWNSV4 230 1 | P12:115:OTP:BIGSTON7:HIWY127:ORTONVL1:HV: | 0.0735 | Yes
GEN-2024-034 | 01 NORTH | G01 29SP | 620325 BROWNSV4 230 620328 NEW EFFNGTN4 230 1 | P12:115:OTP:BIGSTON7:HIWY127:ORTONVL1:HV: | 0.07133 | Yes
GEN-2024-034 | 01 NORTH | G01 29SP | 620327 HANKSON4 230 620328 NEW EFFNGTN4 230 1 | P12:115:OTP:BIGSTON7:HIWY127:ORTONVL1:HV: | 0.07133 | Yes
GEN-2024-034 | 01 NORTH | G01 29SP | 620314 BIGSTON4 230 655465 BLAIR-ER4 230 1 | P12:115:OTP:HIWY127:ORTONVL7:1 | 0.08287 | Yes
GEN-2024-034 | 01 NORTH | G01 29SP | 620314 BIGSTON4 230 620325 BROWNSV4 230 1 | P12:115:OTP:HIWY127:ORTONVL7:1 | 0.0735 | Yes
GEN-2024-034 | 01 NORTH | G01 29SP | 620325 BROWNSV4 230 620328 NEW EFFNGTN4 230 1 | P12:115:OTP:HIWY127:ORTONVL7:1 | 0.07133 | Yes
GEN-2024-034 | 01 NORTH | G01 29SP | 620327 HANKSON4 230 620328 NEW EFFNGTN4 230 1 | P12:115:OTP:HIWY127:ORTONVL7:1 | 0.07133 | Yes
GEN-2024-034 | 01 NORTH | G01 29SP | 615637 GRE-SILVRLK4 230 658109 FERGSFL4 230 1 | P12:115:OTP:HOOTLK7:1EFERGUS7:PELICAN RAPID | 0.05895 | Yes
GEN-2024-034 | 01 NORTH | G01 29SP | 615637 GRE-SILVRLK4 230 615902 GRE-HENNING4 230 1 | P12:115:OTP:HOOTLK7:1EFERGUS7:PELICAN RAPID | 0.05895 | Yes
GEN-2024-034 | 01 NORTH | G01 29SP | 615300 GRE-INMAN 4 230 615902 GRE-HENNING4 230 1 | P12:115:OTP:HOOTLK7:1EFERGUS7:PELICAN RAPID | 0.05895 | Yes
GEN-2024-034 | 01 NORTH | G01 29SP | 67007 MPC03637POI 230 657750 FRONTER4 230 1 | P12:115:OTP-MRES::HOOT LK7:FERGSFL7 | 0.06615 | Yes
GEN-2024-034 | 01 NORTH | G01 29SP | 602006 SHEYNNE4 230 657754 MAPLE R4 230 1 | P12:115:OTP-MRES::HOOT LK7:FERGSFL7 | 0.05981 | Yes
GEN-2024-034 | 01 NORTH | G01 29SP | 601067 BISON 3 345 658049 ALXLNRCTRT 345 1 | P12:115:OTP-MRES::HOOT LK7:FERGSFL7 | 0.10763 | Yes
GEN-2024-034 | 01 NORTH | G01 29SP | 658047 ALEXMRES3 345 658049 ALXLNRCTRT 345 Z1 | P12:115:OTP-MRES::HOOT LK7:FERGSFL7 | 0.10763 | Yes
GEN-2024-034 | 01 NORTH | G01 29SP | 601067 BISON 3 345 620427 HANKINSON 3 345 1 | P12:115:OTP-MRES::HOOT LK7:FERGSFL7 | 0.13 | Yes
GEN-2024-034 | 01 NORTH | G01 29SP | 601014 AS KING3 345 601028 EAU CL 3 345 1 | P12:115:XEL:ASKING7:WILOWRV7:1 | 0.05211 | Yes
GEN-2024-034 | 01 NORTH | G01 29SP | 601005 ELM CRK3 345 601022 PARKERS3 345 1 | P12:115:XEL:BLL GEN 7-8 | 0.06638 | Yes
GEN-2024-034 | 01 NORTH | G01 29SP | 601014 AS KING3 345 601028 EAU CL 3 345 1 | P12:115:XEL:CHI-LCR | 0.05246 | Yes
GEN-2024-034 | 01 NORTH | G01 29SP | 601014 AS KING3 345 601028 EAU CL 3 345 1 | P12:115:XEL:CHISAGO7:LINDSTM7:1 AS | 0.05246 | Yes
GEN-2024-034 | 01 NORTH | G01 29SP | 615664 GRE-RIVERVW3 345 658047 ALEXMRES3 345 1 | P12:115:XEL:DGC-ALS | 0.05578 | Yes
GEN-2024-034 | 01 NORTH | G01 29SP | 601039 NROC 3 345 601051 HMPT CNR3 345 1 | P12:115:XEL:FARIBALTP7:GRE-AIRTECH7:1_AS | 0.05626 | Yes
GEN-2024-034 | 01 NORTH | G01 29SP | 601014 AS KING3 345 601028 EAU CL 3 345 1 | P12:115:XEL:LAWCRK7:LINDSTM7:1 AS | 0.05246 | Yes
GEN-2024-034 | 01 NORTH | G01 29SP | 601014 AS KING3 345 601028 EAU CL 3 345 1 | P12:115:XEL:SCP-POP | 0.05246 | Yes
GEN-2024-034 | 01 NORTH | G01 29SP | 601039 NROC 3 345 601051 HMPT CNR3 345 1 | P12:115:XEL-GRE:FARIBALTP7-GRE-AIRTECH7:WFARIB7:1 | 0.05626 | Yes
GEN-2024-034 | 01 NORTH | G01 29SP | 601003 PR ISLD3 345 601039 NROC 3 345 1 | P12:115:XEL-GRE:FEP-WEF | 0.06691 | Yes
GEN-2024-034 | 01 NORTH | G01 29SP | 601039 NROC 3 345 601051 HMPT CNR3 345 1 | P12:115:XEL-GRE:FEP-WEF | 0.05626 | Yes
GEN-2024-034 | 01 NORTH | G01 29SP | 601003 PR ISLD3 345 601039 NROC 3 345 1 | P12:161:GRE:RAV:SPC | 0.06626 | Yes
GEN-2024-034 | 01 NORTH | G01 29SP | 601014 AS KING3 345 601028 EAU CL 3 345 1 | P12:161:XEL-DPC:AUTO-SINGLE:STCROIG:POPLK_51:HV: | 0.05246 | Yes
GEN-2024-034 | 01 NORTH | G01 29SP | 613060 BYRON 3 345 615306 GRE-PL VLLY3 345 1 | P12:161:XEL-GRE:BYRON5:GRE-PLVLLY5:1 | 0.07023 | Yes
GEN-2024-034 | 01 NORTH | G01 29SP | 620314 BIGSTON4 230 620325 BROWNSV4 230 1 | P12:230.0:UMZ:# N-1 #:: LINE BIGSTON4-BLAIR-ER4-1 :HV: | 0.06405 | Yes
GEN-2024-034 | 01 NORTH | G01 29SP | 601031 BRKNGCO3 345 620483 ASTORIA 3 345 1 | P12:230.0:UMZ:# N-1 #:: LINE BIGSTON4-BLAIR-ER4-1 :HV: | 0.24275 | Yes
GEN-2024-034 | 01 NORTH | G01 29SP | 620325 BROWNSV4 230 620328 NEW EFFNGTN4 230 1 | P12:230.0:UMZ:# N-1 #:: LINE BIGSTON4-BLAIR-ER4-1 :HV: | 0.06249 | Yes
GEN-2024-034 | 01 NORTH | G01 29SP | 620327 HANKSON4 230 620328 NEW EFFNGTN4 230 1 | P12:230.0:UMZ:# N-1 #:: LINE BIGSTON4-BLAIR-ER4-1 :HV: | 0.06249 | Yes
GEN-2024-034 | 01 NORTH | G01 29SP | 620480 DEUEL CO 3 345 620483 ASTORIA 3 345 1 | P12:230.0:UMZ:# N-1 #:: LINE BIGSTON4-BLAIR-ER4-1 :HV: | 0.24039 | Yes
GEN-2024-034 | 01 NORTH | G01 29SP | 620417 BSSOUTH3 345 620480 DEUEL CO 3 345 1 | P12:230.0:UMZ:# N-1 #:: LINE BIGSTON4-BLAIR-ER4-1 :HV: | 0.24039 | Yes
GEN-2024-034 | 01 NORTH | G01 29SP | 620314 BIGSTON4 230 620325 BROWNSV4 230 1 | P12:230.0:UMZ:# N-1 #:: LINE GRANITF4-BLAIR-ER4-1 :HV: | 0.07321 | Yes
GEN-2024-034 | 01 NORTH | G01 29SP | 620325 BROWNSV4 230 620328 NEW EFFNGTN4 230 1 | P12:230.0:UMZ:# N-1 #:: LINE GRANITF4-BLAIR-ER4-1 :HV: | 0.07103 | Yes
GEN-2024-034 | 01 NORTH | G01 29SP | 601048 LYON CO 3 345 601087 STEEP BK LK3 345 2 | P12:230.0:UMZ:# N-1 #:: LINE GRANITF4-BLAIR-ER4-1 :HV: | 0.05631 | Yes
GEN-2024-034 | 01 NORTH | G01 29SP | 601048 LYON CO 3 345 601077 HAWKSNEST 3 345 1 | P12:230.0:UMZ:# N-1 #:: LINE GRANITF4-BLAIR-ER4-1 :HV: | 0.05615 | Yes
GEN-2024-034 | 01 NORTH | G01 29SP | 620327 HANKSON4 230 620328 NEW EFFNGTN4 230 1 | P12:230.0:UMZ:# N-1 #:: LINE GRANITF4-BLAIR-ER4-1 :HV: | 0.07103 | Yes
GEN-2024-034 | 01 NORTH | G01 29SP | 601031 BRKNGCO3 345 601077 HAWKSNEST 3 345 1 | P12:230.0:UMZ:# N-1 #:: LINE GRANITF4-BLAIR-ER4-1 :HV: | 0.05615 | Yes
GEN-2024-034 | 01 NORTH | G01 29SP | 601031 BRKNGCO3 345 601087 STEEP BK LK3 345 2 | P12:230.0:UMZ:# N-1 #:: LINE GRANITF4-BLAIR-ER4-1 :HV: | 0.05631 | Yes
GEN-2024-034 | 01 NORTH | G01 29SP | 601006 SPLT RK3 345 652536 WHITE-SRX3 345 1 | P12:230.0:UMZ:# N-1 #:: LINE HANLON 4-STORLA__-BE4-1 :HV: | 0.11594 | Yes
GEN-2024-034 | 01 NORTH | G01 29SP | 602009 MNVLTAP4 230 652550 GRANITF4 230 1 | P12:230.0:UMZ:# N-1 #:: LINE MINVALT4-GRANITF4-1 :HV: | 0.0592 | Yes
GEN-2024-034 | 01 NORTH | G01 29SP | 602008 MINVALT4 230 652550 GRANITF4 230 1 | P12:230.0:UMZ:# N-1 #:: LINE MNVLTAP4-GRANITF4-1 :HV: | 0.05861 | Yes
GEN-2024-034 | 01 NORTH | G01 29SP | 620369 JAMESTN3 345 657791 CENTER 3 345 1 | P12:230.0:UMZ:# N-1 #:: LINE OWAN -MW4-JUDSON__-BE4-Z :HV: | 0.08095 | Yes
GEN-2024-034 | 01 NORTH | G01 29SP | 661093 MERRCRT4 230 661094 WISHEK 4 230 1 | P12:230.0:UMZ:# N-1 #:: LINE OWAN -MW4-JUDSON__-BE4-Z :HV: | 0.07751 | Yes
GEN-2024-034 | 01 NORTH | G01 29SP | 661091 NAPOLEON SW4 230 661094 WISHEK 4 230 1 | P12:230.0:UMZ:# N-1 #:: LINE OWAN -MW4-JUDSON__-BE4-Z :HV: | 0.07751 | Yes
GEN-2024-034 | 01 NORTH | G01 29SP | 601014 AS KING3 345 601028 EAU CL 3 345 1 | P12:230.0:UMZ:# N-1 #:: LINE OWAN -MW4-JUDSON__-BE4-Z :HV: | 0.05065 | Yes
GEN-2024-034 | 01 NORTH | G01 29SP | 601006 SPLT RK3 345 652536 WHITE-SRX3 345 1 | P12:230.0:UMZ:# N-1 #:: LINE OWAN -MW4-JUDSON__-BE4-Z :HV: | 0.116 | Yes
GEN-2024-034 | 01 NORTH | G01 29SP | 601003 PR ISLD3 345 601039 NROC 3 345 1 | P12:230.0:UMZ:# N-1 #:: LINE OWAN -MW4-JUDSON__-BE4-Z :HV: | 0.06617 | Yes
GEN-2024-034 | 01 NORTH | G01 29SP | 631139 HAZLTON3 345 631270 LASALLE 3 345 1 | P12:230.0:UMZ:# N-1 #:: LINE OWAN -MW4-JUDSON__-BE4-Z :HV: | 0.06281 | Yes
GEN-2024-034 | 01 NORTH | G01 29SP | 631144 MITCHLCO3 345 631270 LASALLE 3 345 1 | P12:230.0:UMZ:# N-1 #:: LINE OWAN -MW4-JUDSON__-BE4-Z :HV: | 0.06281 | Yes
GEN-2024-034 | 01 NORTH | G01 29SP | 601001 FORBES 2 500 601017 CHIS-N 2 500 1 | P12:230.0:UMZ:# N-1 #:: LINE OWAN -MW4-JUDSON__-BE4-Z :HV: | 0.05021 | Yes
GEN-2024-034 | 01 NORTH | G01 29SP | 601016 CHIS CO2 500 601017 CHIS-N 2 500 1 | P12:230.0:UMZ:# N-1 #:: LINE OWAN -MW4-JUDSON__-BE4-Z :HV: | 0.05021 | Yes
GEN-2024-034 | 01 NORTH | G01 29SP | 601048 LYON CO 3 345 601087 STEEP BK LK3 345 2 | P12:230.0:UMZ:# N-1 #:: LINE OWAN -MW4-JUDSON__-BE4-Z :HV: | 0.05102 | Yes
GEN-2024-034 | 01 NORTH | G01 29SP | 601048 LYON CO 3 345 601077 HAWKSNEST 3 345 1 | P12:230.0:UMZ:# N-1 #:: LINE OWAN -MW4-JUDSON__-BE4-Z :HV: | 0.05087 | Yes
GEN-2024-034 | 01 NORTH | G01 29SP | 601031 BRKNGCO3 345 601077 HAWKSNEST 3 345 1 | P12:230.0:UMZ:# N-1 #:: LINE OWAN -MW4-JUDSON__-BE4-Z :HV: | 0.05087 | Yes
GEN-2024-034 | 01 NORTH | G01 29SP | 601002 ADAMS 3 345 631144 MITCHLCO3 345 1 | P12:230.0:UMZ:# N-1 #:: LINE OWAN -MW4-JUDSON__-BE4-Z :HV: | 0.06281 | Yes
GEN-2024-034 | 01 NORTH | G01 29SP | 661053 MANDAN 4 230 661091 NAPOLEON SW4 230 1 | P12:230.0:UMZ:# N-1 #:: LINE OWAN -MW4-JUDSON__-BE4-Z :HV: | 0.07751 | Yes
GEN-2024-034 | 01 NORTH | G01 29SP | 601039 NROC 3 345 601051 HMPT CNR3 345 1 | P12:230.0:UMZ:# N-1 #:: LINE OWAN -MW4-JUDSON__-BE4-Z :HV: | 0.05539 | Yes
GEN-2024-034 | 01 NORTH | G01 29SP | 601031 BRKNGCO3 345 601087 STEEP BK LK3 345 2 | P12:230.0:UMZ:# N-1 #:: LINE OWAN -MW4-JUDSON__-BE4-Z :HV: | 0.05102 | Yes
GEN-2024-034 | 01 NORTH | G01 29SP | 601014 AS KING3 345 601021 KOLMNLK3 345 1 | P12:230.0:UMZ:# N-1 #:: LINE OWAN -MW4-JUDSON__-BE4-Z :HV: | 0.05138 | Yes
GEN-2024-034 | 01 NORTH | G01 29SP | 601002 ADAMS 3 345 615306 GRE-PL VLLY3 345 1 | P12:230.0:UMZ:# N-1 #:: LINE OWAN -MW4-JUDSON__-BE4-Z :HV: | 0.06513 | Yes
GEN-2024-034 | 01 NORTH | G01 29SP | 601006 SPLT RK3 345 652864 SIOUXCY-LNX3 345 1 | P12:230.0:UMZ:# N-1 #:: LINE SIOUXFL4-PAHOJA__-BE4-1 :HV: | 0.10224 | Yes
GEN-2024-034 | 01 NORTH | G01 29SP | 601006 SPLT RK3 345 652864 SIOUXCY-LNX3 345 1 | P12:230.0:UMZ:# N-1 #:: LINE UTICAJC4-RASMUSN-ER4-1 :HV: | 0.09657 | Yes
GEN-2024-034 | 01 NORTH | G01 29SP | 661093 MERRCRT4 230 661094 WISHEK 4 230 1 | P12:230.0:UMZ:# N-1 #:: LINE WARD 4-MANDAN 4-1 :HV: | 0.07402 | Yes
GEN-2024-034 | 01 NORTH | G01 29SP | 661091 NAPOLEON SW4 230 661094 WISHEK 4 230 1 | P12:230.0:UMZ:# N-1 #:: LINE WARD 4-MANDAN 4-1 :HV: | 0.07402 | Yes
GEN-2024-034 | 01 NORTH | G01 29SP | 608607 NELSNLK4 230 615901 GRE-STANTON4 230 1 | P12:230.0:UMZ:# N-1 #:: LINE WARD 4-MANDAN 4-1 :HV: | 0.05573 | Yes
GEN-2024-034 | 01 NORTH | G01 29SP | 601048 LYON CO 3 345 601087 STEEP BK LK3 345 2 | P12:230.0:UMZ:# N-1 #:: LINE WATERTN4-APPLEDORN 4-1 :HV: | 0.05189 | Yes
GEN-2024-034 | 01 NORTH | G01 29SP | 601048 LYON CO 3 345 601077 HAWKSNEST 3 345 1 | P12:230.0:UMZ:# N-1 #:: LINE WATERTN4-APPLEDORN 4-1 :HV: | 0.05174 | Yes
GEN-2024-034 | 01 NORTH | G01 29SP | 601031 BRKNGCO3 345 601077 HAWKSNEST 3 345 1 | P12:230.0:UMZ:# N-1 #:: LINE WATERTN4-APPLEDORN 4-1 :HV: | 0.05174 | Yes
GEN-2024-034 | 01 NORTH | G01 29SP | 67007 MPC03637POI 230 657750 FRONTER4 230 1 | P12:230:GRE:GRE-INMAN 4:GRE-WINGRIV4 | 0.05322 | Yes
GEN-2024-034 | 01 NORTH | G01 29SP | 661091 NAPOLEON SW4 230 661094 WISHEK 4 230 1 | P12:230:MDU:BADGER WIND:WISHEK:1: | 0.07751 | Yes
GEN-2024-034 | 01 NORTH | G01 29SP | 661053 MANDAN 4 230 661091 NAPOLEON SW4 230 1 | P12:230:MDU:BADGER WIND:WISHEK:1: | 0.07751 | Yes
GEN-2024-034 | 01 NORTH | G01 29SP | 661097 ELLENDL345 3 345 995801 661:ELLENDL 230 1 | P12:230:MDU:BADGER WIND:WISHEK:1: | 0.17859 | Yes
GEN-2024-034 | 01 NORTH | G01 29SP | 620263 FORMN 7 115 652438 FORMAN 7 115 1 | P12:230:MDU:ELLENDALE:ELLENDALE345:Z: | 0.74981 | Yes
GEN-2024-034 | 01 NORTH | G01 29SP | 661098 ELLENDL345 4 230 995801 661:ELLENDL 230 1 | P12:230:MDU:ELLENDALE:ELLENDALE345:Z: | 0.19945 | Yes
GEN-2024-034 | 01 NORTH | G01 29SP | 620314 BIGSTON4 230 655465 BLAIR-ER4 230 1 | P12:230:MDU:ELLENDALE:ELLENDALE345:Z: | 0.08337 | Yes
GEN-2024-034 | 01 NORTH | G01 29SP | 601031 BRKNGCO3 345 620483 ASTORIA 3 345 1 | P12:230:MDU:ELLENDALE:ELLENDALE345:Z: | 0.21473 | Yes
GEN-2024-034 | 01 NORTH | G01 29SP | 620362 OAKES 4 230 620363 FORMAN 4 230 1 | P12:230:MDU:ELLENDALE:ELLENDALE345:Z: | 0.28792 | Yes
GEN-2024-034 | 01 NORTH | G01 29SP | 620362 OAKES 4 230 661098 ELLENDL345 4 230 1 | P12:230:MDU:ELLENDALE:ELLENDALE345:Z: | 0.28379 | Yes
GEN-2024-034 | 01 NORTH | G01 29SP | 620416 TWIN BRKS 3 345 620417 BSSOUTH3 345 1 | P12:230:MDU:ELLENDALE:ELLENDALE345:Z: | 0.08873 | Yes
GEN-2024-034 | 01 NORTH | G01 29SP | 620363 FORMAN 4 230 996380 620:FORMAN 2 115 2 | P12:230:MDU:ELLENDALE:ELLENDALE345:Z: | 0.74981 | Yes
GEN-2024-034 | 01 NORTH | G01 29SP | 620263 FORMN 7 115 996380 620:FORMAN 2 115 2 | P12:230:MDU:ELLENDALE:ELLENDALE345:Z: | 0.74981 | Yes
GEN-2024-034 | 01 NORTH | G01 29SP | 620327 HANKSON4 230 620363 FORMAN 4 230 1 | P12:230:MDU:ELLENDALE:ELLENDALE345:Z: | 0.4619 | Yes
GEN-2024-034 | 01 NORTH | G01 29SP | 620480 DEUEL CO 3 345 620483 ASTORIA 3 345 1 | P12:230:MDU:ELLENDALE:ELLENDALE345:Z: | 0.21277 | Yes
GEN-2024-034 | 01 NORTH | G01 29SP | 620417 BSSOUTH3 345 620480 DEUEL CO 3 345 1 | P12:230:MDU:ELLENDALE:ELLENDALE345:Z: | 0.21277 | Yes
GEN-2024-034 | 01 NORTH | G01 29SP | 661097 ELLENDL345 3 345 661950 ELN345SHNT 3 345 Z | P12:230:MDU:ELLENDALE:ELLENDALE345:Z: | 0.08873 | Yes
GEN-2024-034 | 01 NORTH | G01 29SP | 620416 TWIN BRKS 3 345 661950 ELN345SHNT 3 345 1 | P12:230:MDU:ELLENDALE:ELLENDALE345:Z: | 0.08873 | Yes
GEN-2024-034 | 01 NORTH | G01 29SP | 661093 MERRCRT4 230 661098 ELLENDL345 4 230 1 | P12:230:MDU:ELLENDALE345:FOXTAIL:1: | 0.07054 | Yes
GEN-2024-034 | 01 NORTH | G01 29SP | 620427 HANKINSON 3 345 996373 620:HANKINSO 230 1 | P12:230:MDU:ELLENDALE345:OAKES:1: | 0.21343 | Yes
GEN-2024-034 | 01 NORTH | G01 29SP | 620427 HANKINSON 3 345 996372 620:HANKINSO 230 2 | P12:230:MDU:ELLENDALE345:OAKES:1: | 0.21343 | Yes
GEN-2024-034 | 01 NORTH | G01 29SP | 620327 HANKSON4 230 996373 620:HANKINSO 230 1 | P12:230:MDU:ELLENDALE345:OAKES:1: | 0.21343 | Yes
GEN-2024-034 | 01 NORTH | G01 29SP | 620327 HANKSON4 230 996372 620:HANKINSO 230 2 | P12:230:MDU:ELLENDALE345:OAKES:1: | 0.21343 | Yes
GEN-2024-034 | 01 NORTH | G01 29SP | 620369 JAMESTN3 345 657791 CENTER 3 345 1 | P12:230:MDU:MANDAN:NAPOLEON SW:1: | 0.10635 | Yes
GEN-2024-034 | 01 NORTH | G01 29SP | 661097 ELLENDL345 3 345 995801 661:ELLENDL 230 1 | P12:230:MDU:MANDAN:NAPOLEON SW:1: | 0.2273 | Yes
GEN-2024-034 | 01 NORTH | G01 29SP | 620369 JAMESTN3 345 620769 JMS SHUNT 3 345 Z | P12:230:MDU:MANDAN:NAPOLEON SW:1: | 0.13118 | Yes
GEN-2024-034 | 01 NORTH | G01 29SP | 620769 JMS SHUNT 3 345 661952 ELN345SHNT23 345 1 | P12:230:MDU:MANDAN:NAPOLEON SW:1: | 0.13118 | Yes
GEN-2024-034 | 01 NORTH | G01 29SP | 661097 ELLENDL345 3 345 661952 ELN345SHNT23 345 Z | P12:230:MDU:MANDAN:NAPOLEON SW:1: | 0.13118 | Yes
GEN-2024-034 | 01 NORTH | G01 29SP | 620369 JAMESTN3 345 657791 CENTER 3 345 1 | P12:230:MDU:MANDAN:ROUGHRIDER:1: | 0.07903 | Yes
GEN-2024-034 | 01 NORTH | G01 29SP | 608607 NELSNLK4 230 615901 GRE-STANTON4 230 1 | P12:230:MDU:MANDAN:ROUGHRIDER:1: | 0.05242 | Yes
GEN-2024-034 | 01 NORTH | G01 29SP | 661097 ELLENDL345 3 345 995801 661:ELLENDL 230 1 | P12:230:MDU:MANDAN:ROUGHRIDER:1: | 0.17762 | Yes
GEN-2024-034 | 01 NORTH | G01 29SP | 620369 JAMESTN3 345 620769 JMS SHUNT 3 345 Z | P12:230:MDU:MANDAN:ROUGHRIDER:1: | 0.09896 | Yes
GEN-2024-034 | 01 NORTH | G01 29SP | 620769 JMS SHUNT 3 345 661952 ELN345SHNT23 345 1 | P12:230:MDU:MANDAN:ROUGHRIDER:1: | 0.09896 | Yes
GEN-2024-034 | 01 NORTH | G01 29SP | 661097 ELLENDL345 3 345 661952 ELN345SHNT23 345 Z | P12:230:MDU:MANDAN:ROUGHRIDER:1: | 0.09896 | Yes
GEN-2024-034 | 01 NORTH | G01 29SP | 661093 MERRCRT4 230 661094 WISHEK 4 230 1 | P12:230:MDU:MANDAN:WARD:1: | 0.07402 | Yes
GEN-2024-034 | 01 NORTH | G01 29SP | 661091 NAPOLEON SW4 230 661094 WISHEK 4 230 1 | P12:230:MDU:MANDAN:WARD:1: | 0.07402 | Yes
GEN-2024-034 | 01 NORTH | G01 29SP | 608607 NELSNLK4 230 615901 GRE-STANTON4 230 1 | P12:230:MDU:MANDAN:WARD:1: | 0.05573 | Yes
GEN-2024-034 | 01 NORTH | G01 29SP | 661093 MERRCRT4 230 661096 TTANKANORTH4 230 1 | P12:230:MDU:MERRICOURT:ELLENDALE345:1: | 0.07217 | Yes
GEN-2024-034 | 01 NORTH | G01 29SP | 661092 FOXTAIL 4 230 661096 TTANKANORTH4 230 1 | P12:230:MDU:MERRICOURT:ELLENDALE345:1: | 0.07217 | Yes
GEN-2024-034 | 01 NORTH | G01 29SP | 661092 FOXTAIL 4 230 661098 ELLENDL345 4 230 1 | P12:230:MDU:MERRICOURT:ELLENDALE345:1: | 0.07217 | Yes
GEN-2024-034 | 01 NORTH | G01 29SP | 661093 MERRCRT4 230 661094 WISHEK 4 230 1 | P12:230:MDU:MERRICOURT:G359 MERRICOURT:Z: | 0.07751 | Yes
GEN-2024-034 | 01 NORTH | G01 29SP | 661097 ELLENDL345 3 345 995801 661:ELLENDL 230 1 | P12:230:MDU:MERRICOURT:G359 MERRICOURT:Z: | 0.17859 | Yes
GEN-2024-034 | 01 NORTH | G01 29SP | 661093 MERRCRT4 230 661098 ELLENDL345 4 230 1 | P12:230:MDU:MERRICOURT:TATANKA NORTH:1: | 0.07054 | Yes
GEN-2024-034 | 01 NORTH | G01 29SP | 620369 JAMESTN3 345 657791 CENTER 3 345 1 | P12:230:MDU:MERRICOURT:WISHEK:1: | 0.10635 | Yes
GEN-2024-034 | 01 NORTH | G01 29SP | 661097 ELLENDL345 3 345 995801 661:ELLENDL 230 1 | P12:230:MDU:MERRICOURT:WISHEK:1: | 0.2273 | Yes
GEN-2024-034 | 01 NORTH | G01 29SP | 620369 JAMESTN3 345 620769 JMS SHUNT 3 345 Z | P12:230:MDU:MERRICOURT:WISHEK:1: | 0.13118 | Yes
GEN-2024-034 | 01 NORTH | G01 29SP | 620769 JMS SHUNT 3 345 661952 ELN345SHNT23 345 1 | P12:230:MDU:MERRICOURT:WISHEK:1: | 0.13118 | Yes
GEN-2024-034 | 01 NORTH | G01 29SP | 661097 ELLENDL345 3 345 661952 ELN345SHNT23 345 Z | P12:230:MDU:MERRICOURT:WISHEK:1: | 0.13118 | Yes
GEN-2024-034 | 01 NORTH | G01 29SP | 661053 MANDAN 4 230 661091 NAPOLEON SW4 230 1 | P12:230:MDU:NAPOLEON SW:EMMONS LOGAN:1: | 0.07751 | Yes
GEN-2024-034 | 01 NORTH | G01 29SP | 620369 JAMESTN3 345 657791 CENTER 3 345 1 | P12:230:MDU:NAPOLEON SW:WISHEK:1: | 0.10635 | Yes
GEN-2024-034 | 01 NORTH | G01 29SP | 661097 ELLENDL345 3 345 995801 661:ELLENDL 230 1 | P12:230:MDU:NAPOLEON SW:WISHEK:1: | 0.2273 | Yes
GEN-2024-034 | 01 NORTH | G01 29SP | 620369 JAMESTN3 345 620769 JMS SHUNT 3 345 Z | P12:230:MDU:NAPOLEON SW:WISHEK:1: | 0.13118 | Yes
GEN-2024-034 | 01 NORTH | G01 29SP | 620769 JMS SHUNT 3 345 661952 ELN345SHNT23 345 1 | P12:230:MDU:NAPOLEON SW:WISHEK:1: | 0.13118 | Yes
GEN-2024-034 | 01 NORTH | G01 29SP | 661097 ELLENDL345 3 345 661952 ELN345SHNT23 345 Z | P12:230:MDU:NAPOLEON SW:WISHEK:1: | 0.13118 | Yes
GEN-2024-034 | 01 NORTH | G01 29SP | 661093 MERRCRT4 230 661098 ELLENDL345 4 230 1 | P12:230:MDU:TATANKA NORTH:FOXTAIL:1: | 0.07054 | Yes
GEN-2024-034 | 01 NORTH | G01 29SP | 615637 GRE-SILVRLK4 230 658109 FERGSFL4 230 1 | P12:230:MP-XEL-OTP:ERJ-AUD | 0.05376 | Yes
GEN-2024-034 | 01 NORTH | G01 29SP | 615637 GRE-SILVRLK4 230 615902 GRE-HENNING4 230 1 | P12:230:MP-XEL-OTP:ERJ-AUD | 0.05376 | Yes
GEN-2024-034 | 01 NORTH | G01 29SP | 615300 GRE-INMAN 4 230 615902 GRE-HENNING4 230 1 | P12:230:MP-XEL-OTP:ERJ-AUD | 0.05376 | Yes
GEN-2024-034 | 01 NORTH | G01 29SP | 67007 MPC03637POI 230 657750 FRONTER4 230 1 | P12:230:MRES:MRES-SILVRLK4:FERGSFL4:1 | 0.05314 | Yes
GEN-2024-034 | 01 NORTH | G01 29SP | 67007 MPC03637POI 230 657750 FRONTER4 230 1 | P12:230:MRES:MRES-SILVRLK4:MRES-HENNING4:1 | 0.05314 | Yes
GEN-2024-034 | 01 NORTH | G01 29SP | 620417 BSSOUTH3 345 620427 HANKINSON 3 345 1 | P12:230:OTP::BIGSTON4:NEW EFFNGTN4 | 0.19876 | Yes
GEN-2024-034 | 01 NORTH | G01 29SP | 620427 HANKINSON 3 345 996372 620:HANKINSO 230 2 | P12:230:OTP::BIGSTON4:NEW EFFNGTN4 | 0.16335 | Yes
GEN-2024-034 | 01 NORTH | G01 29SP | 620427 HANKINSON 3 345 996373 620:HANKINSO 230 1 | P12:230:OTP::BIGSTON4:NEW EFFNGTN4 | 0.16335 | Yes
GEN-2024-034 | 01 NORTH | G01 29SP | 620327 HANKSON4 230 996372 620:HANKINSO 230 2 | P12:230:OTP::BIGSTON4:NEW EFFNGTN4 | 0.16335 | Yes
GEN-2024-034 | 01 NORTH | G01 29SP | 620327 HANKSON4 230 996373 620:HANKINSO 230 1 | P12:230:OTP::BIGSTON4:NEW EFFNGTN4 | 0.16335 | Yes
GEN-2024-034 | 01 NORTH | G01 29SP | 620417 BSSOUTH3 345 620427 HANKINSON 3 345 1 | P12:230:OTP::HANKSON4:NEW EFFNGTN4EFF-RING:HV: | 0.1979 | Yes
GEN-2024-034 | 01 NORTH | G01 29SP | 620427 HANKINSON 3 345 996373 620:HANKINSO 230 1 | P12:230:OTP::HANKSON4:NEW EFFNGTN4EFF-RING:HV: | 0.16302 | Yes
GEN-2024-034 | 01 NORTH | G01 29SP | 620427 HANKINSON 3 345 996372 620:HANKINSO 230 2 | P12:230:OTP::HANKSON4:NEW EFFNGTN4EFF-RING:HV: | 0.16302 | Yes
GEN-2024-034 | 01 NORTH | G01 29SP | 620327 HANKSON4 230 996373 620:HANKINSO 230 1 | P12:230:OTP::HANKSON4:NEW EFFNGTN4EFF-RING:HV: | 0.16302 | Yes
GEN-2024-034 | 01 NORTH | G01 29SP | 620327 HANKSON4 230 996372 620:HANKINSO 230 2 | P12:230:OTP::HANKSON4:NEW EFFNGTN4EFF-RING:HV: | 0.16302 | Yes
GEN-2024-034 | 01 NORTH | G01 29SP | 620361 MAPLE R3 345 996382 620:MAPLE R 230 2 | P12:230:OTP::HANKSON4:WAHPETN4 | 0.06349 | Yes
GEN-2024-034 | 01 NORTH | G01 29SP | 657754 MAPLE R4 230 996382 620:MAPLE R 230 2 | P12:230:OTP::HANKSON4:WAHPETN4 | 0.06349 | Yes
GEN-2024-034 | 01 NORTH | G01 29SP | 601067 BISON 3 345 620361 MAPLE R3 345 1 | P12:230:OTP::HANKSON4:WAHPETN4 | 0.09008 | Yes
GEN-2024-034 | 01 NORTH | G01 29SP | 620263 FORMN 7 115 652438 FORMAN 7 115 1 | P12:230:OTP::HANKSON4:WAHPETN4 | 0.74827 | Yes
GEN-2024-034 | 01 NORTH | G01 29SP | 620363 FORMAN 4 230 996380 620:FORMAN 2 115 2 | P12:230:OTP::HANKSON4:WAHPETN4 | 0.74827 | Yes
GEN-2024-034 | 01 NORTH | G01 29SP | 620263 FORMN 7 115 996380 620:FORMAN 2 115 2 | P12:230:OTP::HANKSON4:WAHPETN4 | 0.74827 | Yes
GEN-2024-034 | 01 NORTH | G01 29SP | 601067 BISON 3 345 620427 HANKINSON 3 345 1 | P12:230:OTP::HANKSON4:WAHPETN4 | 0.16705 | Yes
GEN-2024-034 | 01 NORTH | G01 29SP | 620314 BIGSTON4 230 620325 BROWNSV4 230 1 | P12:230:OTP:AUTO-SINGLE:BIGSTON4:BLAIR-ER41:HV: | 0.06405 | Yes
GEN-2024-034 | 01 NORTH | G01 29SP | 601031 BRKNGCO3 345 620483 ASTORIA 3 345 1 | P12:230:OTP:AUTO-SINGLE:BIGSTON4:BLAIR-ER41:HV: | 0.24275 | Yes
GEN-2024-034 | 01 NORTH | G01 29SP | 620325 BROWNSV4 230 620328 NEW EFFNGTN4 230 1 | P12:230:OTP:AUTO-SINGLE:BIGSTON4:BLAIR-ER41:HV: | 0.06249 | Yes
GEN-2024-034 | 01 NORTH | G01 29SP | 620327 HANKSON4 230 620328 NEW EFFNGTN4 230 1 | P12:230:OTP:AUTO-SINGLE:BIGSTON4:BLAIR-ER41:HV: | 0.06249 | Yes
GEN-2024-034 | 01 NORTH | G01 29SP | 620480 DEUEL CO 3 345 620483 ASTORIA 3 345 1 | P12:230:OTP:AUTO-SINGLE:BIGSTON4:BLAIR-ER41:HV: | 0.24039 | Yes
GEN-2024-034 | 01 NORTH | G01 29SP | 620417 BSSOUTH3 345 620480 DEUEL CO 3 345 1 | P12:230:OTP:AUTO-SINGLE:BIGSTON4:BLAIR-ER41:HV: | 0.24039 | Yes
GEN-2024-034 | 01 NORTH | G01 29SP | 620427 HANKINSON 3 345 996373 620:HANKINSO 230 1 | P12:230:OTP:BIGSTON4:BROWNSV4:1 | 0.16346 | Yes
GEN-2024-034 | 01 NORTH | G01 29SP | 620427 HANKINSON 3 345 996372 620:HANKINSO 230 2 | P12:230:OTP:BIGSTON4:BROWNSV4:1 | 0.16346 | Yes
GEN-2024-034 | 01 NORTH | G01 29SP | 620327 HANKSON4 230 996373 620:HANKINSO 230 1 | P12:230:OTP:BIGSTON4:BROWNSV4:1 | 0.16346 | Yes
GEN-2024-034 | 01 NORTH | G01 29SP | 620327 HANKSON4 230 996372 620:HANKINSO 230 2 | P12:230:OTP:BIGSTON4:BROWNSV4:1 | 0.16346 | Yes
GEN-2024-034 | 01 NORTH | G01 29SP | 620417 BSSOUTH3 345 620427 HANKINSON 3 345 1 | P12:230:OTP:BIGSTON4:BROWNSV4:1 | 0.19891 | Yes
GEN-2024-034 | 01 NORTH | G01 29SP | 67007 MPC03637POI 230 657750 FRONTER4 230 1 | P12:230:OTP:GRE-INMAN4:GRE-HENNING4:1 | 0.05314 | Yes
GEN-2024-034 | 01 NORTH | G01 29SP | 620263 FORMN 7 115 652438 FORMAN 7 115 1 | P12:230:OTP:HANKSON4:FORMAN4:1 | 0.628 | Yes
GEN-2024-034 | 01 NORTH | G01 29SP | 661098 ELLENDL345 4 230 995801 661:ELLENDL 230 1 | P12:230:OTP:HANKSON4:FORMAN4:1 | 0.42234 | Yes
GEN-2024-034 | 01 NORTH | G01 29SP | 620363 FORMAN 4 230 996380 620:FORMAN 2 115 2 | P12:230:OTP:HANKSON4:FORMAN4:1 | 0.628 | Yes
GEN-2024-034 | 01 NORTH | G01 29SP | 620263 FORMN 7 115 996380 620:FORMAN 2 115 2 | P12:230:OTP:HANKSON4:FORMAN4:1 | 0.628 | Yes
GEN-2024-034 | 01 NORTH | G01 29SP | 620361 MAPLE R3 345 996382 620:MAPLE R 230 2 | P12:230:OTP:HANKSON4:WAHPETN4:1 | 0.06349 | Yes
GEN-2024-034 | 01 NORTH | G01 29SP | 657754 MAPLE R4 230 996382 620:MAPLE R 230 2 | P12:230:OTP:HANKSON4:WAHPETN4:1 | 0.06349 | Yes
GEN-2024-034 | 01 NORTH | G01 29SP | 601067 BISON 3 345 620361 MAPLE R3 345 1 | P12:230:OTP:HANKSON4:WAHPETN4:1 | 0.09008 | Yes
GEN-2024-034 | 01 NORTH | G01 29SP | 620263 FORMN 7 115 652438 FORMAN 7 115 1 | P12:230:OTP:HANKSON4:WAHPETN4:1 | 0.74827 | Yes
GEN-2024-034 | 01 NORTH | G01 29SP | 620363 FORMAN 4 230 996380 620:FORMAN 2 115 2 | P12:230:OTP:HANKSON4:WAHPETN4:1 | 0.74827 | Yes
GEN-2024-034 | 01 NORTH | G01 29SP | 620263 FORMN 7 115 996380 620:FORMAN 2 115 2 | P12:230:OTP:HANKSON4:WAHPETN4:1 | 0.74827 | Yes
GEN-2024-034 | 01 NORTH | G01 29SP | 601067 BISON 3 345 620427 HANKINSON 3 345 1 | P12:230:OTP:HANKSON4:WAHPETN4:1 | 0.16705 | Yes
GEN-2024-034 | 01 NORTH | G01 29SP | 620369 JAMESTN3 345 657791 CENTER 3 345 1 | P12:230:OTP:ROUGHRIDER4:CENTER4:1 | 0.07903 | Yes
GEN-2024-034 | 01 NORTH | G01 29SP | 608607 NELSNLK4 230 615901 GRE-STANTON4 230 1 | P12:230:OTP:ROUGHRIDER4:CENTER4:1 | 0.05242 | Yes
GEN-2024-034 | 01 NORTH | G01 29SP | 661097 ELLENDL345 3 345 995801 661:ELLENDL 230 1 | P12:230:OTP:ROUGHRIDER4:CENTER4:1 | 0.17762 | Yes
GEN-2024-034 | 01 NORTH | G01 29SP | 620369 JAMESTN3 345 620769 JMS SHUNT 3 345 Z | P12:230:OTP:ROUGHRIDER4:CENTER4:1 | 0.09896 | Yes
GEN-2024-034 | 01 NORTH | G01 29SP | 620769 JMS SHUNT 3 345 661952 ELN345SHNT23 345 1 | P12:230:OTP:ROUGHRIDER4:CENTER4:1 | 0.09896 | Yes
GEN-2024-034 | 01 NORTH | G01 29SP | 661097 ELLENDL345 3 345 661952 ELN345SHNT23 345 Z | P12:230:OTP:ROUGHRIDER4:CENTER4:1 | 0.09896 | Yes
GEN-2024-034 | 01 NORTH | G01 29SP | 620314 BIGSTON4 230 620325 BROWNSV4 230 1 | P12:230:OTP:SQBUTTE4:YNG24:1 | 0.07544 | Yes
GEN-2024-034 | 01 NORTH | G01 29SP | 620325 BROWNSV4 230 620328 NEW EFFNGTN4 230 1 | P12:230:OTP:SQBUTTE4:YNG24:1 | 0.07322 | Yes
GEN-2024-034 | 01 NORTH | G01 29SP | 620327 HANKSON4 230 620328 NEW EFFNGTN4 230 1 | P12:230:OTP:SQBUTTE4:YNG24:1 | 0.07322 | Yes
GEN-2024-034 | 01 NORTH | G01 29SP | 67007 MPC03637POI 230 657750 FRONTER4 230 1 | P12:230:OTP:WAHPETN4:FERGSFL4:1 | 0.06617 | Yes
GEN-2024-034 | 01 NORTH | G01 29SP | 602006 SHEYNNE4 230 657754 MAPLE R4 230 1 | P12:230:OTP:WAHPETN4:FERGSFL4:1 | 0.06003 | Yes
GEN-2024-034 | 01 NORTH | G01 29SP | 601067 BISON 3 345 658049 ALXLNRCTRT 345 1 | P12:230:OTP:WAHPETN4:FERGSFL4:1 | 0.10747 | Yes
GEN-2024-034 | 01 NORTH | G01 29SP | 658047 ALEXMRES3 345 658049 ALXLNRCTRT 345 Z1 | P12:230:OTP:WAHPETN4:FERGSFL4:1 | 0.10747 | Yes
GEN-2024-034 | 01 NORTH | G01 29SP | 601067 BISON 3 345 620427 HANKINSON 3 345 1 | P12:230:OTP:WAHPETN4:FERGSFL4:1 | 0.12997 | Yes
GEN-2024-034 | 01 NORTH | G01 29SP | 67007 MPC03637POI 230 657750 FRONTER4 230 1 | P12:230:OTP-GRE::GRE-SILVRLK4B2.SLV-INM | 0.05314 | Yes
GEN-2024-034 | 01 NORTH | G01 29SP | 602009 MNVLTAP4 230 652550 GRANITF4 230 1 | P12:230:XEL-WAPA:MINVALT4:GRANITF4:1 | 0.0592 | Yes
GEN-2024-034 | 01 NORTH | G01 29SP | 601006 SPLT RK3 345 652864 SIOUXCY-LNX3 345 1 | P12:345.0:UMZ:# N-1 #:: LINE FTTHOM2-LNX3-GRPRAR2-LNX3-1 :EHV: | 0.10218 | Yes
GEN-2024-034 | 01 NORTH | G01 29SP | 635200 RAUN 3 345 640226 HOSKINS3 345 1 | P12:345.0:UMZ:# N-1 #:: LINE FTTHOM2-LNX3-GRPRAR2-LNX3-1 :EHV: | 0.0552 | Yes
GEN-2024-034 | 01 NORTH | G01 29SP | 601006 SPLT RK3 345 652864 SIOUXCY-LNX3 345 1 | P12:345.0:UMZ:# N-1 #:: LINE FTTHOMP3-FTTHOM2-LNX3-Z :EHV: | 0.10218 | Yes
GEN-2024-034 | 01 NORTH | G01 29SP | 635200 RAUN 3 345 640226 HOSKINS3 345 1 | P12:345.0:UMZ:# N-1 #:: LINE FTTHOMP3-FTTHOM2-LNX3-Z :EHV: | 0.0552 | Yes
GEN-2024-034 | 01 NORTH | G01 29SP | 601006 SPLT RK3 345 652536 WHITE-SRX3 345 1 | P12:345.0:UMZ:# N-1 #:: LINE GR PRAIRIE 3-GRPRAR1-LNX3-Z :EHV: | 0.11891 | Yes
GEN-2024-034 | 01 NORTH | G01 29SP | 601006 SPLT RK3 345 652864 SIOUXCY-LNX3 345 1 | P12:345.0:UMZ:# N-1 #:: LINE GR PRAIRIE 3-GRPRAR1-LNX3-Z :EHV: | 0.10062 | Yes
GEN-2024-034 | 01 NORTH | G01 29SP | 601003 PR ISLD3 345 601039 NROC 3 345 1 | P12:345.0:UMZ:# N-1 #:: LINE GR PRAIRIE 3-GRPRAR1-LNX3-Z :EHV: | 0.06823 | Yes
GEN-2024-034 | 01 NORTH | G01 29SP | 635200 RAUN 3 345 640226 HOSKINS3 345 1 | P12:345.0:UMZ:# N-1 #:: LINE GR PRAIRIE 3-GRPRAR1-LNX3-Z :EHV: | 0.05185 | Yes
GEN-2024-034 | 01 NORTH | G01 29SP | 631139 HAZLTON3 345 631270 LASALLE 3 345 1 | P12:345.0:UMZ:# N-1 #:: LINE GR PRAIRIE 3-GRPRAR1-LNX3-Z :EHV: | 0.0649 | Yes
GEN-2024-034 | 01 NORTH | G01 29SP | 635200 RAUN 3 345 635398 REMSEN 3 345 1 | P12:345.0:UMZ:# N-1 #:: LINE GR PRAIRIE 3-GRPRAR1-LNX3-Z :EHV: | 0.08343 | Yes
GEN-2024-034 | 01 NORTH | G01 29SP | 631144 MITCHLCO3 345 631270 LASALLE 3 345 1 | P12:345.0:UMZ:# N-1 #:: LINE GR PRAIRIE 3-GRPRAR1-LNX3-Z :EHV: | 0.0649 | Yes
GEN-2024-034 | 01 NORTH | G01 29SP | 601048 LYON CO 3 345 601087 STEEP BK LK3 345 2 | P12:345.0:UMZ:# N-1 #:: LINE GR PRAIRIE 3-GRPRAR1-LNX3-Z :EHV: | 0.05329 | Yes
GEN-2024-034 | 01 NORTH | G01 29SP | 601048 LYON CO 3 345 601077 HAWKSNEST 3 345 1 | P12:345.0:UMZ:# N-1 #:: LINE GR PRAIRIE 3-GRPRAR1-LNX3-Z :EHV: | 0.05314 | Yes
GEN-2024-034 | 01 NORTH | G01 29SP | 601031 BRKNGCO3 345 601077 HAWKSNEST 3 345 1 | P12:345.0:UMZ:# N-1 #:: LINE GR PRAIRIE 3-GRPRAR1-LNX3-Z :EHV: | 0.05314 | Yes
GEN-2024-034 | 01 NORTH | G01 29SP | 601002 ADAMS 3 345 631144 MITCHLCO3 345 1 | P12:345.0:UMZ:# N-1 #:: LINE GR PRAIRIE 3-GRPRAR1-LNX3-Z :EHV: | 0.0649 | Yes
GEN-2024-034 | 01 NORTH | G01 29SP | 601031 BRKNGCO3 345 601087 STEEP BK LK3 345 2 | P12:345.0:UMZ:# N-1 #:: LINE GR PRAIRIE 3-GRPRAR1-LNX3-Z :EHV: | 0.05329 | Yes
GEN-2024-034 | 01 NORTH | G01 29SP | 601039 NROC 3 345 601051 HMPT CNR3 345 1 | P12:345.0:UMZ:# N-1 #:: LINE GR PRAIRIE 3-GRPRAR1-LNX3-Z :EHV: | 0.05722 | Yes
GEN-2024-034 | 01 NORTH | G01 29SP | 601048 LYON CO 3 345 631138 LAKEFLD3 345 1 | P12:345.0:UMZ:# N-1 #:: LINE GR PRAIRIE 3-GRPRAR1-LNX3-Z :EHV: | 0.09659 | Yes
GEN-2024-034 | 01 NORTH | G01 29SP | 635398 REMSEN 3 345 635399 CHEROKEE 3 345 1 | P12:345.0:UMZ:# N-1 #:: LINE GR PRAIRIE 3-GRPRAR1-LNX3-Z :EHV: | 0.08343 | Yes
GEN-2024-034 | 01 NORTH | G01 29SP | 635399 CHEROKEE 3 345 635400 HIGHLAND 3 345 1 | P12:345.0:UMZ:# N-1 #:: LINE GR PRAIRIE 3-GRPRAR1-LNX3-Z :EHV: | 0.08343 | Yes
GEN-2024-034 | 01 NORTH | G01 29SP | 631193 HUNTLEY3 345 631197 LEDYARD3 345 1 | P12:345.0:UMZ:# N-1 #:: LINE GR PRAIRIE 3-GRPRAR1-LNX3-Z :EHV: | 0.08784 | Yes
GEN-2024-034 | 01 NORTH | G01 29SP | 601006 SPLT RK3 345 652864 SIOUXCY-LNX3 345 1 | P12:345.0:UMZ:# N-1 #:: LINE GR PRAIRIE 3-GRPRAR2-LNX3-Z :EHV: | 0.10218 | Yes
GEN-2024-034 | 01 NORTH | G01 29SP | 635200 RAUN 3 345 640226 HOSKINS3 345 1 | P12:345.0:UMZ:# N-1 #:: LINE GR PRAIRIE 3-GRPRAR2-LNX3-Z :EHV: | 0.0552 | Yes
GEN-2024-034 | 01 NORTH | G01 29SP | 620369 JAMESTN3 345 657791 CENTER 3 345 1 | P12:345.0:UMZ:# N-1 #:: LINE GROTON__-BE3-GR.LS-LO-BE3-Z :EHV: | 0.08432 | Yes
GEN-2024-034 | 01 NORTH | G01 29SP | 601006 SPLT RK3 345 652536 WHITE-SRX3 345 1 | P12:345.0:UMZ:# N-1 #:: LINE HOLT.CO3-GRPRAR1-LNX3-1 :EHV: | 0.11891 | Yes
GEN-2024-034 | 01 NORTH | G01 29SP | 601006 SPLT RK3 345 652864 SIOUXCY-LNX3 345 1 | P12:345.0:UMZ:# N-1 #:: LINE HOLT.CO3-GRPRAR1-LNX3-1 :EHV: | 0.10062 | Yes
GEN-2024-034 | 01 NORTH | G01 29SP | 601003 PR ISLD3 345 601039 NROC 3 345 1 | P12:345.0:UMZ:# N-1 #:: LINE HOLT.CO3-GRPRAR1-LNX3-1 :EHV: | 0.06823 | Yes
GEN-2024-034 | 01 NORTH | G01 29SP | 635200 RAUN 3 345 640226 HOSKINS3 345 1 | P12:345.0:UMZ:# N-1 #:: LINE HOLT.CO3-GRPRAR1-LNX3-1 :EHV: | 0.05185 | Yes
GEN-2024-034 | 01 NORTH | G01 29SP | 631139 HAZLTON3 345 631270 LASALLE 3 345 1 | P12:345.0:UMZ:# N-1 #:: LINE HOLT.CO3-GRPRAR1-LNX3-1 :EHV: | 0.0649 | Yes
GEN-2024-034 | 01 NORTH | G01 29SP | 635200 RAUN 3 345 635398 REMSEN 3 345 1 | P12:345.0:UMZ:# N-1 #:: LINE HOLT.CO3-GRPRAR1-LNX3-1 :EHV: | 0.08343 | Yes
GEN-2024-034 | 01 NORTH | G01 29SP | 631144 MITCHLCO3 345 631270 LASALLE 3 345 1 | P12:345.0:UMZ:# N-1 #:: LINE HOLT.CO3-GRPRAR1-LNX3-1 :EHV: | 0.0649 | Yes
GEN-2024-034 | 01 NORTH | G01 29SP | 601048 LYON CO 3 345 601087 STEEP BK LK3 345 2 | P12:345.0:UMZ:# N-1 #:: LINE HOLT.CO3-GRPRAR1-LNX3-1 :EHV: | 0.05329 | Yes
GEN-2024-034 | 01 NORTH | G01 29SP | 601048 LYON CO 3 345 601077 HAWKSNEST 3 345 1 | P12:345.0:UMZ:# N-1 #:: LINE HOLT.CO3-GRPRAR1-LNX3-1 :EHV: | 0.05314 | Yes
GEN-2024-034 | 01 NORTH | G01 29SP | 601031 BRKNGCO3 345 601077 HAWKSNEST 3 345 1 | P12:345.0:UMZ:# N-1 #:: LINE HOLT.CO3-GRPRAR1-LNX3-1 :EHV: | 0.05314 | Yes
GEN-2024-034 | 01 NORTH | G01 29SP | 601031 BRKNGCO3 345 601087 STEEP BK LK3 345 2 | P12:345.0:UMZ:# N-1 #:: LINE HOLT.CO3-GRPRAR1-LNX3-1 :EHV: | 0.05329 | Yes
GEN-2024-034 | 01 NORTH | G01 29SP | 601039 NROC 3 345 601051 HMPT CNR3 345 1 | P12:345.0:UMZ:# N-1 #:: LINE HOLT.CO3-GRPRAR1-LNX3-1 :EHV: | 0.05722 | Yes
GEN-2024-034 | 01 NORTH | G01 29SP | 601048 LYON CO 3 345 631138 LAKEFLD3 345 1 | P12:345.0:UMZ:# N-1 #:: LINE HOLT.CO3-GRPRAR1-LNX3-1 :EHV: | 0.09659 | Yes
GEN-2024-034 | 01 NORTH | G01 29SP | 635398 REMSEN 3 345 635399 CHEROKEE 3 345 1 | P12:345.0:UMZ:# N-1 #:: LINE HOLT.CO3-GRPRAR1-LNX3-1 :EHV: | 0.08343 | Yes
GEN-2024-034 | 01 NORTH | G01 29SP | 635399 CHEROKEE 3 345 635400 HIGHLAND 3 345 1 | P12:345.0:UMZ:# N-1 #:: LINE HOLT.CO3-GRPRAR1-LNX3-1 :EHV: | 0.08343 | Yes
GEN-2024-034 | 01 NORTH | G01 29SP | 631193 HUNTLEY3 345 631197 LEDYARD3 345 1 | P12:345.0:UMZ:# N-1 #:: LINE HOLT.CO3-GRPRAR1-LNX3-1 :EHV: | 0.08784 | Yes
GEN-2024-034 | 01 NORTH | G01 29SP | 620369 JAMESTN3 345 657791 CENTER 3 345 1 | P12:345.0:UMZ:# N-1 #:: LINE LELAND_O-BE3-LO.LS-GR-BE3-Z :EHV: | 0.08432 | Yes
GEN-2024-034 | 01 NORTH | G01 29SP | 661093 MERRCRT4 230 661094 WISHEK 4 230 1 | P12:345.0:UMZ:# N-1 #:: LINE LELAND_O-BE3-LO.LS-GR-BE3-Z :EHV: | 0.07942 | Yes
GEN-2024-034 | 01 NORTH | G01 29SP | 601048 LYON CO 3 345 601087 STEEP BK LK3 345 2 | P12:345.0:UMZ:# N-1 #:: LINE SPLT RK3-WHITE-SRX3-1 :EHV: | 0.07977 | Yes
GEN-2024-034 | 01 NORTH | G01 29SP | 601048 LYON CO 3 345 601077 HAWKSNEST 3 345 1 | P12:345.0:UMZ:# N-1 #:: LINE SPLT RK3-WHITE-SRX3-1 :EHV: | 0.07955 | Yes
GEN-2024-034 | 01 NORTH | G01 29SP | 601031 BRKNGCO3 345 601077 HAWKSNEST 3 345 1 | P12:345.0:UMZ:# N-1 #:: LINE SPLT RK3-WHITE-SRX3-1 :EHV: | 0.07955 | Yes
GEN-2024-034 | 01 NORTH | G01 29SP | 601031 BRKNGCO3 345 601087 STEEP BK LK3 345 2 | P12:345.0:UMZ:# N-1 #:: LINE SPLT RK3-WHITE-SRX3-1 :EHV: | 0.07977 | Yes
GEN-2024-034 | 01 NORTH | G01 29SP | 601048 LYON CO 3 345 631138 LAKEFLD3 345 1 | P12:345.0:UMZ:# N-1 #:: LINE SPLT RK3-WHITE-SRX3-1 :EHV: | 0.12435 | Yes
GEN-2024-034 | 01 NORTH | G01 29SP | 635200 RAUN 3 345 652564 SIOUXCY3 345 1 | P12:345.0:UMZ:# N-1 #:: LINE SPLT RK3-WHITE-SRX3-1 :EHV: | 0.06181 | Yes
GEN-2024-034 | 01 NORTH | G01 29SP | 620369 JAMESTN3 345 657791 CENTER 3 345 1 | P12:345.0:UMZ:# N-1 #:: LINE WATERTN3-CROCKER_-BE3-1 :EHV: | 0.07921 | Yes
GEN-2024-034 | 01 NORTH | G01 29SP | 620314 BIGSTON4 230 655465 BLAIR-ER4 230 1 | P12:345.0:UMZ:# N-1 #:: LINE WATERTN3-CROCKER_-BE3-1 :EHV: | 0.0809 | Yes
GEN-2024-034 | 01 NORTH | G01 29SP | 601031 BRKNGCO3 345 620483 ASTORIA 3 345 1 | P12:345.0:UMZ:# N-1 #:: LINE WATERTN3-CROCKER_-BE3-1 :EHV: | 0.21032 | Yes
GEN-2024-034 | 01 NORTH | G01 29SP | 661098 ELLENDL345 4 230 995801 661:ELLENDL 230 1 | P12:345.0:UMZ:# N-1 #:: LINE WATERTN3-CROCKER_-BE3-1 :EHV: | 0.1814 | Yes
GEN-2024-034 | 01 NORTH | G01 29SP | 620416 TWIN BRKS 3 345 620417 BSSOUTH3 345 1 | P12:345.0:UMZ:# N-1 #:: LINE WATERTN3-CROCKER_-BE3-1 :EHV: | 0.08135 | Yes
GEN-2024-034 | 01 NORTH | G01 29SP | 620480 DEUEL CO 3 345 620483 ASTORIA 3 345 1 | P12:345.0:UMZ:# N-1 #:: LINE WATERTN3-CROCKER_-BE3-1 :EHV: | 0.2083 | Yes
GEN-2024-034 | 01 NORTH | G01 29SP | 620362 OAKES 4 230 661098 ELLENDL345 4 230 1 | P12:345.0:UMZ:# N-1 #:: LINE WATERTN3-CROCKER_-BE3-1 :EHV: | 0.29352 | Yes
GEN-2024-034 | 01 NORTH | G01 29SP | 620327 HANKSON4 230 620363 FORMAN 4 230 1 | P12:345.0:UMZ:# N-1 #:: LINE WATERTN3-CROCKER_-BE3-1 :EHV: | 0.45738 | Yes
GEN-2024-034 | 01 NORTH | G01 29SP | 620417 BSSOUTH3 345 620480 DEUEL CO 3 345 1 | P12:345.0:UMZ:# N-1 #:: LINE WATERTN3-CROCKER_-BE3-1 :EHV: | 0.2083 | Yes
GEN-2024-034 | 01 NORTH | G01 29SP | 661097 ELLENDL345 3 345 661950 ELN345SHNT 3 345 Z | P12:345.0:UMZ:# N-1 #:: LINE WATERTN3-CROCKER_-BE3-1 :EHV: | 0.08135 | Yes
GEN-2024-034 | 01 NORTH | G01 29SP | 620416 TWIN BRKS 3 345 661950 ELN345SHNT 3 345 1 | P12:345.0:UMZ:# N-1 #:: LINE WATERTN3-CROCKER_-BE3-1 :EHV: | 0.08135 | Yes
GEN-2024-034 | 01 NORTH | G01 29SP | 601031 BRKNGCO3 345 620483 ASTORIA 3 345 1 | P12:345.0:UMZ:# N-1 #:: LINE WATERTN3-WATERTN-LNX3-Z :EHV: | 0.21836 | Yes
GEN-2024-034 | 01 NORTH | G01 29SP | 620480 DEUEL CO 3 345 620483 ASTORIA 3 345 1 | P12:345.0:UMZ:# N-1 #:: LINE WATERTN3-WATERTN-LNX3-Z :EHV: | 0.21572 | Yes
GEN-2024-034 | 01 NORTH | G01 29SP | 620417 BSSOUTH3 345 620480 DEUEL CO 3 345 1 | P12:345.0:UMZ:# N-1 #:: LINE WATERTN3-WATERTN-LNX3-Z :EHV: | 0.21572 | Yes
GEN-2024-034 | 01 NORTH | G01 29SP | 601031 BRKNGCO3 345 652537 WHITE 3 345 2 | P12:345.0:UMZ:# N-1 #:: LINE WATERTN3-WATERTN-LNX3-Z :EHV: | 0.06502 | Yes
GEN-2024-034 | 01 NORTH | G01 29SP | 601031 BRKNGCO3 345 652537 WHITE 3 345 1 | P12:345.0:UMZ:# N-1 #:: LINE WATERTN3-WATERTN-LNX3-Z :EHV: | 0.05852 | Yes
GEN-2024-034 | 01 NORTH | G01 29SP | 601031 BRKNGCO3 345 620483 ASTORIA 3 345 1 | P12:345.0:UMZ:# N-1 #:: LINE WHITE 3-DEERCREK-BE3-1 :EHV: | 0.20356 | Yes
GEN-2024-034 | 01 NORTH | G01 29SP | 601031 BRKNGCO3 345 620483 ASTORIA 3 345 1 | P12:345.0:UMZ:# N-1 #:: LINE WHITE 3-WATERTN-LNX3-1 :EHV: | 0.21836 | Yes
GEN-2024-034 | 01 NORTH | G01 29SP | 620480 DEUEL CO 3 345 620483 ASTORIA 3 345 1 | P12:345.0:UMZ:# N-1 #:: LINE WHITE 3-WATERTN-LNX3-1 :EHV: | 0.21572 | Yes
GEN-2024-034 | 01 NORTH | G01 29SP | 620417 BSSOUTH3 345 620480 DEUEL CO 3 345 1 | P12:345.0:UMZ:# N-1 #:: LINE WHITE 3-WATERTN-LNX3-1 :EHV: | 0.21572 | Yes
GEN-2024-034 | 01 NORTH | G01 29SP | 601031 BRKNGCO3 345 652537 WHITE 3 345 2 | P12:345.0:UMZ:# N-1 #:: LINE WHITE 3-WATERTN-LNX3-1 :EHV: | 0.06502 | Yes
GEN-2024-034 | 01 NORTH | G01 29SP | 601031 BRKNGCO3 345 652537 WHITE 3 345 1 | P12:345.0:UMZ:# N-1 #:: LINE WHITE 3-WATERTN-LNX3-1 :EHV: | 0.05852 | Yes
GEN-2024-034 | 01 NORTH | G01 29SP | 601048 LYON CO 3 345 601087 STEEP BK LK3 345 2 | P12:345.0:UMZ:# N-1 #:: LINE WHITE-SRX3-WHITE 3-SX :EHV: | 0.07977 | Yes
GEN-2024-034 | 01 NORTH | G01 29SP | 601048 LYON CO 3 345 601077 HAWKSNEST 3 345 1 | P12:345.0:UMZ:# N-1 #:: LINE WHITE-SRX3-WHITE 3-SX :EHV: | 0.07955 | Yes
GEN-2024-034 | 01 NORTH | G01 29SP | 601031 BRKNGCO3 345 601077 HAWKSNEST 3 345 1 | P12:345.0:UMZ:# N-1 #:: LINE WHITE-SRX3-WHITE 3-SX :EHV: | 0.07955 | Yes
GEN-2024-034 | 01 NORTH | G01 29SP | 601031 BRKNGCO3 345 601087 STEEP BK LK3 345 2 | P12:345.0:UMZ:# N-1 #:: LINE WHITE-SRX3-WHITE 3-SX :EHV: | 0.07977 | Yes
GEN-2024-034 | 01 NORTH | G01 29SP | 601048 LYON CO 3 345 631138 LAKEFLD3 345 1 | P12:345.0:UMZ:# N-1 #:: LINE WHITE-SRX3-WHITE 3-SX :EHV: | 0.12435 | Yes
GEN-2024-034 | 01 NORTH | G01 29SP | 635200 RAUN 3 345 652564 SIOUXCY3 345 1 | P12:345.0:UMZ:# N-1 #:: LINE WHITE-SRX3-WHITE 3-SX :EHV: | 0.06181 | Yes
GEN-2024-034 | 01 NORTH | G01 29SP | 601083 TREMVAL3 345 694098 NMA B5 345 345 1 | P12:345:ATC-XEL:800000:ARPINB4:EAUCL3NLL:EHV: | 0.05208 | Yes
GEN-2024-034 | 01 NORTH | G01 29SP | 631139 HAZLTON3 345 631270 LASALLE 3 345 1 | P12:345:ATC-XEL:W-13:NMAB5_345:BRIGGSRDNLL:EHV: | 0.07047 | Yes
GEN-2024-034 | 01 NORTH | G01 29SP | 631144 MITCHLCO3 345 631270 LASALLE 3 345 1 | P12:345:ATC-XEL:W-13:NMAB5_345:BRIGGSRDNLL:EHV: | 0.07047 | Yes
GEN-2024-034 | 01 NORTH | G01 29SP | 601002 ADAMS 3 345 631144 MITCHLCO3 345 1 | P12:345:ATC-XEL:W-13:NMAB5_345:BRIGGSRDNLL:EHV: | 0.07047 | Yes
GEN-2024-034 | 01 NORTH | G01 29SP | 601002 ADAMS 3 345 615306 GRE-PL VLLY3 345 1 | P12:345:ATC-XEL:W-13:NMAB5_345:BRIGGSRDNLL:EHV: | 0.07287 | Yes
GEN-2024-034 | 01 NORTH | G01 29SP | 601010 MNTCELO3 345 601047 QUARRY 3 345 1 | P12:345:GRE:BEN-SHC | 0.05878 | Yes
GEN-2024-034 | 01 NORTH | G01 29SP | 631139 HAZLTON3 345 631270 LASALLE 3 345 1 | P12:345:ITCM-MEC:HAZLETON:BLACK HAWK:1CAP:EHV: | 0.06429 | Yes
GEN-2024-034 | 01 NORTH | G01 29SP | 631144 MITCHLCO3 345 631270 LASALLE 3 345 1 | P12:345:ITCM-MEC:HAZLETON:BLACK HAWK:1CAP:EHV: | 0.06429 | Yes
GEN-2024-034 | 01 NORTH | G01 29SP | 601002 ADAMS 3 345 631144 MITCHLCO3 345 1 | P12:345:ITCM-MEC:HAZLETON:BLACK HAWK:1CAP:EHV: | 0.06429 | Yes
GEN-2024-034 | 01 NORTH | G01 29SP | 601083 TREMVAL3 345 694098 NMA B5 345 345 1 | P12:345:ITCM-MEC:HAZLTON:LASALLE:1 | 0.05471 | Yes
GEN-2024-034 | 01 NORTH | G01 29SP | 631193 HUNTLEY3 345 631197 LEDYARD3 345 1 | P12:345:ITCM-MEC:HAZLTON:LASALLE:1 | 0.09419 | Yes
GEN-2024-034 | 01 NORTH | G01 29SP | 635600 GRIMES 3 345 636003 BEAVER CRK 3 345 1 | P12:345:MEC:ARBOR HILL:FALLOW AVE:1 | 0.05782 | Yes
GEN-2024-034 | 01 NORTH | G01 29SP | 636003 BEAVER CRK 3 345 636010 LEHIGH 3 345 1 | P12:345:MEC:ARBOR HILL:FALLOW AVE:1 | 0.05782 | Yes
GEN-2024-034 | 01 NORTH | G01 29SP | 635622 RCCN TRL 3 345 635630 BOONEVILLE 3 345 1 | P12:345:MEC:ARBOR HILL:FALLOW AVE:1 | 0.05182 | Yes
GEN-2024-034 | 01 NORTH | G01 29SP | 635999 IRVINGTON3 345 636000 WEBSTER3 345 1 | P12:345:MEC:GARD AVE:LEHIGH:1REACTOR:EHV: | 0.05686 | Yes
GEN-2024-034 | 01 NORTH | G01 29SP | 635369 KOSSUTH 3 345 635999 IRVINGTON3 345 1 | P12:345:MEC:GARD AVE:LEHIGH:1REACTOR:EHV: | 0.05686 | Yes
GEN-2024-034 | 01 NORTH | G01 29SP | 636000 WEBSTER3 345 636010 LEHIGH 3 345 1 | P12:345:MEC:GARD AVE:LEHIGH:1REACTOR:EHV: | 0.06813 | Yes
GEN-2024-034 | 01 NORTH | G01 29SP | 631142 ARNOLD 3 345 631148 MORGN VLLY 3 345 1 | P12:345:MEC:GRIMES:BEAVER CRK:1 | 0.05202 | Yes
GEN-2024-034 | 01 NORTH | G01 29SP | 631139 HAZLTON3 345 631142 ARNOLD 3 345 1 | P12:345:MEC:GRIMES:BEAVER CRK:1 | 0.05643 | Yes
GEN-2024-034 | 01 NORTH | G01 29SP | 635600 GRIMES 3 345 635622 RCCN TRL 3 345 2 | P12:345:MEC:GRIMES:RCCN TRL:1 | 0.05882 | Yes
GEN-2024-034 | 01 NORTH | G01 29SP | 635600 GRIMES 3 345 635622 RCCN TRL 3 345 1 | P12:345:MEC:GRIMES:RCCN TRL:2 | 0.05879 | Yes
GEN-2024-034 | 01 NORTH | G01 29SP | 635999 IRVINGTON3 345 636000 WEBSTER3 345 1 | P12:345:MEC:IDA CO:GARD AVE:1 | 0.05686 | Yes
GEN-2024-034 | 01 NORTH | G01 29SP | 635369 KOSSUTH 3 345 635999 IRVINGTON3 345 1 | P12:345:MEC:IDA CO:GARD AVE:1 | 0.05686 | Yes
GEN-2024-034 | 01 NORTH | G01 29SP | 636000 WEBSTER3 345 636010 LEHIGH 3 345 1 | P12:345:MEC:IDA CO:GARD AVE:1 | 0.06813 | Yes
GEN-2024-034 | 01 NORTH | G01 29SP | 635200 RAUN 3 345 635398 REMSEN 3 345 1 | P12:345:MEC:KOSSUTH:IRVINGTON:1 | 0.09165 | Yes
GEN-2024-034 | 01 NORTH | G01 29SP | 627217 BLUEBILL3 345 631198 COLBY3 345 1 | P12:345:MEC:KOSSUTH:IRVINGTON:1 | 0.05123 | Yes
GEN-2024-034 | 01 NORTH | G01 29SP | 631206 QUINN3 345 636197 N FRANKLIN 3 345 1 | P12:345:MEC:KOSSUTH:IRVINGTON:1 | 0.05333 | Yes
GEN-2024-034 | 01 NORTH | G01 29SP | 631198 COLBY3 345 631199 KILLDEER3 345 1 | P12:345:MEC:KOSSUTH:IRVINGTON:1 | 0.05513 | Yes
GEN-2024-034 | 01 NORTH | G01 29SP | 635398 REMSEN 3 345 635399 CHEROKEE 3 345 1 | P12:345:MEC:KOSSUTH:IRVINGTON:1 | 0.09165 | Yes
GEN-2024-034 | 01 NORTH | G01 29SP | 627062 BISON 3 345 627217 BLUEBILL3 345 1 | P12:345:MEC:KOSSUTH:IRVINGTON:1 | 0.05123 | Yes
GEN-2024-034 | 01 NORTH | G01 29SP | 631199 KILLDEER3 345 631206 QUINN3 345 1 | P12:345:MEC:KOSSUTH:IRVINGTON:1 | 0.05333 | Yes
GEN-2024-034 | 01 NORTH | G01 29SP | 635399 CHEROKEE 3 345 635400 HIGHLAND 3 345 1 | P12:345:MEC:KOSSUTH:IRVINGTON:1 | 0.09165 | Yes
GEN-2024-034 | 01 NORTH | G01 29SP | 627062 BISON 3 345 631197 LEDYARD3 345 1 | P12:345:MEC:KOSSUTH:IRVINGTON:1 | 0.05123 | Yes
GEN-2024-034 | 01 NORTH | G01 29SP | 635622 RCCN TRL 3 345 635630 BOONEVILLE 3 345 1 | P12:345:MEC:MADISON:NORWALK:1 | 0.05141 | Yes
GEN-2024-034 | 01 NORTH | G01 29SP | 635568 S HILLS 3 345 635630 BOONEVILLE 3 345 1 | P12:345:MEC:ORIENT:MADISON:1 | 0.05721 | Yes
GEN-2024-034 | 01 NORTH | G01 29SP | 635568 S HILLS 3 345 635570 ORIENT 3 345 1 | P12:345:MEC:ORIENT:MADISON:1 | 0.05721 | Yes
GEN-2024-034 | 01 NORTH | G01 29SP | 635200 RAUN 3 345 635398 REMSEN 3 345 1 | P12:345:MEC:PALO ALTO:KOSSUTH:1REACTOR:EHV: | 0.08089 | Yes
GEN-2024-034 | 01 NORTH | G01 29SP | 631138 LAKEFLD3 345 635368 OBRIEN 3 345 1 | P12:345:MEC:PALO ALTO:KOSSUTH:1REACTOR:EHV: | 0.08668 | Yes
GEN-2024-034 | 01 NORTH | G01 29SP | 635398 REMSEN 3 345 635399 CHEROKEE 3 345 1 | P12:345:MEC:PALO ALTO:KOSSUTH:1REACTOR:EHV: | 0.08089 | Yes
GEN-2024-034 | 01 NORTH | G01 29SP | 635399 CHEROKEE 3 345 635400 HIGHLAND 3 345 1 | P12:345:MEC:PALO ALTO:KOSSUTH:1REACTOR:EHV: | 0.08089 | Yes
GEN-2024-034 | 01 NORTH | G01 29SP | 631193 HUNTLEY3 345 631197 LEDYARD3 345 1 | P12:345:MEC:PALO ALTO:KOSSUTH:1REACTOR:EHV: | 0.08709 | Yes
GEN-2024-034 | 01 NORTH | G01 29SP | 631197 LEDYARD3 345 635369 KOSSUTH 3 345 1 | P12:345:MEC:PALO ALTO:KOSSUTH:1REACTOR:EHV: | 0.05884 | Yes
GEN-2024-034 | 01 NORTH | G01 29SP | 601006 SPLT RK3 345 652864 SIOUXCY-LNX3 345 1 | P12:345:MEC:RAUN:REMSEN:1 | 0.11035 | Yes
GEN-2024-034 | 01 NORTH | G01 29SP | 635018 NORTHBORO 3 345 635570 ORIENT 3 345 1 | P12:345:MEC:ROLL HILLS:ORIENT:1 | 0.05704 | Yes
GEN-2024-034 | 01 NORTH | G01 29SP | 635017 ATCHISON 3 345 635018 NORTHBORO 3 345 1 | P12:345:MEC:ROLL HILLS:ORIENT:1 | 0.05704 | Yes
GEN-2024-034 | 01 NORTH | G01 29SP | 635017 ATCHISON 3 345 640139 COOPER 3 345 1 | P12:345:MEC:ROLL HILLS:ORIENT:1 | 0.05704 | Yes
GEN-2024-034 | 01 NORTH | G01 29SP | 635570 ORIENT 3 345 635635 MADISON3 345 1 | P12:345:MEC:S HILLS:BOONEVILLE:1 | 0.05372 | Yes
GEN-2024-034 | 01 NORTH | G01 29SP | 635570 ORIENT 3 345 635635 MADISON3 345 1 | P12:345:MEC:S HILLS:ORIENT:1 | 0.05372 | Yes
GEN-2024-034 | 01 NORTH | G01 29SP | 631139 HAZLTON3 345 631270 LASALLE 3 345 1 | P12:345:MEC:WEBSTER:IRVINGTON:1REACTOR:EHV: | 0.06771 | Yes
GEN-2024-034 | 01 NORTH | G01 29SP | 635200 RAUN 3 345 635398 REMSEN 3 345 1 | P12:345:MEC:WEBSTER:IRVINGTON:1REACTOR:EHV: | 0.09165 | Yes
GEN-2024-034 | 01 NORTH | G01 29SP | 631144 MITCHLCO3 345 631270 LASALLE 3 345 1 | P12:345:MEC:WEBSTER:IRVINGTON:1REACTOR:EHV: | 0.06771 | Yes
GEN-2024-034 | 01 NORTH | G01 29SP | 627217 BLUEBILL3 345 631198 COLBY3 345 1 | P12:345:MEC:WEBSTER:IRVINGTON:1REACTOR:EHV: | 0.05123 | Yes
GEN-2024-034 | 01 NORTH | G01 29SP | 631206 QUINN3 345 636197 N FRANKLIN 3 345 1 | P12:345:MEC:WEBSTER:IRVINGTON:1REACTOR:EHV: | 0.05333 | Yes
GEN-2024-034 | 01 NORTH | G01 29SP | 601002 ADAMS 3 345 631144 MITCHLCO3 345 1 | P12:345:MEC:WEBSTER:IRVINGTON:1REACTOR:EHV: | 0.06771 | Yes
GEN-2024-034 | 01 NORTH | G01 29SP | 631198 COLBY3 345 631199 KILLDEER3 345 1 | P12:345:MEC:WEBSTER:IRVINGTON:1REACTOR:EHV: | 0.05513 | Yes
GEN-2024-034 | 01 NORTH | G01 29SP | 635398 REMSEN 3 345 635399 CHEROKEE 3 345 1 | P12:345:MEC:WEBSTER:IRVINGTON:1REACTOR:EHV: | 0.09165 | Yes
GEN-2024-034 | 01 NORTH | G01 29SP | 627062 BISON 3 345 627217 BLUEBILL3 345 1 | P12:345:MEC:WEBSTER:IRVINGTON:1REACTOR:EHV: | 0.05123 | Yes
GEN-2024-034 | 01 NORTH | G01 29SP | 635399 CHEROKEE 3 345 635400 HIGHLAND 3 345 1 | P12:345:MEC:WEBSTER:IRVINGTON:1REACTOR:EHV: | 0.09165 | Yes
GEN-2024-034 | 01 NORTH | G01 29SP | 631199 KILLDEER3 345 631206 QUINN3 345 1 | P12:345:MEC:WEBSTER:IRVINGTON:1REACTOR:EHV: | 0.05333 | Yes
GEN-2024-034 | 01 NORTH | G01 29SP | 627062 BISON 3 345 631197 LEDYARD3 345 1 | P12:345:MEC:WEBSTER:IRVINGTON:1REACTOR:EHV: | 0.05123 | Yes
GEN-2024-034 | 01 NORTH | G01 29SP | 620361 MAPLE R3 345 996382 620:MAPLE R 230 2 | P12:345:MRES:ALXLNRCTRT:BISON 3:CAPX-ALXLNRCTRT-BISON 3 | 0.05803 | Yes
GEN-2024-034 | 01 NORTH | G01 29SP | 657754 MAPLE R4 230 996382 620:MAPLE R 230 2 | P12:345:MRES:ALXLNRCTRT:BISON 3:CAPX-ALXLNRCTRT-BISON 3 | 0.05803 | Yes
GEN-2024-034 | 01 NORTH | G01 29SP | 620329 WAHPETN4 230 658109 FERGSFL4 230 1 | P12:345:MRES:ALXLNRCTRT:BISON 3:CAPX-ALXLNRCTRT-BISON 3 | 0.08278 | Yes
GEN-2024-034 | 01 NORTH | G01 29SP | 615637 GRE-SILVRLK4 230 658109 FERGSFL4 230 1 | P12:345:MRES:ALXLNRCTRT:BISON 3:CAPX-ALXLNRCTRT-BISON 3 | 0.06093 | Yes
GEN-2024-034 | 01 NORTH | G01 29SP | 615637 GRE-SILVRLK4 230 615902 GRE-HENNING4 230 1 | P12:345:MRES:ALXLNRCTRT:BISON 3:CAPX-ALXLNRCTRT-BISON 3 | 0.06093 | Yes
GEN-2024-034 | 01 NORTH | G01 29SP | 615300 GRE-INMAN 4 230 615902 GRE-HENNING4 230 1 | P12:345:MRES:ALXLNRCTRT:BISON 3:CAPX-ALXLNRCTRT-BISON 3 | 0.06093 | Yes
GEN-2024-034 | 01 NORTH | G01 29SP | 601067 BISON 3 345 620361 MAPLE R3 345 1 | P12:345:MRES:ALXLNRCTRT:BISON 3:CAPX-ALXLNRCTRT-BISON 3 | 0.08235 | Yes
GEN-2024-034 | 01 NORTH | G01 29SP | 602006 SHEYNNE4 230 657754 MAPLE R4 230 1 | P12:345:MRES:ALXLNRCTRT:BISON 3:CAPX-ALXLNRCTRT-BISON 3 | 0.06499 | Yes
GEN-2024-034 | 01 NORTH | G01 29SP | 601048 LYON CO 3 345 601077 HAWKSNEST 3 345 1 | P12:345:MRES:ALXLNRCTRT:BISON 3:CAPX-ALXLNRCTRT-BISON 3 | 0.05874 | Yes
GEN-2024-034 | 01 NORTH | G01 29SP | 620480 DEUEL CO 3 345 620483 ASTORIA 3 345 1 | P12:345:MRES:ALXLNRCTRT:BISON 3:CAPX-ALXLNRCTRT-BISON 3 | 0.22129 | Yes
GEN-2024-034 | 01 NORTH | G01 29SP | 620427 HANKINSON 3 345 996372 620:HANKINSO 230 2 | P12:345:MRES:ALXLNRCTRT:BISON 3:CAPX-ALXLNRCTRT-BISON 3 | 0.13043 | Yes
GEN-2024-034 | 01 NORTH | G01 29SP | 620427 HANKINSON 3 345 996373 620:HANKINSO 230 1 | P12:345:MRES:ALXLNRCTRT:BISON 3:CAPX-ALXLNRCTRT-BISON 3 | 0.13043 | Yes
GEN-2024-034 | 01 NORTH | G01 29SP | 620327 HANKSON4 230 996373 620:HANKINSO 230 1 | P12:345:MRES:ALXLNRCTRT:BISON 3:CAPX-ALXLNRCTRT-BISON 3 | 0.13043 | Yes
GEN-2024-034 | 01 NORTH | G01 29SP | 620327 HANKSON4 230 996372 620:HANKINSO 230 2 | P12:345:MRES:ALXLNRCTRT:BISON 3:CAPX-ALXLNRCTRT-BISON 3 | 0.13043 | Yes
GEN-2024-034 | 01 NORTH | G01 29SP | 620417 BSSOUTH3 345 620480 DEUEL CO 3 345 1 | P12:345:MRES:ALXLNRCTRT:BISON 3:CAPX-ALXLNRCTRT-BISON 3 | 0.22129 | Yes
GEN-2024-034 | 01 NORTH | G01 29SP | 620369 JAMESTN3 345 620769 JMS SHUNT 3 345 Z | P12:345:MRES:ALXLNRCTRT:BISON 3:CAPX-ALXLNRCTRT-BISON 3 | 0.09039 | Yes
GEN-2024-034 | 01 NORTH | G01 29SP | 620769 JMS SHUNT 3 345 661952 ELN345SHNT23 345 1 | P12:345:MRES:ALXLNRCTRT:BISON 3:CAPX-ALXLNRCTRT-BISON 3 | 0.09039 | Yes
GEN-2024-034 | 01 NORTH | G01 29SP | 661097 ELLENDL345 3 345 661952 ELN345SHNT23 345 Z | P12:345:MRES:ALXLNRCTRT:BISON 3:CAPX-ALXLNRCTRT-BISON 3 | 0.09039 | Yes
GEN-2024-034 | 01 NORTH | G01 29SP | 635200 RAUN 3 345 645552 S3452 REACT3 345 1 | P12:345:OPPD-MEC:S3451-RAUN:::EHV: | 0.09754 | Yes
GEN-2024-034 | 01 NORTH | G01 29SP | 635200 RAUN 3 345 652564 SIOUXCY3 345 1 | P12:345:OPPD-MEC:S3451-RAUN:::EHV: | 0.07065 | Yes
GEN-2024-034 | 01 NORTH | G01 29SP | 620480 DEUEL CO 3 345 620483 ASTORIA 3 345 1 | P12:345:OTP:ASTORIA3:J510ASTOR3:1 | 0.20391 | Yes
GEN-2024-034 | 01 NORTH | G01 29SP | 620417 BSSOUTH3 345 620480 DEUEL CO 3 345 1 | P12:345:OTP:ASTORIA3:J510ASTOR3:1 | 0.20391 | Yes
GEN-2024-034 | 01 NORTH | G01 29SP | 620358 BUFFALO3 345 620369 JAMESTN3 345 1 | P12:345:OTP:BSSOUTH3:TWINBRKS3:1 | 0.05143 | Yes
GEN-2024-034 | 01 NORTH | G01 29SP | 661097 ELLENDL345 3 345 995801 661:ELLENDL 230 1 | P12:345:OTP:BSSOUTH3:TWINBRKS3:1 | 0.13922 | Yes
GEN-2024-034 | 01 NORTH | G01 29SP | 620362 OAKES 4 230 620363 FORMAN 4 230 1 | P12:345:OTP:BSSOUTH3:TWINBRKS3:1 | 0.27562 | Yes
GEN-2024-034 | 01 NORTH | G01 29SP | 620362 OAKES 4 230 661098 ELLENDL345 4 230 1 | P12:345:OTP:BSSOUTH3:TWINBRKS3:1 | 0.27155 | Yes
GEN-2024-034 | 01 NORTH | G01 29SP | 620327 HANKSON4 230 620363 FORMAN 4 230 1 | P12:345:OTP:BSSOUTH3:TWINBRKS3:1 | 0.47531 | Yes
GEN-2024-034 | 01 NORTH | G01 29SP | 608607 NELSNLK4 230 615901 GRE-STANTON4 230 1 | P12:345:OTP:BUFFALO3:JAMESTN3:1 | 0.05285 | Yes
GEN-2024-034 | 01 NORTH | G01 29SP | 620327 HANKSON4 230 620829 WAHPETON XF4 230 1 | P12:345:OTP:BUFFALO3:JAMESTN3:1 | 0.10948 | Yes
GEN-2024-034 | 01 NORTH | G01 29SP | 620329 WAHPETN4 230 620829 WAHPETON XF4 230 Z | P12:345:OTP:BUFFALO3:JAMESTN3:1 | 0.10941 | Yes
GEN-2024-034 | 01 NORTH | G01 29SP | 620314 BIGSTON4 230 620325 BROWNSV4 230 1 | P12:345:OTP:BUFFALO3:JAMESTN3:1 | 0.07434 | Yes
GEN-2024-034 | 01 NORTH | G01 29SP | 620325 BROWNSV4 230 620328 NEW EFFNGTN4 230 1 | P12:345:OTP:BUFFALO3:JAMESTN3:1 | 0.07208 | Yes
GEN-2024-034 | 01 NORTH | G01 29SP | 661097 ELLENDL345 3 345 995801 661:ELLENDL 230 1 | P12:345:OTP:BUFFALO3:JAMESTN3:1 | 0.17276 | Yes
GEN-2024-034 | 01 NORTH | G01 29SP | 620362 OAKES 4 230 620363 FORMAN 4 230 1 | P12:345:OTP:BUFFALO3:JAMESTN3:1 | 0.29406 | Yes
GEN-2024-034 | 01 NORTH | G01 29SP | 620327 HANKSON4 230 620363 FORMAN 4 230 1 | P12:345:OTP:BUFFALO3:JAMESTN3:1 | 0.45941 | Yes
GEN-2024-034 | 01 NORTH | G01 29SP | 620362 OAKES 4 230 661098 ELLENDL345 4 230 1 | P12:345:OTP:BUFFALO3:JAMESTN3:1 | 0.29021 | Yes
GEN-2024-034 | 01 NORTH | G01 29SP | 620416 TWIN BRKS 3 345 620417 BSSOUTH3 345 1 | P12:345:OTP:BUFFALO3:JAMESTN3:1 | 0.08489 | Yes
GEN-2024-034 | 01 NORTH | G01 29SP | 620327 HANKSON4 230 620328 NEW EFFNGTN4 230 1 | P12:345:OTP:BUFFALO3:JAMESTN3:1 | 0.07208 | Yes
GEN-2024-034 | 01 NORTH | G01 29SP | 620369 JAMESTN3 345 620769 JMS SHUNT 3 345 Z | P12:345:OTP:BUFFALO3:JAMESTN3:1 | 0.08788 | Yes
GEN-2024-034 | 01 NORTH | G01 29SP | 620769 JMS SHUNT 3 345 661952 ELN345SHNT23 345 1 | P12:345:OTP:BUFFALO3:JAMESTN3:1 | 0.08788 | Yes
GEN-2024-034 | 01 NORTH | G01 29SP | 661097 ELLENDL345 3 345 661952 ELN345SHNT23 345 Z | P12:345:OTP:BUFFALO3:JAMESTN3:1 | 0.08788 | Yes
GEN-2024-034 | 01 NORTH | G01 29SP | 620417 BSSOUTH3 345 620427 HANKINSON 3 345 1 | P12:345:OTP:BUFFALO3:JAMESTN3:1 | 0.15291 | Yes
GEN-2024-034 | 01 NORTH | G01 29SP | 601067 BISON 3 345 620427 HANKINSON 3 345 1 | P12:345:OTP:BUFFALO3:JAMESTN3:1 | 0.12493 | Yes
GEN-2024-034 | 01 NORTH | G01 29SP | 661097 ELLENDL345 3 345 661950 ELN345SHNT 3 345 Z | P12:345:OTP:BUFFALO3:JAMESTN3:1 | 0.08489 | Yes
GEN-2024-034 | 01 NORTH | G01 29SP | 620416 TWIN BRKS 3 345 661950 ELN345SHNT 3 345 1 | P12:345:OTP:BUFFALO3:JAMESTN3:1 | 0.08489 | Yes
GEN-2024-034 | 01 NORTH | G01 29SP | 601010 MNTCELO3 345 601047 QUARRY 3 345 1 | P12:345:OTP:BUFFALO3:JAMESTN3:1 | 0.05384 | Yes
GEN-2024-034 | 01 NORTH | G01 29SP | 601008 BG OAKS3 345 658047 ALEXMRES3 345 1 | P12:345:OTP:BUFFALO3:JAMESTN3:1 | 0.05629 | Yes
GEN-2024-034 | 01 NORTH | G01 29SP | 620369 JAMESTN3 345 657791 CENTER 3 345 1 | P12:345:OTP:CENTER3:CNTSHNT3:Z1 | 0.08065 | Yes
GEN-2024-034 | 01 NORTH | G01 29SP | 620362 OAKES 4 230 620363 FORMAN 4 230 1 | P12:345:OTP:CENTER3:CNTSHNT3:Z1 | 0.29837 | Yes
GEN-2024-034 | 01 NORTH | G01 29SP | 620362 OAKES 4 230 661098 ELLENDL345 4 230 1 | P12:345:OTP:CENTER3:CNTSHNT3:Z1 | 0.29435 | Yes
GEN-2024-034 | 01 NORTH | G01 29SP | 661091 NAPOLEON SW4 230 661094 WISHEK 4 230 1 | P12:345:OTP:JAMESTN3:CENTER3:1 | 0.0921 | Yes
GEN-2024-034 | 01 NORTH | G01 29SP | 661093 MERRCRT4 230 661094 WISHEK 4 230 1 | P12:345:OTP:JAMESTN3:CENTER3:1 | 0.0921 | Yes
GEN-2024-034 | 01 NORTH | G01 29SP | 661098 ELLENDL345 4 230 995801 661:ELLENDL 230 1 | P12:345:OTP:JAMESTN3:CENTER3:1 | 0.1573 | Yes
GEN-2024-034 | 01 NORTH | G01 29SP | 620314 BIGSTON4 230 620325 BROWNSV4 230 1 | P12:345:OTP:JAMESTN3:CENTER3:1 | 0.07746 | Yes
GEN-2024-034 | 01 NORTH | G01 29SP | 661053 MANDAN 4 230 661091 NAPOLEON SW4 230 1 | P12:345:OTP:JAMESTN3:CENTER3:1 | 0.0921 | Yes
GEN-2024-034 | 01 NORTH | G01 29SP | 620325 BROWNSV4 230 620328 NEW EFFNGTN4 230 1 | P12:345:OTP:JAMESTN3:CENTER3:1 | 0.07541 | Yes
GEN-2024-034 | 01 NORTH | G01 29SP | 620327 HANKSON4 230 620328 NEW EFFNGTN4 230 1 | P12:345:OTP:JAMESTN3:CENTER3:1 | 0.07541 | Yes
GEN-2024-034 | 01 NORTH | G01 29SP | 601010 MNTCELO3 345 601047 QUARRY 3 345 1 | P12:345:OTP:JAMESTN3:CENTER3:1 | 0.05935 | Yes
GEN-2024-034 | 01 NORTH | G01 29SP | 620417 BSSOUTH3 345 620427 HANKINSON 3 345 1 | P12:345:OTP:JAMESTN3:CENTER3:1 | 0.1627 | Yes
GEN-2024-034 | 01 NORTH | G01 29SP | 601067 BISON 3 345 620427 HANKINSON 3 345 1 | P12:345:OTP:JAMESTN3:CENTER3:1 | 0.10672 | Yes
GEN-2024-034 | 01 NORTH | G01 29SP | 661097 ELLENDL345 3 345 661952 ELN345SHNT23 345 Z | P12:345:OTP:JAMESTN3:CENTER3:1 | 0.06785 | Yes
GEN-2024-034 | 01 NORTH | G01 29SP | 620769 JMS SHUNT 3 345 661952 ELN345SHNT23 345 1 | P12:345:OTP:JAMESTN3:CENTER3:1 | 0.06785 | Yes
GEN-2024-034 | 01 NORTH | G01 29SP | 620369 JAMESTN3 345 620769 JMS SHUNT 3 345 Z | P12:345:OTP:JAMESTN3:CENTER3:1 | 0.06785 | Yes
GEN-2024-034 | 01 NORTH | G01 29SP | 601005 ELM CRK3 345 601022 PARKERS3 345 1 | P12:345:XEL:ASK-ECL | 0.0726 | Yes
GEN-2024-034 | 01 NORTH | G01 29SP | 601003 PR ISLD3 345 601039 NROC 3 345 1 | P12:345:XEL:ASK-ECL | 0.07835 | Yes
GEN-2024-034 | 01 NORTH | G01 29SP | 601039 NROC 3 345 601051 HMPT CNR3 345 1 | P12:345:XEL:ASK-ECL | 0.06385 | Yes
GEN-2024-034 | 01 NORTH | G01 29SP | 601014 AS KING3 345 601021 KOLMNLK3 345 1 | P12:345:XEL:ASKING3:CHISCO3:1 | 0.07053 | Yes
GEN-2024-034 | 01 NORTH | G01 29SP | 601014 AS KING3 345 601021 KOLMNLK3 345 1 | P12:345:XEL:BLUELK3:INVRHLS3:1AS:EHV: | 0.0546 | Yes
GEN-2024-034 | 01 NORTH | G01 29SP | 601022 PARKERS3 345 601025 EDEN PR3 345 1 | P12:345:XEL:BLUELK3:PARKERS3:1 | 0.07214 | Yes
GEN-2024-034 | 01 NORTH | G01 29SP | 601005 ELM CRK3 345 601022 PARKERS3 345 1 | P12:345:XEL:COONCK3:KOLMNLK3:1 | 0.07062 | Yes
GEN-2024-034 | 01 NORTH | G01 29SP | 601005 ELM CRK3 345 601022 PARKERS3 345 1 | P12:345:XEL:COONCK3:KOLMNLK3:1AS:EHV: | 0.0706 | Yes
GEN-2024-034 | 01 NORTH | G01 29SP | 601005 ELM CRK3 345 601022 PARKERS3 345 1 | P12:345:XEL:COONCK3:TERMINL3:1AS:EHV: | 0.07036 | Yes
GEN-2024-034 | 01 NORTH | G01 29SP | 601014 AS KING3 345 601021 KOLMNLK3 345 1 | P12:345:XEL:ELMCRK3:PARKERS3:1 | 0.06353 | Yes
GEN-2024-034 | 01 NORTH | G01 29SP | 601031 BRKNGCO3 345 601077 HAWKSNEST 3 345 1 | P12:345:XEL:H081_MPT_H:HAWKSNEST3:1 | 0.05087 | Yes
GEN-2024-034 | 01 NORTH | G01 29SP | 601048 LYON CO 3 345 631138 LAKEFLD3 345 1 | P12:345:XEL:HELENA3:GRE-CDRMTH13:1 | 0.09745 | Yes
GEN-2024-034 | 01 NORTH | G01 29SP | 601048 LYON CO 3 345 631138 LAKEFLD3 345 1 | P12:345:XEL:HELENA3:GRE-CDRMTH23:2 | 0.09748 | Yes
GEN-2024-034 | 01 NORTH | G01 29SP | 601005 ELM CRK3 345 601022 PARKERS3 345 1 | P12:345:XEL:HELENA3:SCOTTCO3:1 | 0.06021 | Yes
GEN-2024-034 | 01 NORTH | G01 29SP | 601015 BLUE LK3 345 601051 HMPT CNR3 345 1 | P12:345:XEL:HELENA3:SCOTTCO3:1 | 0.05805 | Yes
GEN-2024-034 | 01 NORTH | G01 29SP | 601039 NROC 3 345 601051 HMPT CNR3 345 1 | P12:345:XEL:HELENA3:SCOTTCO3:1 | 0.05229 | Yes
GEN-2024-034 | 01 NORTH | G01 29SP | 601004 WILMART3 345 631193 HUNTLEY3 345 1 | P12:345:XEL:LFD-CDL | 0.07372 | Yes
GEN-2024-034 | 01 NORTH | G01 29SP | 601006 SPLT RK3 345 652536 WHITE-SRX3 345 1 | P12:345:XEL:LYONCO3:HAWKSNEST3:1 | 0.12353 | Yes
GEN-2024-034 | 01 NORTH | G01 29SP | 601048 LYON CO 3 345 601087 STEEP BK LK3 345 2 | P12:345:XEL:LYONCO3:HAWKSNEST3:1 | 0.07702 | Yes
GEN-2024-034 | 01 NORTH | G01 29SP | 601031 BRKNGCO3 345 601087 STEEP BK LK3 345 2 | P12:345:XEL:LYONCO3:HAWKSNEST3:1 | 0.07702 | Yes
GEN-2024-034 | 01 NORTH | G01 29SP | 601008 BG OAKS3 345 658047 ALEXMRES3 345 1 | P12:345:XEL:MNTCELO3:QUARRY3:1 | 0.07583 | Yes
GEN-2024-034 | 01 NORTH | G01 29SP | 601014 AS KING3 345 601028 EAU CL 3 345 1 | P12:345:XEL:NROC3:BRIGGSRD3:1 | 0.05265 | Yes
GEN-2024-034 | 01 NORTH | G01 29SP | 601003 PR ISLD3 345 601039 NROC 3 345 1 | P12:345:XEL:NROC3:HMPTCNR3:1 | 0.09448 | Yes
GEN-2024-034 | 01 NORTH | G01 29SP | 601015 BLUE LK3 345 601022 PARKERS3 345 1 | P12:345:XEL:PARKERS3:EDENPR3:1AS:EHV: | 0.07086 | Yes
GEN-2024-034 | 01 NORTH | G01 29SP | 601014 AS KING3 345 601021 KOLMNLK3 345 1 | P12:345:XEL:PARKERS3:EDENPR3:1AS:EHV: | 0.05496 | Yes
GEN-2024-034 | 01 NORTH | G01 29SP | 601003 PR ISLD3 345 601039 NROC 3 345 1 | P12:345:XEL:PRISLD3:HMPTCNR3:1 | 0.06212 | Yes
GEN-2024-034 | 01 NORTH | G01 29SP | 601014 AS KING3 345 601028 EAU CL 3 345 1 | P12:345:XEL:PRISLD3:NROC3:1 | 0.05759 | Yes
GEN-2024-034 | 01 NORTH | G01 29SP | 601039 NROC 3 345 601051 HMPT CNR3 345 1 | P12:345:XEL:PRISLD3:NROC3:1 | 0.08813 | Yes
GEN-2024-034 | 01 NORTH | G01 29SP | 601003 PR ISLD3 345 601039 NROC 3 345 1 | P12:345:XEL:PRISLD3:REDROCK3:1 | 0.06186 | Yes
GEN-2024-034 | 01 NORTH | G01 29SP | 601003 PR ISLD3 345 601039 NROC 3 345 1 | P12:345:XEL:PRISLD3:REDROCK3:2 | 0.06184 | Yes
GEN-2024-034 | 01 NORTH | G01 29SP | 601008 BG OAKS3 345 658047 ALEXMRES3 345 1 | P12:345:XEL:QUARRY3:ALEXMRES3:1 | 0.08941 | Yes
GEN-2024-034 | 01 NORTH | G01 29SP | 601010 MNTCELO3 345 601047 QUARRY 3 345 1 | P12:345:XEL:SHERCO3:GRE-BENTON3:1 | 0.05878 | Yes
GEN-2024-034 | 01 NORTH | G01 29SP | 601031 BRKNGCO3 345 601087 STEEP BK LK3 345 2 | P12:345:XEL:STEEPBKLK3:BLZNGSTR13:1 | 0.05102 | Yes
GEN-2024-034 | 01 NORTH | G01 29SP | 601031 BRKNGCO3 345 601087 STEEP BK LK3 345 2 | P12:345:XEL:STEEPBKLK3:BLZNGSTR23:1 | 0.05102 | Yes
GEN-2024-034 | 01 NORTH | G01 29SP | 601004 WILMART3 345 631193 HUNTLEY3 345 1 | P12:345:XEL:WILMART3:CRANDAL3:1 | 0.07372 | Yes
GEN-2024-034 | 01 NORTH | G01 29SP | 631193 HUNTLEY3 345 631197 LEDYARD3 345 1 | P12:345:XEL:WILMART3:SHEASLK3:1 | 0.07248 | Yes
GEN-2024-034 | 01 NORTH | G01 29SP | 601004 WILMART3 345 631193 HUNTLEY3 345 1 | P12:345:XEL:WLM-FDN-LFD | 0.07372 | Yes
GEN-2024-034 | 01 NORTH | G01 29SP | 601002 ADAMS 3 345 615306 GRE-PL VLLY3 345 1 | P12:345:XEL-ALTW:ADAMS3:J1072SUB:1 | 0.06513 | Yes
GEN-2024-034 | 01 NORTH | G01 29SP | 601005 ELM CRK3 345 601022 PARKERS3 345 1 | P12:345:XEL-GRE:PARKERS3:GRE-DICKNSN3:1 | 0.07602 | Yes
GEN-2024-034 | 01 NORTH | G01 29SP | 601014 AS KING3 345 601021 KOLMNLK3 345 1 | P12:345:XEL-GRE:PARKERS3:GRE-DICKNSN3:1 | 0.05296 | Yes
GEN-2024-034 | 01 NORTH | G01 29SP | 608607 NELSNLK4 230 615901 GRE-STANTON4 230 1 | P12:345:XEL-OTP:BISON3:BUFFALO3:1 | 0.0517 | Yes
GEN-2024-034 | 01 NORTH | G01 29SP | 620314 BIGSTON4 230 620325 BROWNSV4 230 1 | P12:345:XEL-OTP:BISON3:BUFFALO3:1 | 0.07466 | Yes
GEN-2024-034 | 01 NORTH | G01 29SP | 620325 BROWNSV4 230 620328 NEW EFFNGTN4 230 1 | P12:345:XEL-OTP:BISON3:BUFFALO3:1 | 0.07241 | Yes
GEN-2024-034 | 01 NORTH | G01 29SP | 620362 OAKES 4 230 620363 FORMAN 4 230 1 | P12:345:XEL-OTP:BISON3:BUFFALO3:1 | 0.29547 | Yes
GEN-2024-034 | 01 NORTH | G01 29SP | 661097 ELLENDL345 3 345 995801 661:ELLENDL 230 1 | P12:345:XEL-OTP:BISON3:BUFFALO3:1 | 0.17472 | Yes
GEN-2024-034 | 01 NORTH | G01 29SP | 620327 HANKSON4 230 620328 NEW EFFNGTN4 230 1 | P12:345:XEL-OTP:BISON3:BUFFALO3:1 | 0.07241 | Yes
GEN-2024-034 | 01 NORTH | G01 29SP | 620362 OAKES 4 230 661098 ELLENDL345 4 230 1 | P12:345:XEL-OTP:BISON3:BUFFALO3:1 | 0.29156 | Yes
GEN-2024-034 | 01 NORTH | G01 29SP | 620416 TWIN BRKS 3 345 620417 BSSOUTH3 345 1 | P12:345:XEL-OTP:BISON3:BUFFALO3:1 | 0.08284 | Yes
GEN-2024-034 | 01 NORTH | G01 29SP | 620327 HANKSON4 230 620363 FORMAN 4 230 1 | P12:345:XEL-OTP:BISON3:BUFFALO3:1 | 0.45813 | Yes
GEN-2024-034 | 01 NORTH | G01 29SP | 620369 JAMESTN3 345 620769 JMS SHUNT 3 345 Z | P12:345:XEL-OTP:BISON3:BUFFALO3:1 | 0.09188 | Yes
GEN-2024-034 | 01 NORTH | G01 29SP | 620769 JMS SHUNT 3 345 661952 ELN345SHNT23 345 1 | P12:345:XEL-OTP:BISON3:BUFFALO3:1 | 0.09188 | Yes
GEN-2024-034 | 01 NORTH | G01 29SP | 661097 ELLENDL345 3 345 661952 ELN345SHNT23 345 Z | P12:345:XEL-OTP:BISON3:BUFFALO3:1 | 0.09188 | Yes
GEN-2024-034 | 01 NORTH | G01 29SP | 620417 BSSOUTH3 345 620427 HANKINSON 3 345 1 | P12:345:XEL-OTP:BISON3:BUFFALO3:1 | 0.15422 | Yes
GEN-2024-034 | 01 NORTH | G01 29SP | 601067 BISON 3 345 620427 HANKINSON 3 345 1 | P12:345:XEL-OTP:BISON3:BUFFALO3:1 | 0.12284 | Yes
GEN-2024-034 | 01 NORTH | G01 29SP | 661097 ELLENDL345 3 345 661950 ELN345SHNT 3 345 Z | P12:345:XEL-OTP:BISON3:BUFFALO3:1 | 0.08284 | Yes
GEN-2024-034 | 01 NORTH | G01 29SP | 620416 TWIN BRKS 3 345 661950 ELN345SHNT 3 345 1 | P12:345:XEL-OTP:BISON3:BUFFALO3:1 | 0.08284 | Yes
GEN-2024-034 | 01 NORTH | G01 29SP | 620327 HANKSON4 230 620829 WAHPETON XF4 230 1 | P12:345:XEL-OTP:BISON3:MAPLER3:1 | 0.11932 | Yes
GEN-2024-034 | 01 NORTH | G01 29SP | 620329 WAHPETN4 230 620829 WAHPETON XF4 230 Z | P12:345:XEL-OTP:BISON3:MAPLER3:1 | 0.11925 | Yes
GEN-2024-034 | 01 NORTH | G01 29SP | 67007 MPC03637POI 230 657750 FRONTER4 230 1 | P12:345:XEL-OTP:BISON3:MAPLER3:1 | 0.05058 | Yes
GEN-2024-034 | 01 NORTH | G01 29SP | 601067 BISON 3 345 658049 ALXLNRCTRT 345 1 | P12:345:XEL-OTP:BISON3:MAPLER3:1 | 0.10408 | Yes
GEN-2024-034 | 01 NORTH | G01 29SP | 658047 ALEXMRES3 345 658049 ALXLNRCTRT 345 Z1 | P12:345:XEL-OTP:BISON3:MAPLER3:1 | 0.10408 | Yes
GEN-2024-034 | 01 NORTH | G01 29SP | 620427 HANKINSON 3 345 996372 620:HANKINSO 230 2 | P12:345:XEL-OTP:BISON3:MAPLER3:1 | 0.13076 | Yes
GEN-2024-034 | 01 NORTH | G01 29SP | 620427 HANKINSON 3 345 996373 620:HANKINSO 230 1 | P12:345:XEL-OTP:BISON3:MAPLER3:1 | 0.13076 | Yes
GEN-2024-034 | 01 NORTH | G01 29SP | 620327 HANKSON4 230 996372 620:HANKINSO 230 2 | P12:345:XEL-OTP:BISON3:MAPLER3:1 | 0.13076 | Yes
GEN-2024-034 | 01 NORTH | G01 29SP | 620327 HANKSON4 230 996373 620:HANKINSO 230 1 | P12:345:XEL-OTP:BISON3:MAPLER3:1 | 0.13076 | Yes
GEN-2024-034 | 01 NORTH | G01 29SP | 620369 JAMESTN3 345 620769 JMS SHUNT 3 345 Z | P12:345:XEL-OTP:BISON3:MAPLER3:1 | 0.09617 | Yes
GEN-2024-034 | 01 NORTH | G01 29SP | 620769 JMS SHUNT 3 345 661952 ELN345SHNT23 345 1 | P12:345:XEL-OTP:BISON3:MAPLER3:1 | 0.09617 | Yes
GEN-2024-034 | 01 NORTH | G01 29SP | 661097 ELLENDL345 3 345 661952 ELN345SHNT23 345 Z | P12:345:XEL-OTP:BISON3:MAPLER3:1 | 0.09617 | Yes
GEN-2024-034 | 01 NORTH | G01 29SP | 620329 WAHPETN4 230 658109 FERGSFL4 230 1 | P12:345:XEL-OTP:BRKNGCO3:ASTORIA3:1 | 0.08324 | Yes
GEN-2024-034 | 01 NORTH | G01 29SP | 620314 BIGSTON4 230 655465 BLAIR-ER4 230 1 | P12:345:XEL-OTP:BRKNGCO3:ASTORIA3:1 | 0.1404 | Yes
GEN-2024-034 | 01 NORTH | G01 29SP | 615637 GRE-SILVRLK4 230 658109 FERGSFL4 230 1 | P12:345:XEL-OTP:BRKNGCO3:ASTORIA3:1 | 0.06192 | Yes
GEN-2024-034 | 01 NORTH | G01 29SP | 620327 HANKSON4 230 620829 WAHPETON XF4 230 1 | P12:345:XEL-OTP:BRKNGCO3:ASTORIA3:1 | 0.13052 | Yes
GEN-2024-034 | 01 NORTH | G01 29SP | 615637 GRE-SILVRLK4 230 615902 GRE-HENNING4 230 1 | P12:345:XEL-OTP:BRKNGCO3:ASTORIA3:1 | 0.06192 | Yes
GEN-2024-034 | 01 NORTH | G01 29SP | 601005 ELM CRK3 345 601022 PARKERS3 345 1 | P12:345:XEL-OTP:BRKNGCO3:ASTORIA3:1 | 0.08468 | Yes
GEN-2024-034 | 01 NORTH | G01 29SP | 615300 GRE-INMAN 4 230 615902 GRE-HENNING4 230 1 | P12:345:XEL-OTP:BRKNGCO3:ASTORIA3:1 | 0.06192 | Yes
GEN-2024-034 | 01 NORTH | G01 29SP | 620329 WAHPETN4 230 620829 WAHPETON XF4 230 Z | P12:345:XEL-OTP:BRKNGCO3:ASTORIA3:1 | 0.13044 | Yes
GEN-2024-034 | 01 NORTH | G01 29SP | 620263 FORMN 7 115 652438 FORMAN 7 115 1 | P12:345:XEL-OTP:BRKNGCO3:ASTORIA3:1 | 0.74514 | Yes
GEN-2024-034 | 01 NORTH | G01 29SP | 615300 GRE-INMAN 4 230 615566 GRE-WINGRIV4 230 1 | P12:345:XEL-OTP:BRKNGCO3:ASTORIA3:1 | 0.05081 | Yes
GEN-2024-034 | 01 NORTH | G01 29SP | 620314 BIGSTON4 230 620325 BROWNSV4 230 1 | P12:345:XEL-OTP:BRKNGCO3:ASTORIA3:1 | 0.06534 | Yes
GEN-2024-034 | 01 NORTH | G01 29SP | 602006 SHEYNNE4 230 657754 MAPLE R4 230 1 | P12:345:XEL-OTP:BRKNGCO3:ASTORIA3:1 | 0.05704 | Yes
GEN-2024-034 | 01 NORTH | G01 29SP | 620325 BROWNSV4 230 620328 NEW EFFNGTN4 230 1 | P12:345:XEL-OTP:BRKNGCO3:ASTORIA3:1 | 0.06444 | Yes
GEN-2024-034 | 01 NORTH | G01 29SP | 620327 HANKSON4 230 620328 NEW EFFNGTN4 230 1 | P12:345:XEL-OTP:BRKNGCO3:ASTORIA3:1 | 0.06444 | Yes
GEN-2024-034 | 01 NORTH | G01 29SP | 620363 FORMAN 4 230 996380 620:FORMAN 2 115 2 | P12:345:XEL-OTP:BRKNGCO3:ASTORIA3:1 | 0.74514 | Yes
GEN-2024-034 | 01 NORTH | G01 29SP | 620417 BSSOUTH3 345 620427 HANKINSON 3 345 1 | P12:345:XEL-OTP:BRKNGCO3:ASTORIA3:1 | 0.09873 | Yes
GEN-2024-034 | 01 NORTH | G01 29SP | 620263 FORMN 7 115 996380 620:FORMAN 2 115 2 | P12:345:XEL-OTP:BRKNGCO3:ASTORIA3:1 | 0.74514 | Yes
GEN-2024-034 | 01 NORTH | G01 29SP | 601067 BISON 3 345 658049 ALXLNRCTRT 345 1 | P12:345:XEL-OTP:BRKNGCO3:ASTORIA3:1 | 0.11547 | Yes
GEN-2024-034 | 01 NORTH | G01 29SP | 658047 ALEXMRES3 345 658049 ALXLNRCTRT 345 Z1 | P12:345:XEL-OTP:BRKNGCO3:ASTORIA3:1 | 0.11547 | Yes
GEN-2024-034 | 01 NORTH | G01 29SP | 661097 ELLENDL345 3 345 995801 661:ELLENDL 230 1 | P12:345:XEL-OTP:BRKNGCO3:ASTORIA3:1 | 0.16384 | Yes
GEN-2024-034 | 01 NORTH | G01 29SP | 620427 HANKINSON 3 345 996372 620:HANKINSO 230 2 | P12:345:XEL-OTP:BRKNGCO3:ASTORIA3:1 | 0.12501 | Yes
GEN-2024-034 | 01 NORTH | G01 29SP | 620427 HANKINSON 3 345 996373 620:HANKINSO 230 1 | P12:345:XEL-OTP:BRKNGCO3:ASTORIA3:1 | 0.12501 | Yes
GEN-2024-034 | 01 NORTH | G01 29SP | 620327 HANKSON4 230 996373 620:HANKINSO 230 1 | P12:345:XEL-OTP:BRKNGCO3:ASTORIA3:1 | 0.12501 | Yes
GEN-2024-034 | 01 NORTH | G01 29SP | 620327 HANKSON4 230 996372 620:HANKINSO 230 2 | P12:345:XEL-OTP:BRKNGCO3:ASTORIA3:1 | 0.12501 | Yes
GEN-2024-034 | 01 NORTH | G01 29SP | 620314 BIGSTON4 230 620322 BSSOUTH4 230 2 | P12:345:XEL-OTP:BRKNGCO3:ASTORIA3:1 | 0.06127 | Yes
GEN-2024-034 | 01 NORTH | G01 29SP | 620314 BIGSTON4 230 620322 BSSOUTH4 230 1 | P12:345:XEL-OTP:BRKNGCO3:ASTORIA3:1 | 0.05661 | Yes
GEN-2024-034 | 01 NORTH | G01 29SP | 601067 BISON 3 345 620427 HANKINSON 3 345 1 | P12:345:XEL-OTP:BRKNGCO3:ASTORIA3:1 | 0.15129 | Yes
GEN-2024-034 | 01 NORTH | G01 29SP | 615664 GRE-RIVERVW3 345 658047 ALEXMRES3 345 1 | P12:345:XEL-OTP:BRKNGCO3:ASTORIA3:1 | 0.0675 | Yes
GEN-2024-034 | 01 NORTH | G01 29SP | 601047 QUARRY 3 345 615664 GRE-RIVERVW3 345 1 | P12:345:XEL-OTP:BRKNGCO3:ASTORIA3:1 | 0.06684 | Yes
GEN-2024-034 | 01 NORTH | G01 29SP | 601008 BG OAKS3 345 658047 ALEXMRES3 345 1 | P12:345:XEL-OTP:GRE-RIVRVRD3:ALEXMRES3:1 | 0.08869 | Yes
GEN-2024-034 | 01 NORTH | G01 29SP | 601067 BISON 3 345 658049 ALXLNRCTRT 345 1 | P12:500:XEL-GRE-MP:FORBES-CHISAGO COUNTY 500 | 0.09822 | Yes
GEN-2024-034 | 01 NORTH | G01 29SP | 658047 ALEXMRES3 345 658049 ALXLNRCTRT 345 Z1 | P12:500:XEL-GRE-MP:FORBES-CHISAGO COUNTY 500 | 0.09822 | Yes
GEN-2024-034 | 01 NORTH | G01 29SP | 615664 GRE-RIVERVW3 345 658047 ALEXMRES3 345 1 | P12:500:XEL-GRE-MP:FORBES-CHISAGO COUNTY 500 | 0.05761 | Yes
GEN-2024-034 | 01 NORTH | G01 29SP | 601047 QUARRY 3 345 615664 GRE-RIVERVW3 345 1 | P12:500:XEL-GRE-MP:FORBES-CHISAGO COUNTY 500 | 0.05739 | Yes
GEN-2024-034 | 01 NORTH | G01 29SP | 601008 BG OAKS3 345 658047 ALEXMRES3 345 1 | P12:500:XEL-GRE-MP:FORBES-CHISAGO COUNTY 500 | 0.06176 | Yes
GEN-2024-034 | 01 NORTH | G01 29SP | 601083 TREMVAL3 345 694098 NMA B5 345 345 1 | P12:69:ATC-XEL:8E5_GD:ARPINB4:EAUCL3NLL:HV: | 0.05221 | Yes
GEN-2024-034 | 01 NORTH | G01 29SP | 620263 FORMN 7 115 652438 FORMAN 7 115 1 | P13:034-230-345:MDU:ELLENDALE345:1: | 0.7537 | Yes
GEN-2024-034 | 01 NORTH | G01 29SP | 620362 OAKES 4 230 620363 FORMAN 4 230 1 | P13:034-230-345:MDU:ELLENDALE345:1: | 0.29841 | Yes
GEN-2024-034 | 01 NORTH | G01 29SP | 620362 OAKES 4 230 661098 ELLENDL345 4 230 1 | P13:034-230-345:MDU:ELLENDALE345:1: | 0.29439 | Yes
GEN-2024-034 | 01 NORTH | G01 29SP | 620416 TWIN BRKS 3 345 620417 BSSOUTH3 345 1 | P13:034-230-345:MDU:ELLENDALE345:1: | 0.07862 | Yes
GEN-2024-034 | 01 NORTH | G01 29SP | 620327 HANKSON4 230 620363 FORMAN 4 230 1 | P13:034-230-345:MDU:ELLENDALE345:1: | 0.45528 | Yes
GEN-2024-034 | 01 NORTH | G01 29SP | 620363 FORMAN 4 230 996380 620:FORMAN 2 115 2 | P13:034-230-345:MDU:ELLENDALE345:1: | 0.7537 | Yes
GEN-2024-034 | 01 NORTH | G01 29SP | 620263 FORMN 7 115 996380 620:FORMAN 2 115 2 | P13:034-230-345:MDU:ELLENDALE345:1: | 0.7537 | Yes
GEN-2024-034 | 01 NORTH | G01 29SP | 661097 ELLENDL345 3 345 661950 ELN345SHNT 3 345 Z | P13:034-230-345:MDU:ELLENDALE345:1: | 0.07862 | Yes
GEN-2024-034 | 01 NORTH | G01 29SP | 620416 TWIN BRKS 3 345 661950 ELN345SHNT 3 345 1 | P13:034-230-345:MDU:ELLENDALE345:1: | 0.07862 | Yes
GEN-2024-034 | 01 NORTH | G01 29SP | 601047 QUARRY 3 345 615664 GRE-RIVERVW3 345 1 | P13:115:GRE:SPARE_MN_GRE_4 | 0.05463 | Yes
GEN-2024-034 | 01 NORTH | G01 29SP | 620329 WAHPETN4 230 658109 FERGSFL4 230 1 | P13:115:MRES:ALEXMRES3:ALEXMRES9:ALEXMRES79:HV: | 0.06542 | Yes
GEN-2024-034 | 01 NORTH | G01 29SP | 601008 BG OAKS3 345 658047 ALEXMRES3 345 1 | P13:115:MRES:ALEXMRES3:ALEXMRES9:ALEXMRES79:HV: | 0.05233 | Yes
GEN-2024-034 | 01 NORTH | G01 29SP | 615637 GRE-SILVRLK4 230 658109 FERGSFL4 230 1 | P13:115:OTP:FERGSFL4:FERGSFL7:FERGSFL91:HV: | 0.05895 | Yes
GEN-2024-034 | 01 NORTH | G01 29SP | 615637 GRE-SILVRLK4 230 615902 GRE-HENNING4 230 1 | P13:115:OTP:FERGSFL4:FERGSFL7:FERGSFL91:HV: | 0.05895 | Yes
GEN-2024-034 | 01 NORTH | G01 29SP | 615300 GRE-INMAN 4 230 615902 GRE-HENNING4 230 1 | P13:115:OTP:FERGSFL4:FERGSFL7:FERGSFL91:HV: | 0.05895 | Yes
GEN-2024-034 | 01 NORTH | G01 29SP | 601014 AS KING3 345 601021 KOLMNLK3 345 1 | P13:115-345:XEL:KOLMNLK7:KOLMNLK3:TR10 AS | 0.05191 | Yes
GEN-2024-034 | 01 NORTH | G01 29SP | 620263 FORMN 7 115 652438 FORMAN 7 115 1 | P13:115-69.0:UMZ:# N-1 #:: 3WND EDGELEY7-EDGELEY8-EDGELEY 19-1 652_ ED KY6A_:HV: | 0.7791 | Yes
GEN-2024-034 | 01 NORTH | G01 29SP | 620363 FORMAN 4 230 996380 620:FORMAN 2 115 2 | P13:115-69.0:UMZ:# N-1 #:: 3WND EDGELEY7-EDGELEY8-EDGELEY 19-1 652_ ED KY6A_:HV: | 0.7791 | Yes
GEN-2024-034 | 01 NORTH | G01 29SP | 620263 FORMN 7 115 996380 620:FORMAN 2 115 2 | P13:115-69.0:UMZ:# N-1 #:: 3WND EDGELEY7-EDGELEY8-EDGELEY 19-1 652_ ED KY6A_:HV: | 0.7791 | Yes
GEN-2024-034 | 01 NORTH | G01 29SP | 601003 PR ISLD3 345 601039 NROC 3 345 1 | P13:161:XEL:PRISLD3:PRISLD5:PRISLD910:HV: | 0.06625 | Yes
GEN-2024-034 | 01 NORTH | G01 29SP | 620314 BIGSTON4 230 620325 BROWNSV4 230 1 | P13:20-230:OTP:CENTER2G:YNG24:1 | 0.07544 | Yes
GEN-2024-034 | 01 NORTH | G01 29SP | 620325 BROWNSV4 230 620328 NEW EFFNGTN4 230 1 | P13:20-230:OTP:CENTER2G:YNG24:1 | 0.07322 | Yes
GEN-2024-034 | 01 NORTH | G01 29SP | 620327 HANKSON4 230 620328 NEW EFFNGTN4 230 1 | P13:20-230:OTP:CENTER2G:YNG24:1 | 0.07322 | Yes
GEN-2024-034 | 01 NORTH | G01 29SP | 601010 MNTCELO3 345 601047 QUARRY 3 345 1 | P13:20-230:OTP:CENTER2G:YNG24:1 | 0.05537 | Yes
GEN-2024-034 | 01 NORTH | G01 29SP | 661091 NAPOLEON SW4 230 661094 WISHEK 4 230 1 | P13:230:MDU:BADGER WIND:1:BADGER WIND W1 GSU & COLLECTOR LOSS | 0.07751 | Yes
GEN-2024-034 | 01 NORTH | G01 29SP | 661053 MANDAN 4 230 661091 NAPOLEON SW4 230 1 | P13:230:MDU:BADGER WIND:1:BADGER WIND W1 GSU & COLLECTOR LOSS | 0.07751 | Yes
GEN-2024-034 | 01 NORTH | G01 29SP | 661091 NAPOLEON SW4 230 661094 WISHEK 4 230 1 | P13:230:MDU:BADGER WIND:1:BADGER WIND W2 GSU & COLLECTOR LOSS | 0.07751 | Yes
GEN-2024-034 | 01 NORTH | G01 29SP | 661053 MANDAN 4 230 661091 NAPOLEON SW4 230 1 | P13:230:MDU:BADGER WIND:1:BADGER WIND W2 GSU & COLLECTOR LOSS | 0.07751 | Yes
GEN-2024-034 | 01 NORTH | G01 29SP | 661053 MANDAN 4 230 661091 NAPOLEON SW4 230 1 | P13:230:MDU:EMMONS LOGAN:1:EMMONS LOGAN GSU & COLLECTOR LOSS | 0.07751 | Yes
GEN-2024-034 | 01 NORTH | G01 29SP | 661093 MERRCRT4 230 661094 WISHEK 4 230 1 | P13:230:MDU:FOXTAIL:1:FOXTAIL GSU & COLLECTOR LOSS | 0.07751 | Yes
GEN-2024-034 | 01 NORTH | G01 29SP | 661091 NAPOLEON SW4 230 661094 WISHEK 4 230 1 | P13:230:MDU:FOXTAIL:1:FOXTAIL GSU & COLLECTOR LOSS | 0.07751 | Yes
GEN-2024-034 | 01 NORTH | G01 29SP | 661097 ELLENDL345 3 345 995801 661:ELLENDL 230 1 | P13:230:MDU:FOXTAIL:1:FOXTAIL GSU & COLLECTOR LOSS | 0.17859 | Yes
GEN-2024-034 | 01 NORTH | G01 29SP | 620369 JAMESTN3 345 620769 JMS SHUNT 3 345 Z | P13:230:MDU:FOXTAIL:1:FOXTAIL GSU & COLLECTOR LOSS | 0.09996 | Yes
GEN-2024-034 | 01 NORTH | G01 29SP | 620769 JMS SHUNT 3 345 661952 ELN345SHNT23 345 1 | P13:230:MDU:FOXTAIL:1:FOXTAIL GSU & COLLECTOR LOSS | 0.09996 | Yes
GEN-2024-034 | 01 NORTH | G01 29SP | 661097 ELLENDL345 3 345 661952 ELN345SHNT23 345 Z | P13:230:MDU:FOXTAIL:1:FOXTAIL GSU & COLLECTOR LOSS | 0.09996 | Yes
GEN-2024-034 | 01 NORTH | G01 29SP | 661093 MERRCRT4 230 661094 WISHEK 4 230 1 | P13:230:MDU:MERRICOURT:1:MERRICOURT GSU & COLLECTOR LOSS | 0.07751 | Yes
GEN-2024-034 | 01 NORTH | G01 29SP | 661091 NAPOLEON SW4 230 661094 WISHEK 4 230 1 | P13:230:MDU:MERRICOURT:1:MERRICOURT GSU & COLLECTOR LOSS | 0.07751 | Yes
GEN-2024-034 | 01 NORTH | G01 29SP | 661097 ELLENDL345 3 345 995801 661:ELLENDL 230 1 | P13:230:MDU:MERRICOURT:1:MERRICOURT GSU & COLLECTOR LOSS | 0.17859 | Yes
GEN-2024-034 | 01 NORTH | G01 29SP | 657756 SQBUTTE4 230 995911 620:CENTER # 230 1 | P13:230:OTP:SQBUTTE4:CENTER3:CENTR2TE2:HV: | 0.05194 | Yes
GEN-2024-034 | 01 NORTH | G01 29SP | 657791 CENTER 3 345 995911 620:CENTER # 230 1 | P13:230:OTP:SQBUTTE4:CENTER3:CENTR2TE2:HV: | 0.05194 | Yes
GEN-2024-034 | 01 NORTH | G01 29SP | 620329 WAHPETN4 230 620829 WAHPETON XF4 230 Z | P13:230:OTP-CPEC::WAHPETN4:T2 | 0.10813 | Yes
GEN-2024-034 | 01 NORTH | G01 29SP | 620369 JAMESTN3 345 657791 CENTER 3 345 1 | P13:230-24:OTP:BIGSTON4:BIGSTN1G:1 | 0.08095 | Yes
GEN-2024-034 | 01 NORTH | G01 29SP | 661093 MERRCRT4 230 661094 WISHEK 4 230 1 | P13:230-24:OTP:BIGSTON4:BIGSTN1G:1 | 0.07751 | Yes
GEN-2024-034 | 01 NORTH | G01 29SP | 620416 TWIN BRKS 3 345 620417 BSSOUTH3 345 1 | P13:230-24:OTP:BIGSTON4:BIGSTN1G:1 | 0.07862 | Yes
GEN-2024-034 | 01 NORTH | G01 29SP | 601010 MNTCELO3 345 601047 QUARRY 3 345 1 | P13:230-24:OTP:BIGSTON4:BIGSTN1G:1 | 0.05537 | Yes
GEN-2024-034 | 01 NORTH | G01 29SP | 620327 HANKSON4 230 620363 FORMAN 4 230 1 | P13:230-24:OTP:BIGSTON4:BIGSTN1G:1 | 0.45528 | Yes
GEN-2024-034 | 01 NORTH | G01 29SP | 620369 JAMESTN3 345 620769 JMS SHUNT 3 345 Z | P13:230-24:OTP:BIGSTON4:BIGSTN1G:1 | 0.09996 | Yes
GEN-2024-034 | 01 NORTH | G01 29SP | 620769 JMS SHUNT 3 345 661952 ELN345SHNT23 345 1 | P13:230-24:OTP:BIGSTON4:BIGSTN1G:1 | 0.09996 | Yes
GEN-2024-034 | 01 NORTH | G01 29SP | 661097 ELLENDL345 3 345 661952 ELN345SHNT23 345 Z | P13:230-24:OTP:BIGSTON4:BIGSTN1G:1 | 0.09996 | Yes
GEN-2024-034 | 01 NORTH | G01 29SP | 661097 ELLENDL345 3 345 661950 ELN345SHNT 3 345 Z | P13:230-24:OTP:BIGSTON4:BIGSTN1G:1 | 0.07862 | Yes
GEN-2024-034 | 01 NORTH | G01 29SP | 620416 TWIN BRKS 3 345 661950 ELN345SHNT 3 345 1 | P13:230-24:OTP:BIGSTON4:BIGSTN1G:1 | 0.07862 | Yes
GEN-2024-034 | 01 NORTH | G01 29SP | 620325 BROWNSV4 230 620328 NEW EFFNGTN4 230 1 | P13:24-345:OTP:COYOTE1G:COYOTE3:1 | 0.07322 | Yes
GEN-2024-034 | 01 NORTH | G01 29SP | 620327 HANKSON4 230 620328 NEW EFFNGTN4 230 1 | P13:24-345:OTP:COYOTE1G:COYOTE3:1 | 0.07322 | Yes
GEN-2024-034 | 01 NORTH | G01 29SP | 635200 RAUN 3 345 762779 G18-043 TAP 345 1 | P13:345:OPPD:NEBCTY2G:::EHV: | 0.06606 | Yes
GEN-2024-034 | 01 NORTH | G01 29SP | 635200 RAUN 3 345 645552 S3452 REACT3 345 1 | P13:345:OPPD:NEBCTY2G:::EHV: | 0.06725 | Yes
GEN-2024-034 | 01 NORTH | G01 29SP | 601015 BLUE LK3 345 601022 PARKERS3 345 1 | P13:345:XEL:EDP TR 10 | 0.0711 | Yes
GEN-2024-034 | 01 NORTH | G01 29SP | 601014 AS KING3 345 601021 KOLMNLK3 345 1 | P13:345:XEL:EDP TR 10 | 0.05498 | Yes
GEN-2024-034 | 01 NORTH | G01 29SP | 601014 AS KING3 345 601021 KOLMNLK3 345 1 | P13:345:XEL:ELM TR 9:NAH | 0.06273 | Yes
GEN-2024-034 | 01 NORTH | G01 29SP | 601010 MNTCELO3 345 601047 QUARRY 3 345 1 | P13:345:XEL:ELM TR 9:NAH | 0.05092 | Yes
GEN-2024-034 | 01 NORTH | G01 29SP | 601001 FORBES 2 500 601017 CHIS-N 2 500 1 | P13:345:XEL:MNTCE31G:MNTCELO3:1 | 0.05021 | Yes
GEN-2024-034 | 01 NORTH | G01 29SP | 601016 CHIS CO2 500 601017 CHIS-N 2 500 1 | P13:345:XEL:MNTCE31G:MNTCELO3:1 | 0.05021 | Yes
GEN-2024-034 | 01 NORTH | G01 29SP | 601004 WILMART3 345 601072 SHEAS LK3 345 1 | P13:345:XEL:MNTCE31G:MNTCELO3:1 | 0.07452 | Yes
GEN-2024-034 | 01 NORTH | G01 29SP | 601050 HELENA 3 345 601072 SHEAS LK3 345 1 | P13:345:XEL:MNTCE31G:MNTCELO3:1 | 0.07514 | Yes
GEN-2024-034 | 01 NORTH | G01 29SP | 601067 BISON 3 345 658049 ALXLNRCTRT 345 1 | P13:345:XEL:MNTCE31G:MNTCELO3:1 | 0.09418 | Yes
GEN-2024-034 | 01 NORTH | G01 29SP | 658047 ALEXMRES3 345 658049 ALXLNRCTRT 345 Z1 | P13:345:XEL:MNTCE31G:MNTCELO3:1 | 0.09418 | Yes
GEN-2024-034 | 01 NORTH | G01 29SP | 613060 BYRON 3 345 615306 GRE-PL VLLY3 345 1 | P13:345:XEL:MNTCE31G:MNTCELO3:1 | 0.06434 | Yes
GEN-2024-034 | 01 NORTH | G01 29SP | 601039 NROC 3 345 613060 BYRON 3 345 1 | P13:345:XEL:MNTCE31G:MNTCELO3:1 | 0.06582 | Yes
GEN-2024-034 | 01 NORTH | G01 29SP | 615664 GRE-RIVERVW3 345 658047 ALEXMRES3 345 1 | P13:345:XEL:MNTCE31G:MNTCELO3:1 | 0.0548 | Yes
GEN-2024-034 | 01 NORTH | G01 29SP | 601004 WILMART3 345 631193 HUNTLEY3 345 1 | P13:345:XEL:MNTCE31G:MNTCELO3:1 | 0.06504 | Yes
GEN-2024-034 | 01 NORTH | G01 29SP | 601047 QUARRY 3 345 615664 GRE-RIVERVW3 345 1 | P13:345:XEL:MNTCE31G:MNTCELO3:1 | 0.05439 | Yes
GEN-2024-034 | 01 NORTH | G01 29SP | 601008 BG OAKS3 345 658047 ALEXMRES3 345 1 | P13:345:XEL:MNTCE31G:MNTCELO3:1 | 0.05818 | Yes
GEN-2024-034 | 01 NORTH | G01 29SP | 601001 FORBES 2 500 601017 CHIS-N 2 500 1 | P13:345:XEL:PRIS31G:PRISLD3:1 | 0.05021 | Yes
GEN-2024-034 | 01 NORTH | G01 29SP | 601016 CHIS CO2 500 601017 CHIS-N 2 500 1 | P13:345:XEL:PRIS31G:PRISLD3:1 | 0.05021 | Yes
GEN-2024-034 | 01 NORTH | G01 29SP | 601004 WILMART3 345 601072 SHEAS LK3 345 1 | P13:345:XEL:PRIS31G:PRISLD3:1 | 0.07452 | Yes
GEN-2024-034 | 01 NORTH | G01 29SP | 601048 LYON CO 3 345 601077 HAWKSNEST 3 345 1 | P13:345:XEL:PRIS31G:PRISLD3:1 | 0.05087 | Yes
GEN-2024-034 | 01 NORTH | G01 29SP | 601050 HELENA 3 345 601072 SHEAS LK3 345 1 | P13:345:XEL:PRIS31G:PRISLD3:1 | 0.07514 | Yes
GEN-2024-034 | 01 NORTH | G01 29SP | 613060 BYRON 3 345 615306 GRE-PL VLLY3 345 1 | P13:345:XEL:PRIS31G:PRISLD3:1 | 0.06434 | Yes
GEN-2024-034 | 01 NORTH | G01 29SP | 601039 NROC 3 345 613060 BYRON 3 345 1 | P13:345:XEL:PRIS31G:PRISLD3:1 | 0.06582 | Yes
GEN-2024-034 | 01 NORTH | G01 29SP | 601004 WILMART3 345 631193 HUNTLEY3 345 1 | P13:345:XEL:PRIS31G:PRISLD3:1 | 0.06504 | Yes
GEN-2024-034 | 01 NORTH | G01 29SP | 601001 FORBES 2 500 601017 CHIS-N 2 500 1 | P13:345:XEL:PRIS32G:PRISLD3:2 | 0.05021 | Yes
GEN-2024-034 | 01 NORTH | G01 29SP | 601016 CHIS CO2 500 601017 CHIS-N 2 500 1 | P13:345:XEL:PRIS32G:PRISLD3:2 | 0.05021 | Yes
GEN-2024-034 | 01 NORTH | G01 29SP | 601004 WILMART3 345 601072 SHEAS LK3 345 1 | P13:345:XEL:PRIS32G:PRISLD3:2 | 0.07452 | Yes
GEN-2024-034 | 01 NORTH | G01 29SP | 601050 HELENA 3 345 601072 SHEAS LK3 345 1 | P13:345:XEL:PRIS32G:PRISLD3:2 | 0.07514 | Yes
GEN-2024-034 | 01 NORTH | G01 29SP | 613060 BYRON 3 345 615306 GRE-PL VLLY3 345 1 | P13:345:XEL:PRIS32G:PRISLD3:2 | 0.06434 | Yes
GEN-2024-034 | 01 NORTH | G01 29SP | 601039 NROC 3 345 613060 BYRON 3 345 1 | P13:345:XEL:PRIS32G:PRISLD3:2 | 0.06582 | Yes
GEN-2024-034 | 01 NORTH | G01 29SP | 601005 ELM CRK3 345 601022 PARKERS3 345 1 | P13:345:XEL:TER TR 10 | 0.0704 | Yes
GEN-2024-034 | 01 NORTH | G01 29SP | 601047 QUARRY 3 345 615664 GRE-RIVERVW3 345 1 | P13:345-115:XEL:GRE-RIVRVRD3:GRE-RIVRVRD7:1 | 0.05463 | Yes
GEN-2024-034 | 01 NORTH | G01 29SP | 635600 GRIMES 3 345 636003 BEAVER CRK 3 345 1 | P13:345-161:MEC:WEBSTER:AB | 0.06432 | Yes
GEN-2024-034 | 01 NORTH | G01 29SP | 636003 BEAVER CRK 3 345 636010 LEHIGH 3 345 1 | P13:345-161:MEC:WEBSTER:AB | 0.06432 | Yes
GEN-2024-034 | 01 NORTH | G01 29SP | 601031 BRKNGCO3 345 620483 ASTORIA 3 345 1 | P13:345-18.0:UMZ:# N-1 #:: 3WND DEERCREK-BE3-DEERC_CT-BEG-DEERC_ST-BEG-1 DEERCRK KU1A:EHV: | 0.20356 | Yes
GEN-2024-034 | 01 NORTH | G01 29SP | 620314 BIGSTON4 230 655465 BLAIR-ER4 230 1 | P13:345-230.0:UMZ:# N-1 #:: 3WND WATERTN3-WATERTN4-WATERT19-1 652_ WT2 KU1A_:EHV: | 0.07564 | Yes
GEN-2024-034 | 01 NORTH | G01 29SP | 620369 JAMESTN3 345 657791 CENTER 3 345 1 | P14:345:UMZ:# 7211 #:: PROPER TAKE LINE WITH GROTON-LELAND OLDS LINE REACTOR:EHV: | 0.08432 | Yes
GEN-2024-034 | 01 NORTH | G01 29SP | 620369 JAMESTN3 345 657791 CENTER 3 345 1 | P14:345:UMZ:# 7212 #:: PROPER TAKE LINE WITH LELAND OLDS-GROTON LINE REACTOR:EHV: | 0.08432 | Yes
GEN-2024-034 | 01 NORTH | G01 29SP | 661093 MERRCRT4 230 661094 WISHEK 4 230 1 | P14:345:UMZ:# 7212 #:: PROPER TAKE LINE WITH LELAND OLDS-GROTON LINE REACTOR:EHV: | 0.07942 | Yes
GEN-2024-034 | 01 NORTH | G01 29SP | 620369 JAMESTN3 345 657791 CENTER 3 345 1 | P14:345:UMZ:# 7220 #:: PROPER MINNKOTA CON FOR CENTER SHUNT TAKES LINE:EHV: | 0.08065 | Yes
GEN-2024-034 | 01 NORTH | G01 29SP | 620362 OAKES 4 230 620363 FORMAN 4 230 1 | P14:345:UMZ:# 7220 #:: PROPER MINNKOTA CON FOR CENTER SHUNT TAKES LINE:EHV: | 0.29837 | Yes
GEN-2024-034 | 01 NORTH | G01 29SP | 620362 OAKES 4 230 661098 ELLENDL345 4 230 1 | P14:345:UMZ:# 7220 #:: PROPER MINNKOTA CON FOR CENTER SHUNT TAKES LINE:EHV: | 0.29435 | Yes
GEN-2024-034 | 01 NORTH | G01 29SP | 601005 ELM CRK3 345 601022 PARKERS3 345 1 | P21:115:GRE:GRE-CEDARIL7:GRE-ARBORLK7:1:HV: | 0.06877 | Yes
GEN-2024-034 | 01 NORTH | G01 29SP | 615637 GRE-SILVRLK4 230 658109 FERGSFL4 230 1 | P21:115:OTP:HOOTLK7:EDGETAP7:1:HV: | 0.05246 | Yes
GEN-2024-034 | 01 NORTH | G01 29SP | 615637 GRE-SILVRLK4 230 615902 GRE-HENNING4 230 1 | P21:115:OTP:HOOTLK7:EDGETAP7:1:HV: | 0.05246 | Yes
GEN-2024-034 | 01 NORTH | G01 29SP | 615300 GRE-INMAN 4 230 615902 GRE-HENNING4 230 1 | P21:115:OTP:HOOTLK7:EDGETAP7:1:HV: | 0.05246 | Yes
GEN-2024-034 | 01 NORTH | G01 29SP | 615637 GRE-SILVRLK4 230 658109 FERGSFL4 230 1 | P21:115:OTP:HOOTLK7:FERGSFL7:1:HV: | 0.05895 | Yes
GEN-2024-034 | 01 NORTH | G01 29SP | 615637 GRE-SILVRLK4 230 615902 GRE-HENNING4 230 1 | P21:115:OTP:HOOTLK7:FERGSFL7:1:HV: | 0.05895 | Yes
GEN-2024-034 | 01 NORTH | G01 29SP | 615300 GRE-INMAN 4 230 615902 GRE-HENNING4 230 1 | P21:115:OTP:HOOTLK7:FERGSFL7:1:HV: | 0.05895 | Yes
GEN-2024-034 | 01 NORTH | G01 29SP | 601039 NROC 3 345 601051 HMPT CNR3 345 1 | P21:115:XEL:GRE-AIRTECH7:GRE-CANRIVT7:1:HV: | 0.05626 | Yes
GEN-2024-034 | 01 NORTH | G01 29SP | 601014 AS KING3 345 601028 EAU CL 3 345 1 | P21:115:XEL:LAWCRK7:GRE-SHAFER7:1:HV: | 0.05246 | Yes
GEN-2024-034 | 01 NORTH | G01 29SP | 601014 AS KING3 345 601028 EAU CL 3 345 1 | P21:115:XEL:LINDSTM7:GRE-SHAFER7:1:HV: | 0.05246 | Yes
GEN-2024-034 | 01 NORTH | G01 29SP | 601039 NROC 3 345 601051 HMPT CNR3 345 1 | P21:115:XEL:WFARIB7:GRE-AIRTECH7:1:HV: | 0.05626 | Yes
GEN-2024-034 | 01 NORTH | G01 29SP | 601039 NROC 3 345 601051 HMPT CNR3 345 1 | P21:115:XEL:WFARIB7:GRE-CANRIVT7:1:HV: | 0.05626 | Yes
GEN-2024-034 | 01 NORTH | G01 29SP | 601005 ELM CRK3 345 601022 PARKERS3 345 1 | P21:115:XEL-GRE:ELMCRK7:GRE-ARBORLK7:1:HV: | 0.06877 | Yes
GEN-2024-034 | 01 NORTH | G01 29SP | 601003 PR ISLD3 345 601039 NROC 3 345 1 | P21:161:GRE:GRE-SPRGCK25:GRE-RAVENNA5:1:HV: | 0.06625 | Yes
GEN-2024-034 | 01 NORTH | G01 29SP | 601003 PR ISLD3 345 601039 NROC 3 345 1 | P21:161:XEL:PRISLD5:GRE-RAVENNA5:1:HV: | 0.06625 | Yes
GEN-2024-034 | 01 NORTH | G01 29SP | 620314 BIGSTON4 230 620325 BROWNSV4 230 1 | P21:230:OTP:OAKES4:FORMAN4:1:HV: | 0.10998 | Yes
GEN-2024-034 | 01 NORTH | G01 29SP | 67007 MPC03637POI 230 620329 WAHPETN4 230 1 | P21:230:OTP:OAKES4:FORMAN4:1:HV: | 0.06477 | Yes
GEN-2024-034 | 01 NORTH | G01 29SP | 620427 HANKINSON 3 345 996373 620:HANKINSO 230 1 | P21:230:OTP:OAKES4:FORMAN4:1:HV: | 0.21617 | Yes
GEN-2024-034 | 01 NORTH | G01 29SP | 620427 HANKINSON 3 345 996372 620:HANKINSO 230 2 | P21:230:OTP:OAKES4:FORMAN4:1:HV: | 0.21617 | Yes
GEN-2024-034 | 01 NORTH | G01 29SP | 620327 HANKSON4 230 996372 620:HANKINSO 230 2 | P21:230:OTP:OAKES4:FORMAN4:1:HV: | 0.21617 | Yes
GEN-2024-034 | 01 NORTH | G01 29SP | 620327 HANKSON4 230 996373 620:HANKINSO 230 1 | P21:230:OTP:OAKES4:FORMAN4:1:HV: | 0.21617 | Yes
GEN-2024-034 | 01 NORTH | G01 29SP | 601010 MNTCELO3 345 601047 QUARRY 3 345 1 | P21:230:XEL:GRE-BENTONX4:GRE-BENTON4:Z:HV: | 0.05878 | Yes
GEN-2024-034 | 01 NORTH | G01 29SP | 620329 WAHPETN4 230 658109 FERGSFL4 230 1 | P21:230:XEL-OTP:SHEYNNE4:LAKE PARK T4:1:HV: | 0.07499 | Yes
GEN-2024-034 | 01 NORTH | G01 29SP | 615637 GRE-SILVRLK4 230 658109 FERGSFL4 230 1 | P21:230:XEL-OTP:SHEYNNE4:LAKE PARK T4:1:HV: | 0.05448 | Yes
GEN-2024-034 | 01 NORTH | G01 29SP | 615637 GRE-SILVRLK4 230 615902 GRE-HENNING4 230 1 | P21:230:XEL-OTP:SHEYNNE4:LAKE PARK T4:1:HV: | 0.05448 | Yes
GEN-2024-034 | 01 NORTH | G01 29SP | 615300 GRE-INMAN 4 230 615902 GRE-HENNING4 230 1 | P21:230:XEL-OTP:SHEYNNE4:LAKE PARK T4:1:HV: | 0.05448 | Yes
GEN-2024-034 | 01 NORTH | G01 29SP | 602008 MINVALT4 230 652550 GRANITF4 230 1 | P21:230:XEL-WAPA:MNVLTAP4:GRANITF4:1:HV: | 0.05861 | Yes
GEN-2024-034 | 01 NORTH | G01 29SP | 661093 MERRCRT4 230 661094 WISHEK 4 230 1 | P21:345:MDU:ELLENDALE JETX REACTOR:JMS SHUNT REACTOR:1: | 0.09799 | Yes
GEN-2024-034 | 01 NORTH | G01 29SP | 661091 NAPOLEON SW4 230 661094 WISHEK 4 230 1 | P21:345:MDU:ELLENDALE JETX REACTOR:JMS SHUNT REACTOR:1: | 0.09799 | Yes
GEN-2024-034 | 01 NORTH | G01 29SP | 661093 MERRCRT4 230 661096 TTANKANORTH4 230 1 | P21:345:MDU:ELLENDALE JETX REACTOR:JMS SHUNT REACTOR:1: | 0.05253 | Yes
GEN-2024-034 | 01 NORTH | G01 29SP | 661092 FOXTAIL 4 230 661098 ELLENDL345 4 230 1 | P21:345:MDU:ELLENDALE JETX REACTOR:JMS SHUNT REACTOR:1: | 0.05253 | Yes
GEN-2024-034 | 01 NORTH | G01 29SP | 661092 FOXTAIL 4 230 661096 TTANKANORTH4 230 1 | P21:345:MDU:ELLENDALE JETX REACTOR:JMS SHUNT REACTOR:1: | 0.05253 | Yes
GEN-2024-034 | 01 NORTH | G01 29SP | 661098 ELLENDL345 4 230 995801 661:ELLENDL 230 1 | P21:345:MDU:ELLENDALE JETX REACTOR:JMS SHUNT REACTOR:1: | 0.12311 | Yes
GEN-2024-034 | 01 NORTH | G01 29SP | 661053 MANDAN 4 230 661091 NAPOLEON SW4 230 1 | P21:345:MDU:ELLENDALE JETX REACTOR:JMS SHUNT REACTOR:1: | 0.09799 | Yes
GEN-2024-034 | 01 NORTH | G01 29SP | 661093 MERRCRT4 230 661094 WISHEK 4 230 1 | P21:345:MDU:ELLENDALE345:ELLENDALE JETX REACTOR:Z: | 0.09799 | Yes
GEN-2024-034 | 01 NORTH | G01 29SP | 661091 NAPOLEON SW4 230 661094 WISHEK 4 230 1 | P21:345:MDU:ELLENDALE345:ELLENDALE JETX REACTOR:Z: | 0.09799 | Yes
GEN-2024-034 | 01 NORTH | G01 29SP | 661093 MERRCRT4 230 661096 TTANKANORTH4 230 1 | P21:345:MDU:ELLENDALE345:ELLENDALE JETX REACTOR:Z: | 0.05253 | Yes
GEN-2024-034 | 01 NORTH | G01 29SP | 661092 FOXTAIL 4 230 661098 ELLENDL345 4 230 1 | P21:345:MDU:ELLENDALE345:ELLENDALE JETX REACTOR:Z: | 0.05253 | Yes
GEN-2024-034 | 01 NORTH | G01 29SP | 661092 FOXTAIL 4 230 661096 TTANKANORTH4 230 1 | P21:345:MDU:ELLENDALE345:ELLENDALE JETX REACTOR:Z: | 0.05253 | Yes
GEN-2024-034 | 01 NORTH | G01 29SP | 661098 ELLENDL345 4 230 995801 661:ELLENDL 230 1 | P21:345:MDU:ELLENDALE345:ELLENDALE JETX REACTOR:Z: | 0.12311 | Yes
GEN-2024-034 | 01 NORTH | G01 29SP | 661053 MANDAN 4 230 661091 NAPOLEON SW4 230 1 | P21:345:MDU:ELLENDALE345:ELLENDALE JETX REACTOR:Z: | 0.09799 | Yes
GEN-2024-034 | 01 NORTH | G01 29SP | 601006 SPLT RK3 345 652864 SIOUXCY-LNX3 345 1 | P21:345:UMZW:# 2410 #:: FT2 IN SD. FT2-FT22LNX3 OPENED:EHV: | 0.10218 | Yes
GEN-2024-034 | 01 NORTH | G01 29SP | 635200 RAUN 3 345 640226 HOSKINS3 345 1 | P21:345:UMZW:# 2410 #:: FT2 IN SD. FT2-FT22LNX3 OPENED:EHV: | 0.0552 | Yes
GEN-2024-034 | 01 NORTH | G01 29SP | 601006 SPLT RK3 345 652864 SIOUXCY-LNX3 345 1 | P21:345:UMZW:# 324 #:: FT2 IN SD. OPENING OF A LINE SECTION W/O A FAULT:EHV: | 0.10218 | Yes
GEN-2024-034 | 01 NORTH | G01 29SP | 635200 RAUN 3 345 640226 HOSKINS3 345 1 | P21:345:UMZW:# 324 #:: FT2 IN SD. OPENING OF A LINE SECTION W/O A FAULT:EHV: | 0.0552 | Yes
GEN-2024-034 | 01 NORTH | G01 29SP | 601031 BRKNGCO3 345 620483 ASTORIA 3 345 1 | P21:345:UMZW:# 326 #:: WT2 IN SD. OPENING OF A LINE SECTION W/O A FAULT (WT2-WT2LNX3 LINE REACTOR):EHV: | 0.21836 | Yes
GEN-2024-034 | 01 NORTH | G01 29SP | 620480 DEUEL CO 3 345 620483 ASTORIA 3 345 1 | P21:345:UMZW:# 326 #:: WT2 IN SD. OPENING OF A LINE SECTION W/O A FAULT (WT2-WT2LNX3 LINE REACTOR):EHV: | 0.21572 | Yes
GEN-2024-034 | 01 NORTH | G01 29SP | 620417 BSSOUTH3 345 620480 DEUEL CO 3 345 1 | P21:345:UMZW:# 326 #:: WT2 IN SD. OPENING OF A LINE SECTION W/O A FAULT (WT2-WT2LNX3 LINE REACTOR):EHV: | 0.21572 | Yes
GEN-2024-034 | 01 NORTH | G01 29SP | 601031 BRKNGCO3 345 652537 WHITE 3 345 2 | P21:345:UMZW:# 326 #:: WT2 IN SD. OPENING OF A LINE SECTION W/O A FAULT (WT2-WT2LNX3 LINE REACTOR):EHV: | 0.06502 | Yes
GEN-2024-034 | 01 NORTH | G01 29SP | 601031 BRKNGCO3 345 652537 WHITE 3 345 1 | P21:345:UMZW:# 326 #:: WT2 IN SD. OPENING OF A LINE SECTION W/O A FAULT (WT2-WT2LNX3 LINE REACTOR):EHV: | 0.05852 | Yes
GEN-2024-034 | 01 NORTH | G01 29SP | 601010 MNTCELO3 345 601047 QUARRY 3 345 1 | P21:345:XEL:SHERCO3:GRE-BENTON3:1:EHV: | 0.05878 | Yes
GEN-2024-034 | 01 NORTH | G01 29SP | 620361 MAPLE R3 345 996382 620:MAPLE R 230 2 | P21:345:XEL-OTP:BISON3:ALEXMRES3:1:EHV: | 0.05803 | Yes
GEN-2024-034 | 01 NORTH | G01 29SP | 657754 MAPLE R4 230 996382 620:MAPLE R 230 2 | P21:345:XEL-OTP:BISON3:ALEXMRES3:1:EHV: | 0.05803 | Yes
GEN-2024-034 | 01 NORTH | G01 29SP | 620329 WAHPETN4 230 658109 FERGSFL4 230 1 | P21:345:XEL-OTP:BISON3:ALEXMRES3:1:EHV: | 0.08278 | Yes
GEN-2024-034 | 01 NORTH | G01 29SP | 615637 GRE-SILVRLK4 230 658109 FERGSFL4 230 1 | P21:345:XEL-OTP:BISON3:ALEXMRES3:1:EHV: | 0.06093 | Yes
GEN-2024-034 | 01 NORTH | G01 29SP | 615637 GRE-SILVRLK4 230 615902 GRE-HENNING4 230 1 | P21:345:XEL-OTP:BISON3:ALEXMRES3:1:EHV: | 0.06093 | Yes
GEN-2024-034 | 01 NORTH | G01 29SP | 615300 GRE-INMAN 4 230 615902 GRE-HENNING4 230 1 | P21:345:XEL-OTP:BISON3:ALEXMRES3:1:EHV: | 0.06093 | Yes
GEN-2024-034 | 01 NORTH | G01 29SP | 601067 BISON 3 345 620361 MAPLE R3 345 1 | P21:345:XEL-OTP:BISON3:ALEXMRES3:1:EHV: | 0.08235 | Yes
GEN-2024-034 | 01 NORTH | G01 29SP | 602006 SHEYNNE4 230 657754 MAPLE R4 230 1 | P21:345:XEL-OTP:BISON3:ALEXMRES3:1:EHV: | 0.06499 | Yes
GEN-2024-034 | 01 NORTH | G01 29SP | 601048 LYON CO 3 345 601087 STEEP BK LK3 345 2 | P21:345:XEL-OTP:BISON3:ALEXMRES3:1:EHV: | 0.0589 | Yes
GEN-2024-034 | 01 NORTH | G01 29SP | 601048 LYON CO 3 345 601077 HAWKSNEST 3 345 1 | P21:345:XEL-OTP:BISON3:ALEXMRES3:1:EHV: | 0.05874 | Yes
GEN-2024-034 | 01 NORTH | G01 29SP | 601031 BRKNGCO3 345 601077 HAWKSNEST 3 345 1 | P21:345:XEL-OTP:BISON3:ALEXMRES3:1:EHV: | 0.05874 | Yes
GEN-2024-034 | 01 NORTH | G01 29SP | 620480 DEUEL CO 3 345 620483 ASTORIA 3 345 1 | P21:345:XEL-OTP:BISON3:ALEXMRES3:1:EHV: | 0.22129 | Yes
GEN-2024-034 | 01 NORTH | G01 29SP | 620427 HANKINSON 3 345 996373 620:HANKINSO 230 1 | P21:345:XEL-OTP:BISON3:ALEXMRES3:1:EHV: | 0.13043 | Yes
GEN-2024-034 | 01 NORTH | G01 29SP | 620427 HANKINSON 3 345 996372 620:HANKINSO 230 2 | P21:345:XEL-OTP:BISON3:ALEXMRES3:1:EHV: | 0.13043 | Yes
GEN-2024-034 | 01 NORTH | G01 29SP | 620327 HANKSON4 230 996373 620:HANKINSO 230 1 | P21:345:XEL-OTP:BISON3:ALEXMRES3:1:EHV: | 0.13043 | Yes
GEN-2024-034 | 01 NORTH | G01 29SP | 620327 HANKSON4 230 996372 620:HANKINSO 230 2 | P21:345:XEL-OTP:BISON3:ALEXMRES3:1:EHV: | 0.13043 | Yes
GEN-2024-034 | 01 NORTH | G01 29SP | 620417 BSSOUTH3 345 620480 DEUEL CO 3 345 1 | P21:345:XEL-OTP:BISON3:ALEXMRES3:1:EHV: | 0.22129 | Yes
GEN-2024-034 | 01 NORTH | G01 29SP | 620369 JAMESTN3 345 620769 JMS SHUNT 3 345 Z | P21:345:XEL-OTP:BISON3:ALEXMRES3:1:EHV: | 0.09039 | Yes
GEN-2024-034 | 01 NORTH | G01 29SP | 620769 JMS SHUNT 3 345 661952 ELN345SHNT23 345 1 | P21:345:XEL-OTP:BISON3:ALEXMRES3:1:EHV: | 0.09039 | Yes
GEN-2024-034 | 01 NORTH | G01 29SP | 661097 ELLENDL345 3 345 661952 ELN345SHNT23 345 Z | P21:345:XEL-OTP:BISON3:ALEXMRES3:1:EHV: | 0.09039 | Yes
GEN-2024-034 | 01 NORTH | G01 29SP | 615664 GRE-RIVERVW3 345 658047 ALEXMRES3 345 1 | P21:69:XEL:5N606 DGC:::HV: | 0.0558 | Yes
GEN-2024-034 | 01 NORTH | G01 29SP | 601048 LYON CO 3 345 631138 LAKEFLD3 345 1 | P22:345:GRE:CMT HEL 1:::EHV: | 0.09745 | Yes
GEN-2024-034 | 01 NORTH | G01 29SP | 601048 LYON CO 3 345 631138 LAKEFLD3 345 1 | P22:345:GRE:CMT HEL 2:::EHV: | 0.09748 | Yes
GEN-2024-034 | 01 NORTH | G01 29SP | 635200 RAUN 3 345 645552 S3452 REACT3 345 1 | P22:345:OPPD:S3451-RAUN:::EHV: | 0.09754 | Yes
GEN-2024-034 | 01 NORTH | G01 29SP | 635200 RAUN 3 345 652564 SIOUXCY3 345 1 | P22:345:OPPD:S3451-RAUN:::EHV: | 0.07065 | Yes
GEN-2024-034 | 01 NORTH | G01 29SP | 635200 RAUN 3 345 762779 G18-043 TAP 345 1 | P22:345:OPPD:S3458 NEBCTY1G:LT::EHV: | 0.06835 | Yes
GEN-2024-034 | 01 NORTH | G01 29SP | 635200 RAUN 3 345 762779 G18-043 TAP 345 1 | P22:345:OPPD:S3458 NEBCTY2G:::EHV: | 0.06606 | Yes
GEN-2024-034 | 01 NORTH | G01 29SP | 635200 RAUN 3 345 645552 S3452 REACT3 345 1 | P22:345:OPPD:S3458 NEBCTY2G:::EHV: | 0.06725 | Yes
GEN-2024-034 | 01 NORTH | G01 29SP | 635200 RAUN 3 345 762779 G18-043 TAP 345 1 | P22:345:OPPD:S3458 NEBCTY2G:LT::EHV: | 0.06835 | Yes
GEN-2024-034 | 01 NORTH | G01 29SP | 635200 RAUN 3 345 645552 S3452 REACT3 345 1 | P22:345:OPPD:S3458 NEBCTY2G:LT::EHV: | 0.06962 | Yes
GEN-2024-034 | 01 NORTH | G01 29SP | 635600 GRIMES 3 345 636003 BEAVER CRK 3 345 1 | P23:18:MEC:GDMEC:908::HV: | 0.06262 | Yes
GEN-2024-034 | 01 NORTH | G01 29SP | 636003 BEAVER CRK 3 345 636010 LEHIGH 3 345 1 | P23:18:MEC:GDMEC:908::HV: | 0.06262 | Yes
GEN-2024-034 | 01 NORTH | G01 29SP | 601039 NROC 3 345 601051 HMPT CNR3 345 1 | P23:345:GRE:CHL 304JB22:::EHV: | 0.05496 | Yes
GEN-2024-034 | 01 NORTH | G01 29SP | 601048 LYON CO 3 345 631138 LAKEFLD3 345 1 | P23:345:GRE:CMT 302JB6:::EHV: | 0.09945 | Yes
GEN-2024-034 | 01 NORTH | G01 29SP | 601005 ELM CRK3 345 601022 PARKERS3 345 1 | P23:345:GRE:DKN 62JB4:::EHV: | 0.07602 | Yes
GEN-2024-034 | 01 NORTH | G01 29SP | 601014 AS KING3 345 601021 KOLMNLK3 345 1 | P23:345:GRE:DKN 62JB4:::EHV: | 0.05296 | Yes
GEN-2024-034 | 01 NORTH | G01 29SP | 635999 IRVINGTON3 345 636000 WEBSTER3 345 1 | P23:345:ITCM:BISON 3 3681-3682-3683:IA-NW::EHV: | 0.07286 | Yes
GEN-2024-034 | 01 NORTH | G01 29SP | 635369 KOSSUTH 3 345 635999 IRVINGTON3 345 1 | P23:345:ITCM:BISON 3 3681-3682-3683:IA-NW::EHV: | 0.07286 | Yes
GEN-2024-034 | 01 NORTH | G01 29SP | 601083 TREMVAL3 345 694098 NMA B5 345 345 1 | P23:345:ITCM:HAZLTON3 9985:IA-NE::EHV: | 0.05503 | Yes
GEN-2024-034 | 01 NORTH | G01 29SP | 631142 ARNOLD 3 345 631148 MORGN VLLY 3 345 1 | P23:345:ITCM:HCKRYCK3 5267:IA-MVP::EHV: | 0.05045 | Yes
GEN-2024-034 | 01 NORTH | G01 29SP | 631139 HAZLTON3 345 631142 ARNOLD 3 345 1 | P23:345:ITCM:HCKRYCK3 5267:IA-MVP::EHV: | 0.05572 | Yes
GEN-2024-034 | 01 NORTH | G01 29SP | 631142 ARNOLD 3 345 631148 MORGN VLLY 3 345 1 | P23:345:ITCM:HCKRYCK3 5268:IA-MVP::EHV: | 0.05145 | Yes
GEN-2024-034 | 01 NORTH | G01 29SP | 631139 HAZLTON3 345 631142 ARNOLD 3 345 1 | P23:345:ITCM:HCKRYCK3 5268:IA-MVP::EHV: | 0.05672 | Yes
GEN-2024-034 | 01 NORTH | G01 29SP | 631139 HAZLTON3 345 631142 ARNOLD 3 345 1 | P23:345:ITCM:HCKRYCK3 5269:IA-MVP::EHV: | 0.05379 | Yes
GEN-2024-034 | 01 NORTH | G01 29SP | 635999 IRVINGTON3 345 636000 WEBSTER3 345 1 | P23:345:ITCM:KILLDEER3 3822:IA-MVP::EHV: | 0.06994 | Yes
GEN-2024-034 | 01 NORTH | G01 29SP | 635369 KOSSUTH 3 345 635999 IRVINGTON3 345 1 | P23:345:ITCM:KILLDEER3 3822:IA-MVP::EHV: | 0.06994 | Yes
GEN-2024-034 | 01 NORTH | G01 29SP | 635999 IRVINGTON3 345 636000 WEBSTER3 345 1 | P23:345:ITCM:KILLDEER3 3828:IA-MVP::EHV: | 0.07222 | Yes
GEN-2024-034 | 01 NORTH | G01 29SP | 635369 KOSSUTH 3 345 635999 IRVINGTON3 345 1 | P23:345:ITCM:KILLDEER3 3828:IA-MVP::EHV: | 0.07222 | Yes
GEN-2024-034 | 01 NORTH | G01 29SP | 601083 TREMVAL3 345 694098 NMA B5 345 345 1 | P23:345:ITCM:LASALLE3 3904-3905-3906:IA-NW::EHV: | 0.05471 | Yes
GEN-2024-034 | 01 NORTH | G01 29SP | 631193 HUNTLEY3 345 631197 LEDYARD3 345 1 | P23:345:ITCM:LASALLE3 3904-3905-3906:IA-NW::EHV: | 0.09419 | Yes
GEN-2024-034 | 01 NORTH | G01 29SP | 631193 HUNTLEY3 345 631197 LEDYARD3 345 1 | P23:345:ITCM:LEDYARD3 5076:IA-MVP::EHV: | 0.05048 | Yes
GEN-2024-034 | 01 NORTH | G01 29SP | 601083 TREMVAL3 345 694098 NMA B5 345 345 1 | P23:345:ITCM:MITCHLCO3 1150:IA-NW::EHV: | 0.05471 | Yes
GEN-2024-034 | 01 NORTH | G01 29SP | 601083 TREMVAL3 345 694098 NMA B5 345 345 1 | P23:345:ITCM:MITCHLCO3 1160:IA-NW::EHV: | 0.05471 | Yes
GEN-2024-034 | 01 NORTH | G01 29SP | 635999 IRVINGTON3 345 636000 WEBSTER3 345 1 | P23:345:ITCM:QUINN3 3762-3763-3764:IA::EHV: | 0.07222 | Yes
GEN-2024-034 | 01 NORTH | G01 29SP | 635369 KOSSUTH 3 345 635999 IRVINGTON3 345 1 | P23:345:ITCM:QUINN3 3762-3763-3764:IA::EHV: | 0.07222 | Yes
GEN-2024-034 | 01 NORTH | G01 29SP | 661093 MERRCRT4 230 661094 WISHEK 4 230 1 | P23:345:MDU:ELLENDALE345:EL5-EL6: | 0.09799 | Yes
GEN-2024-034 | 01 NORTH | G01 29SP | 661091 NAPOLEON SW4 230 661094 WISHEK 4 230 1 | P23:345:MDU:ELLENDALE345:EL5-EL6: | 0.09799 | Yes
GEN-2024-034 | 01 NORTH | G01 29SP | 661093 MERRCRT4 230 661096 TTANKANORTH4 230 1 | P23:345:MDU:ELLENDALE345:EL5-EL6: | 0.05253 | Yes
GEN-2024-034 | 01 NORTH | G01 29SP | 661092 FOXTAIL 4 230 661098 ELLENDL345 4 230 1 | P23:345:MDU:ELLENDALE345:EL5-EL6: | 0.05253 | Yes
GEN-2024-034 | 01 NORTH | G01 29SP | 661092 FOXTAIL 4 230 661096 TTANKANORTH4 230 1 | P23:345:MDU:ELLENDALE345:EL5-EL6: | 0.05253 | Yes
GEN-2024-034 | 01 NORTH | G01 29SP | 661098 ELLENDL345 4 230 995801 661:ELLENDL 230 1 | P23:345:MDU:ELLENDALE345:EL5-EL6: | 0.12311 | Yes
GEN-2024-034 | 01 NORTH | G01 29SP | 661053 MANDAN 4 230 661091 NAPOLEON SW4 230 1 | P23:345:MDU:ELLENDALE345:EL5-EL6: | 0.09799 | Yes
GEN-2024-034 | 01 NORTH | G01 29SP | 635600 GRIMES 3 345 636003 BEAVER CRK 3 345 1 | P23:345:MEC:ARBOR HILL:901::EHV: | 0.05782 | Yes
GEN-2024-034 | 01 NORTH | G01 29SP | 635018 NORTHBORO 3 345 635570 ORIENT 3 345 1 | P23:345:MEC:ARBOR HILL:901::EHV: | 0.05583 | Yes
GEN-2024-034 | 01 NORTH | G01 29SP | 635017 ATCHISON 3 345 635018 NORTHBORO 3 345 1 | P23:345:MEC:ARBOR HILL:901::EHV: | 0.05583 | Yes
GEN-2024-034 | 01 NORTH | G01 29SP | 635017 ATCHISON 3 345 640139 COOPER 3 345 1 | P23:345:MEC:ARBOR HILL:901::EHV: | 0.05583 | Yes
GEN-2024-034 | 01 NORTH | G01 29SP | 636003 BEAVER CRK 3 345 636010 LEHIGH 3 345 1 | P23:345:MEC:ARBOR HILL:901::EHV: | 0.05782 | Yes
GEN-2024-034 | 01 NORTH | G01 29SP | 635622 RCCN TRL 3 345 635630 BOONEVILLE 3 345 1 | P23:345:MEC:ARBOR HILL:901::EHV: | 0.05182 | Yes
GEN-2024-034 | 01 NORTH | G01 29SP | 635600 GRIMES 3 345 636003 BEAVER CRK 3 345 1 | P23:345:MEC:ARBOR HILL:902::EHV: | 0.05782 | Yes
GEN-2024-034 | 01 NORTH | G01 29SP | 635018 NORTHBORO 3 345 635570 ORIENT 3 345 1 | P23:345:MEC:ARBOR HILL:902::EHV: | 0.05583 | Yes
GEN-2024-034 | 01 NORTH | G01 29SP | 635017 ATCHISON 3 345 635018 NORTHBORO 3 345 1 | P23:345:MEC:ARBOR HILL:902::EHV: | 0.05583 | Yes
GEN-2024-034 | 01 NORTH | G01 29SP | 635017 ATCHISON 3 345 640139 COOPER 3 345 1 | P23:345:MEC:ARBOR HILL:902::EHV: | 0.05583 | Yes
GEN-2024-034 | 01 NORTH | G01 29SP | 636003 BEAVER CRK 3 345 636010 LEHIGH 3 345 1 | P23:345:MEC:ARBOR HILL:902::EHV: | 0.05782 | Yes
GEN-2024-034 | 01 NORTH | G01 29SP | 635622 RCCN TRL 3 345 635630 BOONEVILLE 3 345 1 | P23:345:MEC:ARBOR HILL:902::EHV: | 0.05182 | Yes
GEN-2024-034 | 01 NORTH | G01 29SP | 635600 GRIMES 3 345 636003 BEAVER CRK 3 345 1 | P23:345:MEC:ARBOR HILL:903::EHV: | 0.05782 | Yes
GEN-2024-034 | 01 NORTH | G01 29SP | 635018 NORTHBORO 3 345 635570 ORIENT 3 345 1 | P23:345:MEC:ARBOR HILL:903::EHV: | 0.05583 | Yes
GEN-2024-034 | 01 NORTH | G01 29SP | 635017 ATCHISON 3 345 635018 NORTHBORO 3 345 1 | P23:345:MEC:ARBOR HILL:903::EHV: | 0.05583 | Yes
GEN-2024-034 | 01 NORTH | G01 29SP | 635017 ATCHISON 3 345 640139 COOPER 3 345 1 | P23:345:MEC:ARBOR HILL:903::EHV: | 0.05583 | Yes
GEN-2024-034 | 01 NORTH | G01 29SP | 636003 BEAVER CRK 3 345 636010 LEHIGH 3 345 1 | P23:345:MEC:ARBOR HILL:903::EHV: | 0.05782 | Yes
GEN-2024-034 | 01 NORTH | G01 29SP | 635622 RCCN TRL 3 345 635630 BOONEVILLE 3 345 1 | P23:345:MEC:ARBOR HILL:903::EHV: | 0.05182 | Yes
GEN-2024-034 | 01 NORTH | G01 29SP | 631139 HAZLTON3 345 631142 ARNOLD 3 345 1 | P23:345:MEC:BEAVER CREEK:901::EHV: | 0.05643 | Yes
GEN-2024-034 | 01 NORTH | G01 29SP | 631139 HAZLTON3 345 631142 ARNOLD 3 345 1 | P23:345:MEC:BEAVER CREEK:902::EHV: | 0.05643 | Yes
GEN-2024-034 | 01 NORTH | G01 29SP | 635600 GRIMES 3 345 636003 BEAVER CRK 3 345 1 | P23:345:MEC:BLACK HAWK:902::EHV: | 0.06472 | Yes
GEN-2024-034 | 01 NORTH | G01 29SP | 631139 HAZLTON3 345 631270 LASALLE 3 345 1 | P23:345:MEC:BLACK HAWK:902::EHV: | 0.06537 | Yes
GEN-2024-034 | 01 NORTH | G01 29SP | 636003 BEAVER CRK 3 345 636010 LEHIGH 3 345 1 | P23:345:MEC:BLACK HAWK:902::EHV: | 0.06472 | Yes
GEN-2024-034 | 01 NORTH | G01 29SP | 631144 MITCHLCO3 345 631270 LASALLE 3 345 1 | P23:345:MEC:BLACK HAWK:902::EHV: | 0.06537 | Yes
GEN-2024-034 | 01 NORTH | G01 29SP | 601002 ADAMS 3 345 631144 MITCHLCO3 345 1 | P23:345:MEC:BLACK HAWK:902::EHV: | 0.06537 | Yes
GEN-2024-034 | 01 NORTH | G01 29SP | 601002 ADAMS 3 345 615306 GRE-PL VLLY3 345 1 | P23:345:MEC:BLACK HAWK:902::EHV: | 0.06687 | Yes
GEN-2024-034 | 01 NORTH | G01 29SP | 635200 RAUN 3 345 762779 G18-043 TAP 345 1 | P23:345:MEC:CBEC:905::EHV: | 0.06924 | Yes
GEN-2024-034 | 01 NORTH | G01 29SP | 635600 GRIMES 3 345 636003 BEAVER CRK 3 345 1 | P23:345:MEC:CBEC:905::EHV: | 0.06112 | Yes
GEN-2024-034 | 01 NORTH | G01 29SP | 601006 SPLT RK3 345 652864 SIOUXCY-LNX3 345 1 | P23:345:MEC:CBEC:905::EHV: | 0.09546 | Yes
GEN-2024-034 | 01 NORTH | G01 29SP | 636003 BEAVER CRK 3 345 636010 LEHIGH 3 345 1 | P23:345:MEC:CBEC:905::EHV: | 0.06112 | Yes
GEN-2024-034 | 01 NORTH | G01 29SP | 635200 RAUN 3 345 645552 S3452 REACT3 345 1 | P23:345:MEC:CBEC:905::EHV: | 0.07057 | Yes
GEN-2024-034 | 01 NORTH | G01 29SP | 635200 RAUN 3 345 762779 G18-043 TAP 345 1 | P23:345:MEC:CBEC:908::EHV: | 0.06837 | Yes
GEN-2024-034 | 01 NORTH | G01 29SP | 635200 RAUN 3 345 645552 S3452 REACT3 345 1 | P23:345:MEC:CBEC:908::EHV: | 0.06963 | Yes
GEN-2024-034 | 01 NORTH | G01 29SP | 635600 GRIMES 3 345 636003 BEAVER CRK 3 345 1 | P23:345:MEC:FALLOW:901::EHV: | 0.05782 | Yes
GEN-2024-034 | 01 NORTH | G01 29SP | 636003 BEAVER CRK 3 345 636010 LEHIGH 3 345 1 | P23:345:MEC:FALLOW:901::EHV: | 0.05782 | Yes
GEN-2024-034 | 01 NORTH | G01 29SP | 635622 RCCN TRL 3 345 635630 BOONEVILLE 3 345 1 | P23:345:MEC:FALLOW:901::EHV: | 0.05182 | Yes
GEN-2024-034 | 01 NORTH | G01 29SP | 635600 GRIMES 3 345 636003 BEAVER CRK 3 345 1 | P23:345:MEC:FALLOW:902::EHV: | 0.05782 | Yes
GEN-2024-034 | 01 NORTH | G01 29SP | 636003 BEAVER CRK 3 345 636010 LEHIGH 3 345 1 | P23:345:MEC:FALLOW:902::EHV: | 0.05782 | Yes
GEN-2024-034 | 01 NORTH | G01 29SP | 635999 IRVINGTON3 345 636000 WEBSTER3 345 1 | P23:345:MEC:GARD AVE:901::EHV: | 0.05686 | Yes
GEN-2024-034 | 01 NORTH | G01 29SP | 635369 KOSSUTH 3 345 635999 IRVINGTON3 345 1 | P23:345:MEC:GARD AVE:901::EHV: | 0.05686 | Yes
GEN-2024-034 | 01 NORTH | G01 29SP | 636000 WEBSTER3 345 636010 LEHIGH 3 345 1 | P23:345:MEC:GARD AVE:901::EHV: | 0.06813 | Yes
GEN-2024-034 | 01 NORTH | G01 29SP | 635999 IRVINGTON3 345 636000 WEBSTER3 345 1 | P23:345:MEC:GARD AVE:903::EHV: | 0.05686 | Yes
GEN-2024-034 | 01 NORTH | G01 29SP | 635369 KOSSUTH 3 345 635999 IRVINGTON3 345 1 | P23:345:MEC:GARD AVE:903::EHV: | 0.05686 | Yes
GEN-2024-034 | 01 NORTH | G01 29SP | 636000 WEBSTER3 345 636010 LEHIGH 3 345 1 | P23:345:MEC:GARD AVE:903::EHV: | 0.06813 | Yes
GEN-2024-034 | 01 NORTH | G01 29SP | 635999 IRVINGTON3 345 636000 WEBSTER3 345 1 | P23:345:MEC:GARD AVE:904::EHV: | 0.05686 | Yes
GEN-2024-034 | 01 NORTH | G01 29SP | 635369 KOSSUTH 3 345 635999 IRVINGTON3 345 1 | P23:345:MEC:GARD AVE:904::EHV: | 0.05686 | Yes
GEN-2024-034 | 01 NORTH | G01 29SP | 636000 WEBSTER3 345 636010 LEHIGH 3 345 1 | P23:345:MEC:GARD AVE:904::EHV: | 0.06813 | Yes
GEN-2024-034 | 01 NORTH | G01 29SP | 635635 MADISON3 345 635640 NORWALK 3 345 1 | P23:345:MEC:GRIMES:903::EHV: | 0.05032 | Yes
GEN-2024-034 | 01 NORTH | G01 29SP | 631142 ARNOLD 3 345 631148 MORGN VLLY 3 345 1 | P23:345:MEC:GRIMES:904::EHV: | 0.05195 | Yes
GEN-2024-034 | 01 NORTH | G01 29SP | 631139 HAZLTON3 345 631142 ARNOLD 3 345 1 | P23:345:MEC:GRIMES:904::EHV: | 0.05636 | Yes
GEN-2024-034 | 01 NORTH | G01 29SP | 631142 ARNOLD 3 345 631148 MORGN VLLY 3 345 1 | P23:345:MEC:GRIMES:905::EHV: | 0.05196 | Yes
GEN-2024-034 | 01 NORTH | G01 29SP | 631139 HAZLTON3 345 631142 ARNOLD 3 345 1 | P23:345:MEC:GRIMES:905::EHV: | 0.05637 | Yes
GEN-2024-034 | 01 NORTH | G01 29SP | 636000 WEBSTER3 345 636010 LEHIGH 3 345 1 | P23:345:MEC:IDA CO:901::EHV: | 0.06813 | Yes
GEN-2024-034 | 01 NORTH | G01 29SP | 635200 RAUN 3 345 635398 REMSEN 3 345 1 | P23:345:MEC:IRVINGTON:901::EHV: | 0.09165 | Yes
GEN-2024-034 | 01 NORTH | G01 29SP | 627217 BLUEBILL3 345 631198 COLBY3 345 1 | P23:345:MEC:IRVINGTON:901::EHV: | 0.05123 | Yes
GEN-2024-034 | 01 NORTH | G01 29SP | 631206 QUINN3 345 636197 N FRANKLIN 3 345 1 | P23:345:MEC:IRVINGTON:901::EHV: | 0.05333 | Yes
GEN-2024-034 | 01 NORTH | G01 29SP | 631198 COLBY3 345 631199 KILLDEER3 345 1 | P23:345:MEC:IRVINGTON:901::EHV: | 0.05513 | Yes
GEN-2024-034 | 01 NORTH | G01 29SP | 635398 REMSEN 3 345 635399 CHEROKEE 3 345 1 | P23:345:MEC:IRVINGTON:901::EHV: | 0.09165 | Yes
GEN-2024-034 | 01 NORTH | G01 29SP | 627062 BISON 3 345 627217 BLUEBILL3 345 1 | P23:345:MEC:IRVINGTON:901::EHV: | 0.05123 | Yes
GEN-2024-034 | 01 NORTH | G01 29SP | 631199 KILLDEER3 345 631206 QUINN3 345 1 | P23:345:MEC:IRVINGTON:901::EHV: | 0.05333 | Yes
GEN-2024-034 | 01 NORTH | G01 29SP | 635399 CHEROKEE 3 345 635400 HIGHLAND 3 345 1 | P23:345:MEC:IRVINGTON:901::EHV: | 0.09165 | Yes
GEN-2024-034 | 01 NORTH | G01 29SP | 627062 BISON 3 345 631197 LEDYARD3 345 1 | P23:345:MEC:IRVINGTON:901::EHV: | 0.05123 | Yes
GEN-2024-034 | 01 NORTH | G01 29SP | 635200 RAUN 3 345 635398 REMSEN 3 345 1 | P23:345:MEC:IRVINGTON:902::EHV: | 0.09165 | Yes
GEN-2024-034 | 01 NORTH | G01 29SP | 627217 BLUEBILL3 345 631198 COLBY3 345 1 | P23:345:MEC:IRVINGTON:902::EHV: | 0.05123 | Yes
GEN-2024-034 | 01 NORTH | G01 29SP | 631206 QUINN3 345 636197 N FRANKLIN 3 345 1 | P23:345:MEC:IRVINGTON:902::EHV: | 0.05333 | Yes
GEN-2024-034 | 01 NORTH | G01 29SP | 631198 COLBY3 345 631199 KILLDEER3 345 1 | P23:345:MEC:IRVINGTON:902::EHV: | 0.05513 | Yes
GEN-2024-034 | 01 NORTH | G01 29SP | 635398 REMSEN 3 345 635399 CHEROKEE 3 345 1 | P23:345:MEC:IRVINGTON:902::EHV: | 0.09165 | Yes
GEN-2024-034 | 01 NORTH | G01 29SP | 627062 BISON 3 345 627217 BLUEBILL3 345 1 | P23:345:MEC:IRVINGTON:902::EHV: | 0.05123 | Yes
GEN-2024-034 | 01 NORTH | G01 29SP | 631199 KILLDEER3 345 631206 QUINN3 345 1 | P23:345:MEC:IRVINGTON:902::EHV: | 0.05333 | Yes
GEN-2024-034 | 01 NORTH | G01 29SP | 635399 CHEROKEE 3 345 635400 HIGHLAND 3 345 1 | P23:345:MEC:IRVINGTON:902::EHV: | 0.09165 | Yes
GEN-2024-034 | 01 NORTH | G01 29SP | 627062 BISON 3 345 631197 LEDYARD3 345 1 | P23:345:MEC:IRVINGTON:902::EHV: | 0.05123 | Yes
GEN-2024-034 | 01 NORTH | G01 29SP | 635200 RAUN 3 345 635398 REMSEN 3 345 1 | P23:345:MEC:IRVINGTON:903::EHV: | 0.09165 | Yes
GEN-2024-034 | 01 NORTH | G01 29SP | 627217 BLUEBILL3 345 631198 COLBY3 345 1 | P23:345:MEC:IRVINGTON:903::EHV: | 0.05123 | Yes
GEN-2024-034 | 01 NORTH | G01 29SP | 631206 QUINN3 345 636197 N FRANKLIN 3 345 1 | P23:345:MEC:IRVINGTON:903::EHV: | 0.05333 | Yes
GEN-2024-034 | 01 NORTH | G01 29SP | 631198 COLBY3 345 631199 KILLDEER3 345 1 | P23:345:MEC:IRVINGTON:903::EHV: | 0.05513 | Yes
GEN-2024-034 | 01 NORTH | G01 29SP | 635398 REMSEN 3 345 635399 CHEROKEE 3 345 1 | P23:345:MEC:IRVINGTON:903::EHV: | 0.09165 | Yes
GEN-2024-034 | 01 NORTH | G01 29SP | 627062 BISON 3 345 627217 BLUEBILL3 345 1 | P23:345:MEC:IRVINGTON:903::EHV: | 0.05123 | Yes
GEN-2024-034 | 01 NORTH | G01 29SP | 631199 KILLDEER3 345 631206 QUINN3 345 1 | P23:345:MEC:IRVINGTON:903::EHV: | 0.05333 | Yes
GEN-2024-034 | 01 NORTH | G01 29SP | 635399 CHEROKEE 3 345 635400 HIGHLAND 3 345 1 | P23:345:MEC:IRVINGTON:903::EHV: | 0.09165 | Yes
GEN-2024-034 | 01 NORTH | G01 29SP | 627062 BISON 3 345 631197 LEDYARD3 345 1 | P23:345:MEC:IRVINGTON:903::EHV: | 0.05123 | Yes
GEN-2024-034 | 01 NORTH | G01 29SP | 635200 RAUN 3 345 635398 REMSEN 3 345 1 | P23:345:MEC:KOSSUTH:901::EHV: | 0.08728 | Yes
GEN-2024-034 | 01 NORTH | G01 29SP | 635398 REMSEN 3 345 635399 CHEROKEE 3 345 1 | P23:345:MEC:KOSSUTH:901::EHV: | 0.08728 | Yes
GEN-2024-034 | 01 NORTH | G01 29SP | 635399 CHEROKEE 3 345 635400 HIGHLAND 3 345 1 | P23:345:MEC:KOSSUTH:901::EHV: | 0.08728 | Yes
GEN-2024-034 | 01 NORTH | G01 29SP | 631138 LAKEFLD3 345 635368 OBRIEN 3 345 1 | P23:345:MEC:KOSSUTH:901::EHV: | 0.09387 | Yes
GEN-2024-034 | 01 NORTH | G01 29SP | 631206 QUINN3 345 636197 N FRANKLIN 3 345 1 | P23:345:MEC:KOSSUTH:901::EHV: | 0.0558 | Yes
GEN-2024-034 | 01 NORTH | G01 29SP | 627217 BLUEBILL3 345 631198 COLBY3 345 1 | P23:345:MEC:KOSSUTH:901::EHV: | 0.05545 | Yes
GEN-2024-034 | 01 NORTH | G01 29SP | 631198 COLBY3 345 631199 KILLDEER3 345 1 | P23:345:MEC:KOSSUTH:901::EHV: | 0.05834 | Yes
GEN-2024-034 | 01 NORTH | G01 29SP | 631199 KILLDEER3 345 631206 QUINN3 345 1 | P23:345:MEC:KOSSUTH:901::EHV: | 0.0558 | Yes
GEN-2024-034 | 01 NORTH | G01 29SP | 627062 BISON 3 345 627217 BLUEBILL3 345 1 | P23:345:MEC:KOSSUTH:901::EHV: | 0.05545 | Yes
GEN-2024-034 | 01 NORTH | G01 29SP | 627062 BISON 3 345 631197 LEDYARD3 345 1 | P23:345:MEC:KOSSUTH:901::EHV: | 0.05545 | Yes
GEN-2024-034 | 01 NORTH | G01 29SP | 631193 HUNTLEY3 345 631197 LEDYARD3 345 1 | P23:345:MEC:KOSSUTH:901::EHV: | 0.05545 | Yes
GEN-2024-034 | 01 NORTH | G01 29SP | 635200 RAUN 3 345 635398 REMSEN 3 345 1 | P23:345:MEC:KOSSUTH:902::EHV: | 0.08728 | Yes
GEN-2024-034 | 01 NORTH | G01 29SP | 635398 REMSEN 3 345 635399 CHEROKEE 3 345 1 | P23:345:MEC:KOSSUTH:902::EHV: | 0.08728 | Yes
GEN-2024-034 | 01 NORTH | G01 29SP | 635399 CHEROKEE 3 345 635400 HIGHLAND 3 345 1 | P23:345:MEC:KOSSUTH:902::EHV: | 0.08728 | Yes
GEN-2024-034 | 01 NORTH | G01 29SP | 631138 LAKEFLD3 345 635368 OBRIEN 3 345 1 | P23:345:MEC:KOSSUTH:902::EHV: | 0.09387 | Yes
GEN-2024-034 | 01 NORTH | G01 29SP | 631206 QUINN3 345 636197 N FRANKLIN 3 345 1 | P23:345:MEC:KOSSUTH:902::EHV: | 0.0558 | Yes
GEN-2024-034 | 01 NORTH | G01 29SP | 627217 BLUEBILL3 345 631198 COLBY3 345 1 | P23:345:MEC:KOSSUTH:902::EHV: | 0.05545 | Yes
GEN-2024-034 | 01 NORTH | G01 29SP | 631198 COLBY3 345 631199 KILLDEER3 345 1 | P23:345:MEC:KOSSUTH:902::EHV: | 0.05834 | Yes
GEN-2024-034 | 01 NORTH | G01 29SP | 631199 KILLDEER3 345 631206 QUINN3 345 1 | P23:345:MEC:KOSSUTH:902::EHV: | 0.0558 | Yes
GEN-2024-034 | 01 NORTH | G01 29SP | 627062 BISON 3 345 627217 BLUEBILL3 345 1 | P23:345:MEC:KOSSUTH:902::EHV: | 0.05545 | Yes
GEN-2024-034 | 01 NORTH | G01 29SP | 627062 BISON 3 345 631197 LEDYARD3 345 1 | P23:345:MEC:KOSSUTH:902::EHV: | 0.05545 | Yes
GEN-2024-034 | 01 NORTH | G01 29SP | 631193 HUNTLEY3 345 631197 LEDYARD3 345 1 | P23:345:MEC:KOSSUTH:902::EHV: | 0.05545 | Yes
GEN-2024-034 | 01 NORTH | G01 29SP | 635200 RAUN 3 345 635398 REMSEN 3 345 1 | P23:345:MEC:KOSSUTH:904::EHV: | 0.08728 | Yes
GEN-2024-034 | 01 NORTH | G01 29SP | 635398 REMSEN 3 345 635399 CHEROKEE 3 345 1 | P23:345:MEC:KOSSUTH:904::EHV: | 0.08728 | Yes
GEN-2024-034 | 01 NORTH | G01 29SP | 635399 CHEROKEE 3 345 635400 HIGHLAND 3 345 1 | P23:345:MEC:KOSSUTH:904::EHV: | 0.08728 | Yes
GEN-2024-034 | 01 NORTH | G01 29SP | 631138 LAKEFLD3 345 635368 OBRIEN 3 345 1 | P23:345:MEC:KOSSUTH:904::EHV: | 0.09387 | Yes
GEN-2024-034 | 01 NORTH | G01 29SP | 631206 QUINN3 345 636197 N FRANKLIN 3 345 1 | P23:345:MEC:KOSSUTH:904::EHV: | 0.0558 | Yes
GEN-2024-034 | 01 NORTH | G01 29SP | 627217 BLUEBILL3 345 631198 COLBY3 345 1 | P23:345:MEC:KOSSUTH:904::EHV: | 0.05545 | Yes
GEN-2024-034 | 01 NORTH | G01 29SP | 631198 COLBY3 345 631199 KILLDEER3 345 1 | P23:345:MEC:KOSSUTH:904::EHV: | 0.05834 | Yes
GEN-2024-034 | 01 NORTH | G01 29SP | 631199 KILLDEER3 345 631206 QUINN3 345 1 | P23:345:MEC:KOSSUTH:904::EHV: | 0.0558 | Yes
GEN-2024-034 | 01 NORTH | G01 29SP | 627062 BISON 3 345 627217 BLUEBILL3 345 1 | P23:345:MEC:KOSSUTH:904::EHV: | 0.05545 | Yes
GEN-2024-034 | 01 NORTH | G01 29SP | 627062 BISON 3 345 631197 LEDYARD3 345 1 | P23:345:MEC:KOSSUTH:904::EHV: | 0.05545 | Yes
GEN-2024-034 | 01 NORTH | G01 29SP | 631193 HUNTLEY3 345 631197 LEDYARD3 345 1 | P23:345:MEC:KOSSUTH:904::EHV: | 0.05545 | Yes
GEN-2024-034 | 01 NORTH | G01 29SP | 635200 RAUN 3 345 762779 G18-043 TAP 345 1 | P23:345:MEC:LEHIGH:360::EHV: | 0.07252 | Yes
GEN-2024-034 | 01 NORTH | G01 29SP | 635200 RAUN 3 345 645552 S3452 REACT3 345 1 | P23:345:MEC:LEHIGH:360::EHV: | 0.07389 | Yes
GEN-2024-034 | 01 NORTH | G01 29SP | 635200 RAUN 3 345 652564 SIOUXCY3 345 1 | P23:345:MEC:LEHIGH:360::EHV: | 0.08816 | Yes
GEN-2024-034 | 01 NORTH | G01 29SP | 635999 IRVINGTON3 345 636000 WEBSTER3 345 1 | P23:345:MEC:LEHIGH:390::EHV: | 0.05686 | Yes
GEN-2024-034 | 01 NORTH | G01 29SP | 635369 KOSSUTH 3 345 635999 IRVINGTON3 345 1 | P23:345:MEC:LEHIGH:390::EHV: | 0.05686 | Yes
GEN-2024-034 | 01 NORTH | G01 29SP | 636000 WEBSTER3 345 636010 LEHIGH 3 345 1 | P23:345:MEC:LEHIGH:390::EHV: | 0.06813 | Yes
GEN-2024-034 | 01 NORTH | G01 29SP | 635200 RAUN 3 345 652564 SIOUXCY3 345 1 | P23:345:MEC:LEHIGH:390::EHV: | 0.08411 | Yes
GEN-2024-034 | 01 NORTH | G01 29SP | 635368 OBRIEN 3 345 635400 HIGHLAND 3 345 1 | P23:345:MEC:LEHIGH:390::EHV: | 0.0824 | Yes
GEN-2024-034 | 01 NORTH | G01 29SP | 631193 HUNTLEY3 345 631197 LEDYARD3 345 1 | P23:345:MEC:LEHIGH:390::EHV: | 0.08225 | Yes
GEN-2024-034 | 01 NORTH | G01 29SP | 635568 S HILLS 3 345 635630 BOONEVILLE 3 345 1 | P23:345:MEC:MADISON:901::EHV: | 0.05613 | Yes
GEN-2024-034 | 01 NORTH | G01 29SP | 635568 S HILLS 3 345 635570 ORIENT 3 345 1 | P23:345:MEC:MADISON:901::EHV: | 0.05613 | Yes
GEN-2024-034 | 01 NORTH | G01 29SP | 635568 S HILLS 3 345 635630 BOONEVILLE 3 345 1 | P23:345:MEC:MADISON:902::EHV: | 0.05613 | Yes
GEN-2024-034 | 01 NORTH | G01 29SP | 635568 S HILLS 3 345 635570 ORIENT 3 345 1 | P23:345:MEC:MADISON:902::EHV: | 0.05613 | Yes
GEN-2024-034 | 01 NORTH | G01 29SP | 635568 S HILLS 3 345 635630 BOONEVILLE 3 345 1 | P23:345:MEC:MADISON:903::EHV: | 0.05613 | Yes
GEN-2024-034 | 01 NORTH | G01 29SP | 635568 S HILLS 3 345 635570 ORIENT 3 345 1 | P23:345:MEC:MADISON:903::EHV: | 0.05613 | Yes
GEN-2024-034 | 01 NORTH | G01 29SP | 635600 GRIMES 3 345 636003 BEAVER CRK 3 345 1 | P23:345:MEC:ORIENT:902::EHV: | 0.05451 | Yes
GEN-2024-034 | 01 NORTH | G01 29SP | 636003 BEAVER CRK 3 345 636010 LEHIGH 3 345 1 | P23:345:MEC:ORIENT:902::EHV: | 0.05451 | Yes
GEN-2024-034 | 01 NORTH | G01 29SP | 635568 S HILLS 3 345 635630 BOONEVILLE 3 345 1 | P23:345:MEC:ORIENT:905::EHV: | 0.05135 | Yes
GEN-2024-034 | 01 NORTH | G01 29SP | 635568 S HILLS 3 345 635570 ORIENT 3 345 1 | P23:345:MEC:ORIENT:905::EHV: | 0.05135 | Yes
GEN-2024-034 | 01 NORTH | G01 29SP | 635200 RAUN 3 345 635398 REMSEN 3 345 1 | P23:345:MEC:PALO ALTO:903::EHV: | 0.08089 | Yes
GEN-2024-034 | 01 NORTH | G01 29SP | 635398 REMSEN 3 345 635399 CHEROKEE 3 345 1 | P23:345:MEC:PALO ALTO:903::EHV: | 0.08089 | Yes
GEN-2024-034 | 01 NORTH | G01 29SP | 635399 CHEROKEE 3 345 635400 HIGHLAND 3 345 1 | P23:345:MEC:PALO ALTO:903::EHV: | 0.08089 | Yes
GEN-2024-034 | 01 NORTH | G01 29SP | 631138 LAKEFLD3 345 635368 OBRIEN 3 345 1 | P23:345:MEC:PALO ALTO:903::EHV: | 0.08668 | Yes
GEN-2024-034 | 01 NORTH | G01 29SP | 631193 HUNTLEY3 345 631197 LEDYARD3 345 1 | P23:345:MEC:PALO ALTO:903::EHV: | 0.08709 | Yes
GEN-2024-034 | 01 NORTH | G01 29SP | 631197 LEDYARD3 345 635369 KOSSUTH 3 345 1 | P23:345:MEC:PALO ALTO:903::EHV: | 0.05884 | Yes
GEN-2024-034 | 01 NORTH | G01 29SP | 631193 HUNTLEY3 345 631197 LEDYARD3 345 1 | P23:345:MEC:PALO ALTO:904::EHV: | 0.08446 | Yes
GEN-2024-034 | 01 NORTH | G01 29SP | 635999 IRVINGTON3 345 636000 WEBSTER3 345 1 | P23:345:MEC:RAUN:150::EHV: | 0.07464 | Yes
GEN-2024-034 | 01 NORTH | G01 29SP | 635369 KOSSUTH 3 345 635999 IRVINGTON3 345 1 | P23:345:MEC:RAUN:150::EHV: | 0.07464 | Yes
GEN-2024-034 | 01 NORTH | G01 29SP | 635018 NORTHBORO 3 345 635570 ORIENT 3 345 1 | P23:345:MEC:ROLLING HILLS:902::EHV: | 0.05704 | Yes
GEN-2024-034 | 01 NORTH | G01 29SP | 635017 ATCHISON 3 345 635018 NORTHBORO 3 345 1 | P23:345:MEC:ROLLING HILLS:902::EHV: | 0.05704 | Yes
GEN-2024-034 | 01 NORTH | G01 29SP | 635017 ATCHISON 3 345 640139 COOPER 3 345 1 | P23:345:MEC:ROLLING HILLS:902::EHV: | 0.05704 | Yes
GEN-2024-034 | 01 NORTH | G01 29SP | 635018 NORTHBORO 3 345 635570 ORIENT 3 345 1 | P23:345:MEC:ROLLING HILLS:903::EHV: | 0.05704 | Yes
GEN-2024-034 | 01 NORTH | G01 29SP | 635017 ATCHISON 3 345 635018 NORTHBORO 3 345 1 | P23:345:MEC:ROLLING HILLS:903::EHV: | 0.05704 | Yes
GEN-2024-034 | 01 NORTH | G01 29SP | 635017 ATCHISON 3 345 640139 COOPER 3 345 1 | P23:345:MEC:ROLLING HILLS:903::EHV: | 0.05704 | Yes
GEN-2024-034 | 01 NORTH | G01 29SP | 635570 ORIENT 3 345 635635 MADISON3 345 1 | P23:345:MEC:SOUTHERN HILLS:902::EHV: | 0.05372 | Yes
GEN-2024-034 | 01 NORTH | G01 29SP | 635570 ORIENT 3 345 635635 MADISON3 345 1 | P23:345:MEC:SOUTHERN HILLS:903::EHV: | 0.05372 | Yes
GEN-2024-034 | 01 NORTH | G01 29SP | 635570 ORIENT 3 345 635635 MADISON3 345 1 | P23:345:MEC:SOUTHERN HILLS:904::EHV: | 0.05372 | Yes
GEN-2024-034 | 01 NORTH | G01 29SP | 631139 HAZLTON3 345 631270 LASALLE 3 345 1 | P23:345:MEC:SUB 93:954::EHV: | 0.06281 | Yes
GEN-2024-034 | 01 NORTH | G01 29SP | 631144 MITCHLCO3 345 631270 LASALLE 3 345 1 | P23:345:MEC:SUB 93:954::EHV: | 0.06281 | Yes
GEN-2024-034 | 01 NORTH | G01 29SP | 601002 ADAMS 3 345 631144 MITCHLCO3 345 1 | P23:345:MEC:SUB 93:954::EHV: | 0.06281 | Yes
GEN-2024-034 | 01 NORTH | G01 29SP | 631139 HAZLTON3 345 631270 LASALLE 3 345 1 | P23:345:MEC:SUB 93:964::EHV: | 0.06161 | Yes
GEN-2024-034 | 01 NORTH | G01 29SP | 631144 MITCHLCO3 345 631270 LASALLE 3 345 1 | P23:345:MEC:SUB 93:964::EHV: | 0.06161 | Yes
GEN-2024-034 | 01 NORTH | G01 29SP | 601002 ADAMS 3 345 631144 MITCHLCO3 345 1 | P23:345:MEC:SUB 93:964::EHV: | 0.06161 | Yes
GEN-2024-034 | 01 NORTH | G01 29SP | 601002 ADAMS 3 345 615306 GRE-PL VLLY3 345 1 | P23:345:MEC:SUB 93:964::EHV: | 0.06413 | Yes
GEN-2024-034 | 01 NORTH | G01 29SP | 631139 HAZLTON3 345 631270 LASALLE 3 345 1 | P23:345:MEC:WEBSTER:905::EHV: | 0.06595 | Yes
GEN-2024-034 | 01 NORTH | G01 29SP | 631144 MITCHLCO3 345 631270 LASALLE 3 345 1 | P23:345:MEC:WEBSTER:905::EHV: | 0.06595 | Yes
GEN-2024-034 | 01 NORTH | G01 29SP | 635200 RAUN 3 345 635398 REMSEN 3 345 1 | P23:345:MEC:WEBSTER:905::EHV: | 0.09974 | Yes
GEN-2024-034 | 01 NORTH | G01 29SP | 601002 ADAMS 3 345 631144 MITCHLCO3 345 1 | P23:345:MEC:WEBSTER:905::EHV: | 0.06595 | Yes
GEN-2024-034 | 01 NORTH | G01 29SP | 635398 REMSEN 3 345 635399 CHEROKEE 3 345 1 | P23:345:MEC:WEBSTER:905::EHV: | 0.09974 | Yes
GEN-2024-034 | 01 NORTH | G01 29SP | 635399 CHEROKEE 3 345 635400 HIGHLAND 3 345 1 | P23:345:MEC:WEBSTER:905::EHV: | 0.09974 | Yes
GEN-2024-034 | 01 NORTH | G01 29SP | 620361 MAPLE R3 345 996382 620:MAPLE R 230 2 | P23:345:MRES:ALEXMRES3:3375::EHV: | 0.05791 | Yes
GEN-2024-034 | 01 NORTH | G01 29SP | 657754 MAPLE R4 230 996382 620:MAPLE R 230 2 | P23:345:MRES:ALEXMRES3:3375::EHV: | 0.05791 | Yes
GEN-2024-034 | 01 NORTH | G01 29SP | 620329 WAHPETN4 230 658109 FERGSFL4 230 1 | P23:345:MRES:ALEXMRES3:3375::EHV: | 0.08202 | Yes
GEN-2024-034 | 01 NORTH | G01 29SP | 615637 GRE-SILVRLK4 230 658109 FERGSFL4 230 1 | P23:345:MRES:ALEXMRES3:3375::EHV: | 0.06062 | Yes
GEN-2024-034 | 01 NORTH | G01 29SP | 615637 GRE-SILVRLK4 230 615902 GRE-HENNING4 230 1 | P23:345:MRES:ALEXMRES3:3375::EHV: | 0.06062 | Yes
GEN-2024-034 | 01 NORTH | G01 29SP | 615300 GRE-INMAN 4 230 615902 GRE-HENNING4 230 1 | P23:345:MRES:ALEXMRES3:3375::EHV: | 0.06062 | Yes
GEN-2024-034 | 01 NORTH | G01 29SP | 601067 BISON 3 345 620361 MAPLE R3 345 1 | P23:345:MRES:ALEXMRES3:3375::EHV: | 0.08217 | Yes
GEN-2024-034 | 01 NORTH | G01 29SP | 602006 SHEYNNE4 230 657754 MAPLE R4 230 1 | P23:345:MRES:ALEXMRES3:3375::EHV: | 0.06493 | Yes
GEN-2024-034 | 01 NORTH | G01 29SP | 601048 LYON CO 3 345 601087 STEEP BK LK3 345 2 | P23:345:MRES:ALEXMRES3:3375::EHV: | 0.05911 | Yes
GEN-2024-034 | 01 NORTH | G01 29SP | 601048 LYON CO 3 345 601077 HAWKSNEST 3 345 1 | P23:345:MRES:ALEXMRES3:3375::EHV: | 0.05895 | Yes
GEN-2024-034 | 01 NORTH | G01 29SP | 601031 BRKNGCO3 345 601077 HAWKSNEST 3 345 1 | P23:345:MRES:ALEXMRES3:3375::EHV: | 0.05895 | Yes
GEN-2024-034 | 01 NORTH | G01 29SP | 620480 DEUEL CO 3 345 620483 ASTORIA 3 345 1 | P23:345:MRES:ALEXMRES3:3375::EHV: | 0.22174 | Yes
GEN-2024-034 | 01 NORTH | G01 29SP | 620427 HANKINSON 3 345 996372 620:HANKINSO 230 2 | P23:345:MRES:ALEXMRES3:3375::EHV: | 0.13059 | Yes
GEN-2024-034 | 01 NORTH | G01 29SP | 620427 HANKINSON 3 345 996373 620:HANKINSO 230 1 | P23:345:MRES:ALEXMRES3:3375::EHV: | 0.13059 | Yes
GEN-2024-034 | 01 NORTH | G01 29SP | 620327 HANKSON4 230 996373 620:HANKINSO 230 1 | P23:345:MRES:ALEXMRES3:3375::EHV: | 0.13059 | Yes
GEN-2024-034 | 01 NORTH | G01 29SP | 620327 HANKSON4 230 996372 620:HANKINSO 230 2 | P23:345:MRES:ALEXMRES3:3375::EHV: | 0.13059 | Yes
GEN-2024-034 | 01 NORTH | G01 29SP | 620417 BSSOUTH3 345 620480 DEUEL CO 3 345 1 | P23:345:MRES:ALEXMRES3:3375::EHV: | 0.22174 | Yes
GEN-2024-034 | 01 NORTH | G01 29SP | 620369 JAMESTN3 345 620769 JMS SHUNT 3 345 Z | P23:345:MRES:ALEXMRES3:3375::EHV: | 0.09033 | Yes
GEN-2024-034 | 01 NORTH | G01 29SP | 620769 JMS SHUNT 3 345 661952 ELN345SHNT23 345 1 | P23:345:MRES:ALEXMRES3:3375::EHV: | 0.09033 | Yes
GEN-2024-034 | 01 NORTH | G01 29SP | 661097 ELLENDL345 3 345 661952 ELN345SHNT23 345 Z | P23:345:MRES:ALEXMRES3:3375::EHV: | 0.09033 | Yes
GEN-2024-034 | 01 NORTH | G01 29SP | 635200 RAUN 3 345 645552 S3452 REACT3 345 1 | P23:345:OPPD:S3451-RAUN:::EHV: | 0.09754 | Yes
GEN-2024-034 | 01 NORTH | G01 29SP | 635200 RAUN 3 345 652564 SIOUXCY3 345 1 | P23:345:OPPD:S3451-RAUN:::EHV: | 0.07065 | Yes
GEN-2024-034 | 01 NORTH | G01 29SP | 635200 RAUN 3 345 762779 G18-043 TAP 345 1 | P23:345:OPPD:S3458 NEBCTY1G:LT::EHV: | 0.06835 | Yes
GEN-2024-034 | 01 NORTH | G01 29SP | 635200 RAUN 3 345 762779 G18-043 TAP 345 1 | P23:345:OPPD:S3458 NEBCTY2G:LT::EHV: | 0.06835 | Yes
GEN-2024-034 | 01 NORTH | G01 29SP | 635200 RAUN 3 345 645552 S3452 REACT3 345 1 | P23:345:OPPD:S3458 NEBCTY2G:LT::EHV: | 0.06962 | Yes
GEN-2024-034 | 01 NORTH | G01 29SP | 620329 WAHPETN4 230 658109 FERGSFL4 230 1 | P23:345:OTP::ASTORIA 3:3115:EHV: | 0.08474 | Yes
GEN-2024-034 | 01 NORTH | G01 29SP | 620214 BIGSTON7 115 996390 620:BIG STON 115 2 | P23:345:OTP::ASTORIA 3:3115:EHV: | 0.05799 | Yes
GEN-2024-034 | 01 NORTH | G01 29SP | 620314 BIGSTON4 230 996390 620:BIG STON 115 2 | P23:345:OTP::ASTORIA 3:3115:EHV: | 0.05799 | Yes
GEN-2024-034 | 01 NORTH | G01 29SP | 620314 BIGSTON4 230 655465 BLAIR-ER4 230 1 | P23:345:OTP::ASTORIA 3:3115:EHV: | 0.14445 | Yes
GEN-2024-034 | 01 NORTH | G01 29SP | 620327 HANKSON4 230 620829 WAHPETON XF4 230 1 | P23:345:OTP::ASTORIA 3:3115:EHV: | 0.1327 | Yes
GEN-2024-034 | 01 NORTH | G01 29SP | 620329 WAHPETN4 230 620829 WAHPETON XF4 230 Z | P23:345:OTP::ASTORIA 3:3115:EHV: | 0.13262 | Yes
GEN-2024-034 | 01 NORTH | G01 29SP | 620263 FORMN 7 115 652438 FORMAN 7 115 1 | P23:345:OTP::ASTORIA 3:3115:EHV: | 0.74451 | Yes
GEN-2024-034 | 01 NORTH | G01 29SP | 620363 FORMAN 4 230 996380 620:FORMAN 2 115 2 | P23:345:OTP::ASTORIA 3:3115:EHV: | 0.74451 | Yes
GEN-2024-034 | 01 NORTH | G01 29SP | 620263 FORMN 7 115 996380 620:FORMAN 2 115 2 | P23:345:OTP::ASTORIA 3:3115:EHV: | 0.74451 | Yes
GEN-2024-034 | 01 NORTH | G01 29SP | 620417 BSSOUTH3 345 620427 HANKINSON 3 345 1 | P23:345:OTP::ASTORIA 3:3115:EHV: | 0.09248 | Yes
GEN-2024-034 | 01 NORTH | G01 29SP | 620427 HANKINSON 3 345 996373 620:HANKINSO 230 1 | P23:345:OTP::ASTORIA 3:3115:EHV: | 0.12345 | Yes
GEN-2024-034 | 01 NORTH | G01 29SP | 620427 HANKINSON 3 345 996372 620:HANKINSO 230 2 | P23:345:OTP::ASTORIA 3:3115:EHV: | 0.12345 | Yes
GEN-2024-034 | 01 NORTH | G01 29SP | 620327 HANKSON4 230 996373 620:HANKINSO 230 1 | P23:345:OTP::ASTORIA 3:3115:EHV: | 0.12345 | Yes
GEN-2024-034 | 01 NORTH | G01 29SP | 620327 HANKSON4 230 996372 620:HANKINSO 230 2 | P23:345:OTP::ASTORIA 3:3115:EHV: | 0.12345 | Yes
GEN-2024-034 | 01 NORTH | G01 29SP | 620314 BIGSTON4 230 620322 BSSOUTH4 230 2 | P23:345:OTP::ASTORIA 3:3115:EHV: | 0.07112 | Yes
GEN-2024-034 | 01 NORTH | G01 29SP | 601067 BISON 3 345 620427 HANKINSON 3 345 1 | P23:345:OTP::ASTORIA 3:3115:EHV: | 0.15442 | Yes
GEN-2024-034 | 01 NORTH | G01 29SP | 620314 BIGSTON4 230 620322 BSSOUTH4 230 1 | P23:345:OTP::ASTORIA 3:3115:EHV: | 0.06571 | Yes
GEN-2024-034 | 01 NORTH | G01 29SP | 620327 HANKSON4 230 620829 WAHPETON XF4 230 1 | P23:345:OTP::ASTORIA 3:3125:EHV: | 0.13052 | Yes
GEN-2024-034 | 01 NORTH | G01 29SP | 620314 BIGSTON4 230 655465 BLAIR-ER4 230 1 | P23:345:OTP::ASTORIA 3:3125:EHV: | 0.1404 | Yes
GEN-2024-034 | 01 NORTH | G01 29SP | 620329 WAHPETN4 230 620829 WAHPETON XF4 230 Z | P23:345:OTP::ASTORIA 3:3125:EHV: | 0.13044 | Yes
GEN-2024-034 | 01 NORTH | G01 29SP | 620263 FORMN 7 115 652438 FORMAN 7 115 1 | P23:345:OTP::ASTORIA 3:3125:EHV: | 0.74514 | Yes
GEN-2024-034 | 01 NORTH | G01 29SP | 620363 FORMAN 4 230 996380 620:FORMAN 2 115 2 | P23:345:OTP::ASTORIA 3:3125:EHV: | 0.74514 | Yes
GEN-2024-034 | 01 NORTH | G01 29SP | 620263 FORMN 7 115 996380 620:FORMAN 2 115 2 | P23:345:OTP::ASTORIA 3:3125:EHV: | 0.74514 | Yes
GEN-2024-034 | 01 NORTH | G01 29SP | 620417 BSSOUTH3 345 620427 HANKINSON 3 345 1 | P23:345:OTP::ASTORIA 3:3125:EHV: | 0.09873 | Yes
GEN-2024-034 | 01 NORTH | G01 29SP | 601067 BISON 3 345 620427 HANKINSON 3 345 1 | P23:345:OTP::ASTORIA 3:3125:EHV: | 0.15129 | Yes
GEN-2024-034 | 01 NORTH | G01 29SP | 620314 BIGSTON4 230 620322 BSSOUTH4 230 2 | P23:345:OTP::ASTORIA 3:3125:EHV: | 0.06127 | Yes
GEN-2024-034 | 01 NORTH | G01 29SP | 620314 BIGSTON4 230 620322 BSSOUTH4 230 1 | P23:345:OTP::ASTORIA 3:3125:EHV: | 0.05661 | Yes
GEN-2024-034 | 01 NORTH | G01 29SP | 620329 WAHPETN4 230 658109 FERGSFL4 230 1 | P23:345:OTP::ASTORIA 3:3175:EHV: | 0.08474 | Yes
GEN-2024-034 | 01 NORTH | G01 29SP | 620214 BIGSTON7 115 996390 620:BIG STON 115 2 | P23:345:OTP::ASTORIA 3:3175:EHV: | 0.05799 | Yes
GEN-2024-034 | 01 NORTH | G01 29SP | 620314 BIGSTON4 230 996390 620:BIG STON 115 2 | P23:345:OTP::ASTORIA 3:3175:EHV: | 0.05799 | Yes
GEN-2024-034 | 01 NORTH | G01 29SP | 620327 HANKSON4 230 620829 WAHPETON XF4 230 1 | P23:345:OTP::ASTORIA 3:3175:EHV: | 0.1327 | Yes
GEN-2024-034 | 01 NORTH | G01 29SP | 620314 BIGSTON4 230 655465 BLAIR-ER4 230 1 | P23:345:OTP::ASTORIA 3:3175:EHV: | 0.14445 | Yes
GEN-2024-034 | 01 NORTH | G01 29SP | 620329 WAHPETN4 230 620829 WAHPETON XF4 230 Z | P23:345:OTP::ASTORIA 3:3175:EHV: | 0.13262 | Yes
GEN-2024-034 | 01 NORTH | G01 29SP | 620263 FORMN 7 115 652438 FORMAN 7 115 1 | P23:345:OTP::ASTORIA 3:3175:EHV: | 0.74451 | Yes
GEN-2024-034 | 01 NORTH | G01 29SP | 620363 FORMAN 4 230 996380 620:FORMAN 2 115 2 | P23:345:OTP::ASTORIA 3:3175:EHV: | 0.74451 | Yes
GEN-2024-034 | 01 NORTH | G01 29SP | 620263 FORMN 7 115 996380 620:FORMAN 2 115 2 | P23:345:OTP::ASTORIA 3:3175:EHV: | 0.74451 | Yes
GEN-2024-034 | 01 NORTH | G01 29SP | 620417 BSSOUTH3 345 620427 HANKINSON 3 345 1 | P23:345:OTP::ASTORIA 3:3175:EHV: | 0.09248 | Yes
GEN-2024-034 | 01 NORTH | G01 29SP | 620427 HANKINSON 3 345 996373 620:HANKINSO 230 1 | P23:345:OTP::ASTORIA 3:3175:EHV: | 0.12345 | Yes
GEN-2024-034 | 01 NORTH | G01 29SP | 620427 HANKINSON 3 345 996372 620:HANKINSO 230 2 | P23:345:OTP::ASTORIA 3:3175:EHV: | 0.12345 | Yes
GEN-2024-034 | 01 NORTH | G01 29SP | 620327 HANKSON4 230 996373 620:HANKINSO 230 1 | P23:345:OTP::ASTORIA 3:3175:EHV: | 0.12345 | Yes
GEN-2024-034 | 01 NORTH | G01 29SP | 620327 HANKSON4 230 996372 620:HANKINSO 230 2 | P23:345:OTP::ASTORIA 3:3175:EHV: | 0.12345 | Yes
GEN-2024-034 | 01 NORTH | G01 29SP | 601067 BISON 3 345 620427 HANKINSON 3 345 1 | P23:345:OTP::ASTORIA 3:3175:EHV: | 0.15442 | Yes
GEN-2024-034 | 01 NORTH | G01 29SP | 620314 BIGSTON4 230 620322 BSSOUTH4 230 2 | P23:345:OTP::ASTORIA 3:3175:EHV: | 0.07112 | Yes
GEN-2024-034 | 01 NORTH | G01 29SP | 620314 BIGSTON4 230 620322 BSSOUTH4 230 1 | P23:345:OTP::ASTORIA 3:3175:EHV: | 0.06571 | Yes
GEN-2024-034 | 01 NORTH | G01 29SP | 620480 DEUEL CO 3 345 620483 ASTORIA 3 345 1 | P23:345:OTP::ASTORIA 3:BRK-A5:EHV: | 0.20391 | Yes
GEN-2024-034 | 01 NORTH | G01 29SP | 620417 BSSOUTH3 345 620480 DEUEL CO 3 345 1 | P23:345:OTP::ASTORIA 3:BRK-A5:EHV: | 0.20391 | Yes
GEN-2024-034 | 01 NORTH | G01 29SP | 620358 BUFFALO3 345 620369 JAMESTN3 345 1 | P23:345:OTP::TWIN BRKS 3:3815:EHV: | 0.05143 | Yes
GEN-2024-034 | 01 NORTH | G01 29SP | 620362 OAKES 4 230 620363 FORMAN 4 230 1 | P23:345:OTP::TWIN BRKS 3:3815:EHV: | 0.27562 | Yes
GEN-2024-034 | 01 NORTH | G01 29SP | 661097 ELLENDL345 3 345 995801 661:ELLENDL 230 1 | P23:345:OTP::TWIN BRKS 3:3815:EHV: | 0.13922 | Yes
GEN-2024-034 | 01 NORTH | G01 29SP | 620362 OAKES 4 230 661098 ELLENDL345 4 230 1 | P23:345:OTP::TWIN BRKS 3:3815:EHV: | 0.27155 | Yes
GEN-2024-034 | 01 NORTH | G01 29SP | 620327 HANKSON4 230 620363 FORMAN 4 230 1 | P23:345:OTP::TWIN BRKS 3:3815:EHV: | 0.47531 | Yes
GEN-2024-034 | 01 NORTH | G01 29SP | 620362 OAKES 4 230 620363 FORMAN 4 230 1 | P23:345:OTP::TWIN BRKS 3:3825:EHV: | 0.27562 | Yes
GEN-2024-034 | 01 NORTH | G01 29SP | 620362 OAKES 4 230 661098 ELLENDL345 4 230 1 | P23:345:OTP::TWIN BRKS 3:3825:EHV: | 0.27155 | Yes
GEN-2024-034 | 01 NORTH | G01 29SP | 661097 ELLENDL345 3 345 995801 661:ELLENDL 230 1 | P23:345:OTP::TWIN BRKS 3:3825:EHV: | 0.13922 | Yes
GEN-2024-034 | 01 NORTH | G01 29SP | 620327 HANKSON4 230 620363 FORMAN 4 230 1 | P23:345:OTP::TWIN BRKS 3:3825:EHV: | 0.47531 | Yes
GEN-2024-034 | 01 NORTH | G01 29SP | 620362 OAKES 4 230 620363 FORMAN 4 230 1 | P23:345:OTP::TWIN BRKS 3:3855:EHV: | 0.27562 | Yes
GEN-2024-034 | 01 NORTH | G01 29SP | 620362 OAKES 4 230 661098 ELLENDL345 4 230 1 | P23:345:OTP::TWIN BRKS 3:3855:EHV: | 0.27155 | Yes
GEN-2024-034 | 01 NORTH | G01 29SP | 620362 OAKES 4 230 620363 FORMAN 4 230 1 | P23:345:OTP::TWIN BRKS 3:BRKX:EHV: | 0.27562 | Yes
GEN-2024-034 | 01 NORTH | G01 29SP | 620362 OAKES 4 230 661098 ELLENDL345 4 230 1 | P23:345:OTP::TWIN BRKS 3:BRKX:EHV: | 0.27155 | Yes
GEN-2024-034 | 01 NORTH | G01 29SP | 620362 OAKES 4 230 620363 FORMAN 4 230 1 | P23:345:OTP::TWIN BRKS 3:BRKY:EHV: | 0.27562 | Yes
GEN-2024-034 | 01 NORTH | G01 29SP | 620362 OAKES 4 230 661098 ELLENDL345 4 230 1 | P23:345:OTP::TWIN BRKS 3:BRKY:EHV: | 0.27155 | Yes
GEN-2024-034 | 01 NORTH | G01 29SP | 620327 HANKSON4 230 620363 FORMAN 4 230 1 | P23:345:OTP::TWIN BRKS 3:BRKY:EHV: | 0.47531 | Yes
GEN-2024-034 | 01 NORTH | G01 29SP | 620362 OAKES 4 230 620363 FORMAN 4 230 1 | P23:345:OTP::TWIN BRKS 3_2:BRKZ:EHV: | 0.27562 | Yes
GEN-2024-034 | 01 NORTH | G01 29SP | 620362 OAKES 4 230 661098 ELLENDL345 4 230 1 | P23:345:OTP::TWIN BRKS 3_2:BRKZ:EHV: | 0.27155 | Yes
GEN-2024-034 | 01 NORTH | G01 29SP | 661097 ELLENDL345 3 345 995801 661:ELLENDL 230 1 | P23:345:OTP::TWIN BRKS 3_2:BRKZ:EHV: | 0.13922 | Yes
GEN-2024-034 | 01 NORTH | G01 29SP | 620327 HANKSON4 230 620363 FORMAN 4 230 1 | P23:345:OTP::TWIN BRKS 3_2:BRKZ:EHV: | 0.47531 | Yes
GEN-2024-034 | 01 NORTH | G01 29SP | 620214 BIGSTON7 115 996390 620:BIG STON 115 2 | P23:345:OTP:DEUEL CO 3:3415::EHV: | 0.05799 | Yes
GEN-2024-034 | 01 NORTH | G01 29SP | 620314 BIGSTON4 230 996390 620:BIG STON 115 2 | P23:345:OTP:DEUEL CO 3:3415::EHV: | 0.05799 | Yes
GEN-2024-034 | 01 NORTH | G01 29SP | 620314 BIGSTON4 230 655465 BLAIR-ER4 230 1 | P23:345:OTP:DEUEL CO 3:3415::EHV: | 0.14445 | Yes
GEN-2024-034 | 01 NORTH | G01 29SP | 620417 BSSOUTH3 345 620427 HANKINSON 3 345 1 | P23:345:OTP:DEUEL CO 3:3415::EHV: | 0.09248 | Yes
GEN-2024-034 | 01 NORTH | G01 29SP | 620214 BIGSTON7 115 996390 620:BIG STON 115 2 | P23:345:OTP:DEUEL CO 3:3425::EHV: | 0.05799 | Yes
GEN-2024-034 | 01 NORTH | G01 29SP | 620314 BIGSTON4 230 996390 620:BIG STON 115 2 | P23:345:OTP:DEUEL CO 3:3425::EHV: | 0.05799 | Yes
GEN-2024-034 | 01 NORTH | G01 29SP | 620314 BIGSTON4 230 655465 BLAIR-ER4 230 1 | P23:345:OTP:DEUEL CO 3:3425::EHV: | 0.14445 | Yes
GEN-2024-034 | 01 NORTH | G01 29SP | 620417 BSSOUTH3 345 620427 HANKINSON 3 345 1 | P23:345:OTP:DEUEL CO 3:3425::EHV: | 0.09248 | Yes
GEN-2024-034 | 01 NORTH | G01 29SP | 620214 BIGSTON7 115 996390 620:BIG STON 115 2 | P23:345:OTP:DEUEL CO 3:3465::EHV: | 0.05799 | Yes
GEN-2024-034 | 01 NORTH | G01 29SP | 620314 BIGSTON4 230 996390 620:BIG STON 115 2 | P23:345:OTP:DEUEL CO 3:3465::EHV: | 0.05799 | Yes
GEN-2024-034 | 01 NORTH | G01 29SP | 620314 BIGSTON4 230 655465 BLAIR-ER4 230 1 | P23:345:OTP:DEUEL CO 3:3465::EHV: | 0.14445 | Yes
GEN-2024-034 | 01 NORTH | G01 29SP | 620417 BSSOUTH3 345 620427 HANKINSON 3 345 1 | P23:345:OTP:DEUEL CO 3:3465::EHV: | 0.09248 | Yes
GEN-2024-034 | 01 NORTH | G01 29SP | 620214 BIGSTON7 115 996390 620:BIG STON 115 2 | P23:345:OTP:DEUEL CO 3:BRKA:V2020:EHV: | 0.05799 | Yes
GEN-2024-034 | 01 NORTH | G01 29SP | 620314 BIGSTON4 230 996390 620:BIG STON 115 2 | P23:345:OTP:DEUEL CO 3:BRKA:V2020:EHV: | 0.05799 | Yes
GEN-2024-034 | 01 NORTH | G01 29SP | 620314 BIGSTON4 230 655465 BLAIR-ER4 230 1 | P23:345:OTP:DEUEL CO 3:BRKA:V2020:EHV: | 0.14445 | Yes
GEN-2024-034 | 01 NORTH | G01 29SP | 620417 BSSOUTH3 345 620427 HANKINSON 3 345 1 | P23:345:OTP:DEUEL CO 3:BRKA:V2020:EHV: | 0.09248 | Yes
GEN-2024-034 | 01 NORTH | G01 29SP | 620362 OAKES 4 230 620363 FORMAN 4 230 1 | P23:345:OTP:TWINBRKS3:BKR3875::EHV: | 0.27562 | Yes
GEN-2024-034 | 01 NORTH | G01 29SP | 620362 OAKES 4 230 661098 ELLENDL345 4 230 1 | P23:345:OTP:TWINBRKS3:BKR3875::EHV: | 0.27155 | Yes
GEN-2024-034 | 01 NORTH | G01 29SP | 620358 BUFFALO3 345 620369 JAMESTN3 345 1 | P23:345:OTP:TWINBRKS3:BKR4::EHV: | 0.05143 | Yes
GEN-2024-034 | 01 NORTH | G01 29SP | 620362 OAKES 4 230 620363 FORMAN 4 230 1 | P23:345:OTP:TWINBRKS3:BKR4::EHV: | 0.27562 | Yes
GEN-2024-034 | 01 NORTH | G01 29SP | 661097 ELLENDL345 3 345 995801 661:ELLENDL 230 1 | P23:345:OTP:TWINBRKS3:BKR4::EHV: | 0.13922 | Yes
GEN-2024-034 | 01 NORTH | G01 29SP | 620362 OAKES 4 230 661098 ELLENDL345 4 230 1 | P23:345:OTP:TWINBRKS3:BKR4::EHV: | 0.27155 | Yes
GEN-2024-034 | 01 NORTH | G01 29SP | 620327 HANKSON4 230 620363 FORMAN 4 230 1 | P23:345:OTP:TWINBRKS3:BKR4::EHV: | 0.47531 | Yes
GEN-2024-034 | 01 NORTH | G01 29SP | 601031 BRKNGCO3 345 620483 ASTORIA 3 345 1 | P23:345:UMZB:# 7110 #:: CKE IN SD. CKE BREAKER FAULT (192):EHV: | 0.21032 | Yes
GEN-2024-034 | 01 NORTH | G01 29SP | 661098 ELLENDL345 4 230 995801 661:ELLENDL 230 1 | P23:345:UMZB:# 7110 #:: CKE IN SD. CKE BREAKER FAULT (192):EHV: | 0.1814 | Yes
GEN-2024-034 | 01 NORTH | G01 29SP | 620416 TWIN BRKS 3 345 620417 BSSOUTH3 345 1 | P23:345:UMZB:# 7110 #:: CKE IN SD. CKE BREAKER FAULT (192):EHV: | 0.08135 | Yes
GEN-2024-034 | 01 NORTH | G01 29SP | 601031 BRKNGCO3 345 620483 ASTORIA 3 345 1 | P23:345:UMZB:# 7111 #:: CKE IN SD. CKE BREAKER FAULT (292):EHV: | 0.21032 | Yes
GEN-2024-034 | 01 NORTH | G01 29SP | 661098 ELLENDL345 4 230 995801 661:ELLENDL 230 1 | P23:345:UMZB:# 7111 #:: CKE IN SD. CKE BREAKER FAULT (292):EHV: | 0.1814 | Yes
GEN-2024-034 | 01 NORTH | G01 29SP | 620416 TWIN BRKS 3 345 620417 BSSOUTH3 345 1 | P23:345:UMZB:# 7111 #:: CKE IN SD. CKE BREAKER FAULT (292):EHV: | 0.08135 | Yes
GEN-2024-034 | 01 NORTH | G01 29SP | 620416 TWIN BRKS 3 345 661950 ELN345SHNT 3 345 1 | P23:345:UMZB:# 7111 #:: CKE IN SD. CKE BREAKER FAULT (292):EHV: | 0.08135 | Yes
GEN-2024-034 | 01 NORTH | G01 29SP | 601031 BRKNGCO3 345 620483 ASTORIA 3 345 1 | P23:345:UMZB:# 7112 #:: CKE IN SD. CKE BREAKER FAULT (392):EHV: | 0.21032 | Yes
GEN-2024-034 | 01 NORTH | G01 29SP | 620416 TWIN BRKS 3 345 620417 BSSOUTH3 345 1 | P23:345:UMZB:# 7112 #:: CKE IN SD. CKE BREAKER FAULT (392):EHV: | 0.08135 | Yes
GEN-2024-034 | 01 NORTH | G01 29SP | 661097 ELLENDL345 3 345 661950 ELN345SHNT 3 345 Z | P23:345:UMZB:# 7112 #:: CKE IN SD. CKE BREAKER FAULT (392):EHV: | 0.08135 | Yes
GEN-2024-034 | 01 NORTH | G01 29SP | 601031 BRKNGCO3 345 620483 ASTORIA 3 345 1 | P23:345:UMZW:# 823 #:: WH IN SD. :EHV: | 0.2183 | Yes
GEN-2024-034 | 01 NORTH | G01 29SP | 620480 DEUEL CO 3 345 620483 ASTORIA 3 345 1 | P23:345:UMZW:# 823 #:: WH IN SD. :EHV: | 0.21567 | Yes
GEN-2024-034 | 01 NORTH | G01 29SP | 601031 BRKNGCO3 345 652537 WHITE 3 345 1 | P23:345:UMZW:# 823 #:: WH IN SD. :EHV: | 0.12334 | Yes
GEN-2024-034 | 01 NORTH | G01 29SP | 620417 BSSOUTH3 345 620480 DEUEL CO 3 345 1 | P23:345:UMZW:# 823 #:: WH IN SD. :EHV: | 0.21567 | Yes
GEN-2024-034 | 01 NORTH | G01 29SP | 601031 BRKNGCO3 345 620483 ASTORIA 3 345 1 | P23:345:UMZW:# 824 #:: WH IN SD. :EHV: | 0.21831 | Yes
GEN-2024-034 | 01 NORTH | G01 29SP | 620480 DEUEL CO 3 345 620483 ASTORIA 3 345 1 | P23:345:UMZW:# 824 #:: WH IN SD. :EHV: | 0.21568 | Yes
GEN-2024-034 | 01 NORTH | G01 29SP | 601031 BRKNGCO3 345 652537 WHITE 3 345 2 | P23:345:UMZW:# 824 #:: WH IN SD. :EHV: | 0.12338 | Yes
GEN-2024-034 | 01 NORTH | G01 29SP | 620417 BSSOUTH3 345 620480 DEUEL CO 3 345 1 | P23:345:UMZW:# 824 #:: WH IN SD. :EHV: | 0.21568 | Yes
GEN-2024-034 | 01 NORTH | G01 29SP | 601048 LYON CO 3 345 601087 STEEP BK LK3 345 2 | P23:345:XEL:396 BKR SPK:::EHV: | 0.06287 | Yes
GEN-2024-034 | 01 NORTH | G01 29SP | 601048 LYON CO 3 345 601077 HAWKSNEST 3 345 1 | P23:345:XEL:396 BKR SPK:::EHV: | 0.06269 | Yes
GEN-2024-034 | 01 NORTH | G01 29SP | 601031 BRKNGCO3 345 601077 HAWKSNEST 3 345 1 | P23:345:XEL:396 BKR SPK:::EHV: | 0.06269 | Yes
GEN-2024-034 | 01 NORTH | G01 29SP | 601014 AS KING3 345 601028 EAU CL 3 345 1 | P23:345:XEL:8L4 BGG:::EHV: | 0.05265 | Yes
GEN-2024-034 | 01 NORTH | G01 29SP | 601005 ELM CRK3 345 601022 PARKERS3 345 1 | P23:345:XEL:8M12 PKL:::EHV: | 0.06764 | Yes
GEN-2024-034 | 01 NORTH | G01 29SP | 601014 AS KING3 345 601021 KOLMNLK3 345 1 | P23:345:XEL:8M12 PKL:::EHV: | 0.05626 | Yes
GEN-2024-034 | 01 NORTH | G01 29SP | 620329 WAHPETN4 230 658109 FERGSFL4 230 1 | P23:345:XEL:8N22 SHC:::EHV: | 0.0691 | Yes
GEN-2024-034 | 01 NORTH | G01 29SP | 601001 FORBES 2 500 601017 CHIS-N 2 500 1 | P23:345:XEL:8N22 SHC:::EHV: | 0.05021 | Yes
GEN-2024-034 | 01 NORTH | G01 29SP | 601016 CHIS CO2 500 601017 CHIS-N 2 500 1 | P23:345:XEL:8N22 SHC:::EHV: | 0.05021 | Yes
GEN-2024-034 | 01 NORTH | G01 29SP | 601004 WILMART3 345 601072 SHEAS LK3 345 1 | P23:345:XEL:8N22 SHC:::EHV: | 0.07452 | Yes
GEN-2024-034 | 01 NORTH | G01 29SP | 601050 HELENA 3 345 601072 SHEAS LK3 345 1 | P23:345:XEL:8N22 SHC:::EHV: | 0.07514 | Yes
GEN-2024-034 | 01 NORTH | G01 29SP | 601067 BISON 3 345 658049 ALXLNRCTRT 345 1 | P23:345:XEL:8N22 SHC:::EHV: | 0.09418 | Yes
GEN-2024-034 | 01 NORTH | G01 29SP | 658047 ALEXMRES3 345 658049 ALXLNRCTRT 345 Z1 | P23:345:XEL:8N22 SHC:::EHV: | 0.09418 | Yes
GEN-2024-034 | 01 NORTH | G01 29SP | 613060 BYRON 3 345 615306 GRE-PL VLLY3 345 1 | P23:345:XEL:8N22 SHC:::EHV: | 0.06434 | Yes
GEN-2024-034 | 01 NORTH | G01 29SP | 635368 OBRIEN 3 345 635400 HIGHLAND 3 345 1 | P23:345:XEL:8N22 SHC:::EHV: | 0.07907 | Yes
GEN-2024-034 | 01 NORTH | G01 29SP | 601039 NROC 3 345 613060 BYRON 3 345 1 | P23:345:XEL:8N22 SHC:::EHV: | 0.06582 | Yes
GEN-2024-034 | 01 NORTH | G01 29SP | 615664 GRE-RIVERVW3 345 658047 ALEXMRES3 345 1 | P23:345:XEL:8N22 SHC:::EHV: | 0.0548 | Yes
GEN-2024-034 | 01 NORTH | G01 29SP | 601004 WILMART3 345 631193 HUNTLEY3 345 1 | P23:345:XEL:8N22 SHC:::EHV: | 0.06504 | Yes
GEN-2024-034 | 01 NORTH | G01 29SP | 601047 QUARRY 3 345 615664 GRE-RIVERVW3 345 1 | P23:345:XEL:8N22 SHC:::EHV: | 0.05439 | Yes
GEN-2024-034 | 01 NORTH | G01 29SP | 601008 BG OAKS3 345 658047 ALEXMRES3 345 1 | P23:345:XEL:8N22 SHC:::EHV: | 0.05818 | Yes
GEN-2024-034 | 01 NORTH | G01 29SP | 601008 BG OAKS3 345 658047 ALEXMRES3 345 1 | P23:345:XEL:8N5 MNN:::EHV: | 0.07504 | Yes
GEN-2024-034 | 01 NORTH | G01 29SP | 601005 ELM CRK3 345 601022 PARKERS3 345 1 | P23:345:XEL:8N60 LYC:::EHV: | 0.07165 | Yes
GEN-2024-034 | 01 NORTH | G01 29SP | 601006 SPLT RK3 345 652536 WHITE-SRX3 345 1 | P23:345:XEL:8N60 LYC:::EHV: | 0.12173 | Yes
GEN-2024-034 | 01 NORTH | G01 29SP | 601004 WILMART3 345 601072 SHEAS LK3 345 1 | P23:345:XEL:8N60 LYC:::EHV: | 0.06085 | Yes
GEN-2024-034 | 01 NORTH | G01 29SP | 601050 HELENA 3 345 601072 SHEAS LK3 345 1 | P23:345:XEL:8N60 LYC:::EHV: | 0.06119 | Yes
GEN-2024-034 | 01 NORTH | G01 29SP | 601048 LYON CO 3 345 631138 LAKEFLD3 345 1 | P23:345:XEL:8N60 LYC:::EHV: | 0.10937 | Yes
GEN-2024-034 | 01 NORTH | G01 29SP | 601004 WILMART3 345 631193 HUNTLEY3 345 1 | P23:345:XEL:8N60 LYC:::EHV: | 0.05701 | Yes
GEN-2024-034 | 01 NORTH | G01 29SP | 601006 SPLT RK3 345 652536 WHITE-SRX3 345 1 | P23:345:XEL:8N63 LYC:::EHV: | 0.12424 | Yes
GEN-2024-034 | 01 NORTH | G01 29SP | 601048 LYON CO 3 345 601087 STEEP BK LK3 345 2 | P23:345:XEL:8N63 LYC:::EHV: | 0.07485 | Yes
GEN-2024-034 | 01 NORTH | G01 29SP | 601031 BRKNGCO3 345 601087 STEEP BK LK3 345 2 | P23:345:XEL:8N63 LYC:::EHV: | 0.07485 | Yes
GEN-2024-034 | 01 NORTH | G01 29SP | 601001 FORBES 2 500 601017 CHIS-N 2 500 1 | P23:345:XEL:8N8 MNN:::EHV: | 0.05021 | Yes
GEN-2024-034 | 01 NORTH | G01 29SP | 601016 CHIS CO2 500 601017 CHIS-N 2 500 1 | P23:345:XEL:8N8 MNN:::EHV: | 0.05021 | Yes
GEN-2024-034 | 01 NORTH | G01 29SP | 601004 WILMART3 345 601072 SHEAS LK3 345 1 | P23:345:XEL:8N8 MNN:::EHV: | 0.07452 | Yes
GEN-2024-034 | 01 NORTH | G01 29SP | 601050 HELENA 3 345 601072 SHEAS LK3 345 1 | P23:345:XEL:8N8 MNN:::EHV: | 0.07514 | Yes
GEN-2024-034 | 01 NORTH | G01 29SP | 601067 BISON 3 345 658049 ALXLNRCTRT 345 1 | P23:345:XEL:8N8 MNN:::EHV: | 0.09418 | Yes
GEN-2024-034 | 01 NORTH | G01 29SP | 658047 ALEXMRES3 345 658049 ALXLNRCTRT 345 Z1 | P23:345:XEL:8N8 MNN:::EHV: | 0.09418 | Yes
GEN-2024-034 | 01 NORTH | G01 29SP | 613060 BYRON 3 345 615306 GRE-PL VLLY3 345 1 | P23:345:XEL:8N8 MNN:::EHV: | 0.06434 | Yes
GEN-2024-034 | 01 NORTH | G01 29SP | 601039 NROC 3 345 613060 BYRON 3 345 1 | P23:345:XEL:8N8 MNN:::EHV: | 0.06582 | Yes
GEN-2024-034 | 01 NORTH | G01 29SP | 615664 GRE-RIVERVW3 345 658047 ALEXMRES3 345 1 | P23:345:XEL:8N8 MNN:::EHV: | 0.0548 | Yes
GEN-2024-034 | 01 NORTH | G01 29SP | 601004 WILMART3 345 631193 HUNTLEY3 345 1 | P23:345:XEL:8N8 MNN:::EHV: | 0.06504 | Yes
GEN-2024-034 | 01 NORTH | G01 29SP | 601047 QUARRY 3 345 615664 GRE-RIVERVW3 345 1 | P23:345:XEL:8N8 MNN:::EHV: | 0.05439 | Yes
GEN-2024-034 | 01 NORTH | G01 29SP | 601008 BG OAKS3 345 658047 ALEXMRES3 345 1 | P23:345:XEL:8N8 MNN:::EHV: | 0.05818 | Yes
GEN-2024-034 | 01 NORTH | G01 29SP | 601004 WILMART3 345 601072 SHEAS LK3 345 1 | P23:345:XEL:8P2 KING:::EHV: | 0.07375 | Yes
GEN-2024-034 | 01 NORTH | G01 29SP | 601014 AS KING3 345 601021 KOLMNLK3 345 1 | P23:345:XEL:8P3 KING:::EHV: | 0.05607 | Yes
GEN-2024-034 | 01 NORTH | G01 29SP | 601004 WILMART3 345 631193 HUNTLEY3 345 1 | P23:345:XEL:8S23 WLM:::EHV: | 0.07372 | Yes
GEN-2024-034 | 01 NORTH | G01 29SP | 601003 PR ISLD3 345 601039 NROC 3 345 1 | P23:345:XEL:8S50 HMP:::EHV: | 0.06221 | Yes
GEN-2024-034 | 01 NORTH | G01 29SP | 601048 LYON CO 3 345 631138 LAKEFLD3 345 1 | P23:345:XEL:8S67 HNA:::EHV: | 0.09745 | Yes
GEN-2024-034 | 01 NORTH | G01 29SP | 601048 LYON CO 3 345 631138 LAKEFLD3 345 1 | P23:345:XEL:8S68 HNA:::EHV: | 0.09745 | Yes
GEN-2024-034 | 01 NORTH | G01 29SP | 601048 LYON CO 3 345 631138 LAKEFLD3 345 1 | P23:345:XEL:8S70 HNA:::EHV: | 0.09748 | Yes
GEN-2024-034 | 01 NORTH | G01 29SP | 601014 AS KING3 345 601028 EAU CL 3 345 1 | P23:345:XEL:8S85 NRH:::EHV: | 0.05888 | Yes
GEN-2024-034 | 01 NORTH | G01 29SP | 601039 NROC 3 345 601051 HMPT CNR3 345 1 | P23:345:XEL:8S85 NRH:::EHV: | 0.08589 | Yes
GEN-2024-034 | 01 NORTH | G01 29SP | 601014 AS KING3 345 601028 EAU CL 3 345 1 | P23:345:XEL:8S98 NRH:::EHV: | 0.05802 | Yes
GEN-2024-034 | 01 NORTH | G01 29SP | 601039 NROC 3 345 601051 HMPT CNR3 345 1 | P23:345:XEL:8S98 NRH:::EHV: | 0.07314 | Yes
GEN-2024-034 | 01 NORTH | G01 29SP | 620329 WAHPETN4 230 658109 FERGSFL4 230 1 | P23:345:XEL:8X37 BOK:::EHV: | 0.08334 | Yes
GEN-2024-034 | 01 NORTH | G01 29SP | 620314 BIGSTON4 230 655465 BLAIR-ER4 230 1 | P23:345:XEL:8X37 BOK:::EHV: | 0.14024 | Yes
GEN-2024-034 | 01 NORTH | G01 29SP | 615637 GRE-SILVRLK4 230 658109 FERGSFL4 230 1 | P23:345:XEL:8X37 BOK:::EHV: | 0.062 | Yes
GEN-2024-034 | 01 NORTH | G01 29SP | 620327 HANKSON4 230 620829 WAHPETON XF4 230 1 | P23:345:XEL:8X37 BOK:::EHV: | 0.13063 | Yes
GEN-2024-034 | 01 NORTH | G01 29SP | 615637 GRE-SILVRLK4 230 615902 GRE-HENNING4 230 1 | P23:345:XEL:8X37 BOK:::EHV: | 0.062 | Yes
GEN-2024-034 | 01 NORTH | G01 29SP | 601005 ELM CRK3 345 601022 PARKERS3 345 1 | P23:345:XEL:8X37 BOK:::EHV: | 0.08496 | Yes
GEN-2024-034 | 01 NORTH | G01 29SP | 615300 GRE-INMAN 4 230 615902 GRE-HENNING4 230 1 | P23:345:XEL:8X37 BOK:::EHV: | 0.062 | Yes
GEN-2024-034 | 01 NORTH | G01 29SP | 620329 WAHPETN4 230 620829 WAHPETON XF4 230 Z | P23:345:XEL:8X37 BOK:::EHV: | 0.13056 | Yes
GEN-2024-034 | 01 NORTH | G01 29SP | 620263 FORMN 7 115 652438 FORMAN 7 115 1 | P23:345:XEL:8X37 BOK:::EHV: | 0.7452 | Yes
GEN-2024-034 | 01 NORTH | G01 29SP | 615300 GRE-INMAN 4 230 615566 GRE-WINGRIV4 230 1 | P23:345:XEL:8X37 BOK:::EHV: | 0.05088 | Yes
GEN-2024-034 | 01 NORTH | G01 29SP | 620314 BIGSTON4 230 620325 BROWNSV4 230 1 | P23:345:XEL:8X37 BOK:::EHV: | 0.0653 | Yes
GEN-2024-034 | 01 NORTH | G01 29SP | 601022 PARKERS3 345 601025 EDEN PR3 345 1 | P23:345:XEL:8X37 BOK:::EHV: | 0.05415 | Yes
GEN-2024-034 | 01 NORTH | G01 29SP | 602006 SHEYNNE4 230 657754 MAPLE R4 230 1 | P23:345:XEL:8X37 BOK:::EHV: | 0.05706 | Yes
GEN-2024-034 | 01 NORTH | G01 29SP | 601067 BISON 3 345 620361 MAPLE R3 345 1 | P23:345:XEL:8X37 BOK:::EHV: | 0.05551 | Yes
GEN-2024-034 | 01 NORTH | G01 29SP | 620325 BROWNSV4 230 620328 NEW EFFNGTN4 230 1 | P23:345:XEL:8X37 BOK:::EHV: | 0.0644 | Yes
GEN-2024-034 | 01 NORTH | G01 29SP | 620327 HANKSON4 230 620328 NEW EFFNGTN4 230 1 | P23:345:XEL:8X37 BOK:::EHV: | 0.0644 | Yes
GEN-2024-034 | 01 NORTH | G01 29SP | 601015 BLUE LK3 345 601022 PARKERS3 345 1 | P23:345:XEL:8X37 BOK:::EHV: | 0.05404 | Yes
GEN-2024-034 | 01 NORTH | G01 29SP | 620417 BSSOUTH3 345 620427 HANKINSON 3 345 1 | P23:345:XEL:8X37 BOK:::EHV: | 0.09862 | Yes
GEN-2024-034 | 01 NORTH | G01 29SP | 620363 FORMAN 4 230 996380 620:FORMAN 2 115 2 | P23:345:XEL:8X37 BOK:::EHV: | 0.7452 | Yes
GEN-2024-034 | 01 NORTH | G01 29SP | 620263 FORMN 7 115 996380 620:FORMAN 2 115 2 | P23:345:XEL:8X37 BOK:::EHV: | 0.7452 | Yes
GEN-2024-034 | 01 NORTH | G01 29SP | 601067 BISON 3 345 658049 ALXLNRCTRT 345 1 | P23:345:XEL:8X37 BOK:::EHV: | 0.11568 | Yes
GEN-2024-034 | 01 NORTH | G01 29SP | 658047 ALEXMRES3 345 658049 ALXLNRCTRT 345 Z1 | P23:345:XEL:8X37 BOK:::EHV: | 0.11568 | Yes
GEN-2024-034 | 01 NORTH | G01 29SP | 620427 HANKINSON 3 345 996372 620:HANKINSO 230 2 | P23:345:XEL:8X37 BOK:::EHV: | 0.12501 | Yes
GEN-2024-034 | 01 NORTH | G01 29SP | 620427 HANKINSON 3 345 996373 620:HANKINSO 230 1 | P23:345:XEL:8X37 BOK:::EHV: | 0.12501 | Yes
GEN-2024-034 | 01 NORTH | G01 29SP | 620327 HANKSON4 230 996373 620:HANKINSO 230 1 | P23:345:XEL:8X37 BOK:::EHV: | 0.12501 | Yes
GEN-2024-034 | 01 NORTH | G01 29SP | 620327 HANKSON4 230 996372 620:HANKINSO 230 2 | P23:345:XEL:8X37 BOK:::EHV: | 0.12501 | Yes
GEN-2024-034 | 01 NORTH | G01 29SP | 620314 BIGSTON4 230 620322 BSSOUTH4 230 2 | P23:345:XEL:8X37 BOK:::EHV: | 0.06125 | Yes
GEN-2024-034 | 01 NORTH | G01 29SP | 620314 BIGSTON4 230 620322 BSSOUTH4 230 1 | P23:345:XEL:8X37 BOK:::EHV: | 0.05659 | Yes
GEN-2024-034 | 01 NORTH | G01 29SP | 601067 BISON 3 345 620427 HANKINSON 3 345 1 | P23:345:XEL:8X37 BOK:::EHV: | 0.15141 | Yes
GEN-2024-034 | 01 NORTH | G01 29SP | 615664 GRE-RIVERVW3 345 658047 ALEXMRES3 345 1 | P23:345:XEL:8X37 BOK:::EHV: | 0.06763 | Yes
GEN-2024-034 | 01 NORTH | G01 29SP | 601047 QUARRY 3 345 615664 GRE-RIVERVW3 345 1 | P23:345:XEL:8X37 BOK:::EHV: | 0.06696 | Yes
GEN-2024-034 | 01 NORTH | G01 29SP | 601048 LYON CO 3 345 631138 LAKEFLD3 345 1 | P23:345:XEL:BKR:GRE_CEDARM:302JB4:EHV: | 0.09943 | Yes
GEN-2024-034 | 01 NORTH | G01 29SP | 601050 HELENA 3 345 601072 SHEAS LK3 345 1 | P23:345:XEL:BKR:GRE_CEDARM:302JB7:EHV: | 0.06875 | Yes
GEN-2024-034 | 01 NORTH | G01 29SP | 601048 LYON CO 3 345 631138 LAKEFLD3 345 1 | P23:345:XEL:BKR:GRE_CEDARM:302JB7:EHV: | 0.09947 | Yes
GEN-2024-034 | 01 NORTH | G01 29SP | 601004 WILMART3 345 631193 HUNTLEY3 345 1 | P23:345:XEL:CRANDAL3:8S102 FIELDON RAS OFF::EHV: | 0.07372 | Yes
GEN-2024-034 | 01 NORTH | G01 29SP | 601003 PR ISLD3 345 601039 NROC 3 345 1 | P23:345:XEL:FUTURE 8S49 HMP:::EHV: | 0.08428 | Yes
GEN-2024-034 | 01 NORTH | G01 29SP | 601014 AS KING3 345 601028 EAU CL 3 345 1 | P23:345:XEL:FUTURE 8S84 NRH:::EHV: | 0.05632 | Yes
GEN-2024-034 | 01 NORTH | G01 29SP | 601003 PR ISLD3 345 601039 NROC 3 345 1 | P23:345:XEL:FUTURE 8S84 NRH:::EHV: | 0.0918 | Yes
GEN-2024-034 | 01 NORTH | G01 29SP | 601014 AS KING3 345 601021 KOLMNLK3 345 1 | P23:345:XEL:FUTURE 8S84 NRH:::EHV: | 0.05498 | Yes
GEN-2024-034 | 01 NORTH | G01 29SP | 601006 SPLT RK3 345 652536 WHITE-SRX3 345 1 | P23:345:XEL:HAWKSNEST3:8N82::EHV: | 0.12353 | Yes
GEN-2024-034 | 01 NORTH | G01 29SP | 601048 LYON CO 3 345 601087 STEEP BK LK3 345 2 | P23:345:XEL:HAWKSNEST3:8N82::EHV: | 0.07702 | Yes
GEN-2024-034 | 01 NORTH | G01 29SP | 601031 BRKNGCO3 345 601087 STEEP BK LK3 345 2 | P23:345:XEL:HAWKSNEST3:8N82::EHV: | 0.07702 | Yes
GEN-2024-034 | 01 NORTH | G01 29SP | 601031 BRKNGCO3 345 601077 HAWKSNEST 3 345 1 | P23:345:XEL:HAWKSNEST3:8N85::EHV: | 0.05087 | Yes
GEN-2024-034 | 01 NORTH | G01 29SP | 601048 LYON CO 3 345 631138 LAKEFLD3 345 1 | P23:345:XEL:HELENA3:8S68::EHV: | 0.09745 | Yes
GEN-2024-034 | 01 NORTH | G01 29SP | 620329 WAHPETN4 230 658109 FERGSFL4 230 1 | P23:345:XEL:LYONCO3:8N60::EHV: | 0.07053 | Yes
GEN-2024-034 | 01 NORTH | G01 29SP | 615637 GRE-SILVRLK4 230 658109 FERGSFL4 230 1 | P23:345:XEL:LYONCO3:8N60::EHV: | 0.05231 | Yes
GEN-2024-034 | 01 NORTH | G01 29SP | 601005 ELM CRK3 345 601022 PARKERS3 345 1 | P23:345:XEL:LYONCO3:8N60::EHV: | 0.07177 | Yes
GEN-2024-034 | 01 NORTH | G01 29SP | 615637 GRE-SILVRLK4 230 615902 GRE-HENNING4 230 1 | P23:345:XEL:LYONCO3:8N60::EHV: | 0.05231 | Yes
GEN-2024-034 | 01 NORTH | G01 29SP | 620327 HANKSON4 230 620829 WAHPETON XF4 230 1 | P23:345:XEL:LYONCO3:8N60::EHV: | 0.10996 | Yes
GEN-2024-034 | 01 NORTH | G01 29SP | 615300 GRE-INMAN 4 230 615902 GRE-HENNING4 230 1 | P23:345:XEL:LYONCO3:8N60::EHV: | 0.05231 | Yes
GEN-2024-034 | 01 NORTH | G01 29SP | 601006 SPLT RK3 345 652536 WHITE-SRX3 345 1 | P23:345:XEL:LYONCO3:8N60::EHV: | 0.12179 | Yes
GEN-2024-034 | 01 NORTH | G01 29SP | 620329 WAHPETN4 230 620829 WAHPETON XF4 230 Z | P23:345:XEL:LYONCO3:8N60::EHV: | 0.10989 | Yes
GEN-2024-034 | 01 NORTH | G01 29SP | 620314 BIGSTON4 230 620325 BROWNSV4 230 1 | P23:345:XEL:LYONCO3:8N60::EHV: | 0.07443 | Yes
GEN-2024-034 | 01 NORTH | G01 29SP | 601006 SPLT RK3 345 652864 SIOUXCY-LNX3 345 1 | P23:345:XEL:LYONCO3:8N60::EHV: | 0.09836 | Yes
GEN-2024-034 | 01 NORTH | G01 29SP | 601004 WILMART3 345 601072 SHEAS LK3 345 1 | P23:345:XEL:LYONCO3:8N60::EHV: | 0.06047 | Yes
GEN-2024-034 | 01 NORTH | G01 29SP | 620325 BROWNSV4 230 620328 NEW EFFNGTN4 230 1 | P23:345:XEL:LYONCO3:8N60::EHV: | 0.07219 | Yes
GEN-2024-034 | 01 NORTH | G01 29SP | 601050 HELENA 3 345 601072 SHEAS LK3 345 1 | P23:345:XEL:LYONCO3:8N60::EHV: | 0.06076 | Yes
GEN-2024-034 | 01 NORTH | G01 29SP | 601001 FORBES 2 500 601017 CHIS-N 2 500 1 | P23:345:XEL:LYONCO3:8N60::EHV: | 0.05342 | Yes
GEN-2024-034 | 01 NORTH | G01 29SP | 601048 LYON CO 3 345 631138 LAKEFLD3 345 1 | P23:345:XEL:LYONCO3:8N60::EHV: | 0.1095 | Yes
GEN-2024-034 | 01 NORTH | G01 29SP | 601016 CHIS CO2 500 601017 CHIS-N 2 500 1 | P23:345:XEL:LYONCO3:8N60::EHV: | 0.05342 | Yes
GEN-2024-034 | 01 NORTH | G01 29SP | 620327 HANKSON4 230 620328 NEW EFFNGTN4 230 1 | P23:345:XEL:LYONCO3:8N60::EHV: | 0.07219 | Yes
GEN-2024-034 | 01 NORTH | G01 29SP | 601067 BISON 3 345 658049 ALXLNRCTRT 345 1 | P23:345:XEL:LYONCO3:8N60::EHV: | 0.09727 | Yes
GEN-2024-034 | 01 NORTH | G01 29SP | 658047 ALEXMRES3 345 658049 ALXLNRCTRT 345 Z1 | P23:345:XEL:LYONCO3:8N60::EHV: | 0.09727 | Yes
GEN-2024-034 | 01 NORTH | G01 29SP | 620417 BSSOUTH3 345 620427 HANKINSON 3 345 1 | P23:345:XEL:LYONCO3:8N60::EHV: | 0.1543 | Yes
GEN-2024-034 | 01 NORTH | G01 29SP | 601004 WILMART3 345 631193 HUNTLEY3 345 1 | P23:345:XEL:LYONCO3:8N60::EHV: | 0.05694 | Yes
GEN-2024-034 | 01 NORTH | G01 29SP | 601067 BISON 3 345 620427 HANKINSON 3 345 1 | P23:345:XEL:LYONCO3:8N60::EHV: | 0.11889 | Yes
GEN-2024-034 | 01 NORTH | G01 29SP | 601006 SPLT RK3 345 652536 WHITE-SRX3 345 1 | P23:345:XEL:LYONCO3:8N63::EHV: | 0.12424 | Yes
GEN-2024-034 | 01 NORTH | G01 29SP | 601048 LYON CO 3 345 601087 STEEP BK LK3 345 2 | P23:345:XEL:LYONCO3:8N63::EHV: | 0.07485 | Yes
GEN-2024-034 | 01 NORTH | G01 29SP | 601031 BRKNGCO3 345 601087 STEEP BK LK3 345 2 | P23:345:XEL:LYONCO3:8N63::EHV: | 0.07485 | Yes
GEN-2024-034 | 01 NORTH | G01 29SP | 601014 AS KING3 345 601021 KOLMNLK3 345 1 | P23:345:XEL:PARKERS3:8M15:AS:EHV: | 0.06493 | Yes
GEN-2024-034 | 01 NORTH | G01 29SP | 601001 FORBES 2 500 601017 CHIS-N 2 500 1 | P23:345:XEL:PRISLD3:8H14::EHV: | 0.05037 | Yes
GEN-2024-034 | 01 NORTH | G01 29SP | 601016 CHIS CO2 500 601017 CHIS-N 2 500 1 | P23:345:XEL:PRISLD3:8H14::EHV: | 0.05037 | Yes
GEN-2024-034 | 01 NORTH | G01 29SP | 601004 WILMART3 345 601072 SHEAS LK3 345 1 | P23:345:XEL:PRISLD3:8H14::EHV: | 0.07563 | Yes
GEN-2024-034 | 01 NORTH | G01 29SP | 601050 HELENA 3 345 601072 SHEAS LK3 345 1 | P23:345:XEL:PRISLD3:8H14::EHV: | 0.0763 | Yes
GEN-2024-034 | 01 NORTH | G01 29SP | 613060 BYRON 3 345 615306 GRE-PL VLLY3 345 1 | P23:345:XEL:PRISLD3:8H14::EHV: | 0.06406 | Yes
GEN-2024-034 | 01 NORTH | G01 29SP | 601039 NROC 3 345 613060 BYRON 3 345 1 | P23:345:XEL:PRISLD3:8H14::EHV: | 0.0655 | Yes
GEN-2024-034 | 01 NORTH | G01 29SP | 601004 WILMART3 345 601072 SHEAS LK3 345 1 | P23:345:XEL:PRISLD3:8H17::EHV: | 0.07457 | Yes
GEN-2024-034 | 01 NORTH | G01 29SP | 601050 HELENA 3 345 601072 SHEAS LK3 345 1 | P23:345:XEL:PRISLD3:8H17::EHV: | 0.07516 | Yes
GEN-2024-034 | 01 NORTH | G01 29SP | 613060 BYRON 3 345 615306 GRE-PL VLLY3 345 1 | P23:345:XEL:PRISLD3:8H17::EHV: | 0.06368 | Yes
GEN-2024-034 | 01 NORTH | G01 29SP | 601039 NROC 3 345 613060 BYRON 3 345 1 | P23:345:XEL:PRISLD3:8H17::EHV: | 0.06504 | Yes
GEN-2024-034 | 01 NORTH | G01 29SP | 601003 PR ISLD3 345 601039 NROC 3 345 1 | P23:345:XEL:REDROCK3:8P24::EHV: | 0.06134 | Yes
GEN-2024-034 | 01 NORTH | G01 29SP | 601005 ELM CRK3 345 601022 PARKERS3 345 1 | P23:345:XEL:SPS 8S71 HNA:::EHV: | 0.06188 | Yes
GEN-2024-034 | 01 NORTH | G01 29SP | 601031 BRKNGCO3 345 601087 STEEP BK LK3 345 2 | P23:345:XEL:STEEPBKLK3:BKR1::EHV: | 0.05102 | Yes
GEN-2024-034 | 01 NORTH | G01 29SP | 601031 BRKNGCO3 345 601087 STEEP BK LK3 345 2 | P23:345:XEL:STEEPBKLK3:BKR2::EHV: | 0.05102 | Yes
GEN-2024-034 | 01 NORTH | G01 29SP | 601004 WILMART3 345 631193 HUNTLEY3 345 1 | P23:345:XEL:WILMART3:8S23::EHV: | 0.07372 | Yes
GEN-2024-034 | 01 NORTH | G01 29SP | 601003 PR ISLD3 345 601039 NROC 3 345 1 | P23:345:XEL-GRE:FUTURE 8S46 HMP:::EHV: | 0.09397 | Yes
GEN-2024-034 | 01 NORTH | G01 29SP | 601050 HELENA 3 345 601055 SCOTTCO3 345 1 | P23:345:XEL-GRE:FUTURE 8S46 HMP:::EHV: | 0.05718 | Yes
GEN-2024-034 | 01 NORTH | G01 29SP | 601014 AS KING3 345 601028 EAU CL 3 345 1 | P23:345:XEL-SMMPA:8H8 PRI AS:::EHV: | 0.05815 | Yes
GEN-2024-034 | 01 NORTH | G01 29SP | 601039 NROC 3 345 601051 HMPT CNR3 345 1 | P23:345:XEL-SMMPA:8H8 PRI AS:::EHV: | 0.08743 | Yes
GEN-2024-034 | 01 NORTH | G01 29SP | 601014 AS KING3 345 601021 KOLMNLK3 345 1 | P23:500:XEL:CHISCO3:8P36::EHV: | 0.07017 | Yes
GEN-2024-034 | 01 NORTH | G01 29SP | 601067 BISON 3 345 658049 ALXLNRCTRT 345 1 | P23:500:XEL:CHISCO3:9P1::EHV: | 0.09822 | Yes
GEN-2024-034 | 01 NORTH | G01 29SP | 658047 ALEXMRES3 345 658049 ALXLNRCTRT 345 Z1 | P23:500:XEL:CHISCO3:9P1::EHV: | 0.09822 | Yes
GEN-2024-034 | 01 NORTH | G01 29SP | 601067 BISON 3 345 658049 ALXLNRCTRT 345 1 | P23:500:XEL:CHISCO3:9P20::EHV: | 0.09822 | Yes
GEN-2024-034 | 01 NORTH | G01 29SP | 658047 ALEXMRES3 345 658049 ALXLNRCTRT 345 Z1 | P23:500:XEL:CHISCO3:9P20::EHV: | 0.09822 | Yes
GEN-2024-034 | 01 NORTH | G01 29SP | 615664 GRE-RIVERVW3 345 658047 ALEXMRES3 345 1 | P23:500:XEL:CHISCO3:9P20::EHV: | 0.05761 | Yes
GEN-2024-034 | 01 NORTH | G01 29SP | 601047 QUARRY 3 345 615664 GRE-RIVERVW3 345 1 | P23:500:XEL:CHISCO3:9P20::EHV: | 0.05739 | Yes
GEN-2024-034 | 01 NORTH | G01 29SP | 601008 BG OAKS3 345 658047 ALEXMRES3 345 1 | P23:500:XEL:CHISCO3:9P20::EHV: | 0.06176 | Yes
GEN-2024-034 | 01 NORTH | G01 29SP | 661093 MERRCRT4 230 661094 WISHEK 4 230 1 | P42:345:MDU:ELLENDALE345:JAMESTOWN:EL5: | 0.09799 | Yes
GEN-2024-034 | 01 NORTH | G01 29SP | 661091 NAPOLEON SW4 230 661094 WISHEK 4 230 1 | P42:345:MDU:ELLENDALE345:JAMESTOWN:EL5: | 0.09799 | Yes
GEN-2024-034 | 01 NORTH | G01 29SP | 661093 MERRCRT4 230 661096 TTANKANORTH4 230 1 | P42:345:MDU:ELLENDALE345:JAMESTOWN:EL5: | 0.05253 | Yes
GEN-2024-034 | 01 NORTH | G01 29SP | 661092 FOXTAIL 4 230 661098 ELLENDL345 4 230 1 | P42:345:MDU:ELLENDALE345:JAMESTOWN:EL5: | 0.05253 | Yes
GEN-2024-034 | 01 NORTH | G01 29SP | 661092 FOXTAIL 4 230 661096 TTANKANORTH4 230 1 | P42:345:MDU:ELLENDALE345:JAMESTOWN:EL5: | 0.05253 | Yes
GEN-2024-034 | 01 NORTH | G01 29SP | 661098 ELLENDL345 4 230 995801 661:ELLENDL 230 1 | P42:345:MDU:ELLENDALE345:JAMESTOWN:EL5: | 0.12311 | Yes
GEN-2024-034 | 01 NORTH | G01 29SP | 661053 MANDAN 4 230 661091 NAPOLEON SW4 230 1 | P42:345:MDU:ELLENDALE345:JAMESTOWN:EL5: | 0.09799 | Yes
GEN-2024-034 | 01 NORTH | G01 29SP | 661098 ELLENDL345 4 230 995801 661:ELLENDL 230 1 | P42:345:UMZB:# 7113 #:: CKE IN SD. CKE-WT2 BRANCH FAULT & CKE 192 STUCK BKR:EHV: | 0.1814 | Yes
GEN-2024-034 | 01 NORTH | G01 29SP | 620416 TWIN BRKS 3 345 620417 BSSOUTH3 345 1 | P42:345:UMZB:# 7113 #:: CKE IN SD. CKE-WT2 BRANCH FAULT & CKE 192 STUCK BKR:EHV: | 0.08135 | Yes
GEN-2024-034 | 01 NORTH | G01 29SP | 661097 ELLENDL345 3 345 661950 ELN345SHNT 3 345 Z | P42:345:UMZB:# 7113 #:: CKE IN SD. CKE-WT2 BRANCH FAULT & CKE 192 STUCK BKR:EHV: | 0.08135 | Yes
GEN-2024-034 | 01 NORTH | G01 29SP | 620416 TWIN BRKS 3 345 661950 ELN345SHNT 3 345 1 | P42:345:UMZB:# 7113 #:: CKE IN SD. CKE-WT2 BRANCH FAULT & CKE 192 STUCK BKR:EHV: | 0.08135 | Yes
GEN-2024-034 | 01 NORTH | G01 29SP | 601031 BRKNGCO3 345 620483 ASTORIA 3 345 1 | P42:345:UMZB:# 7114 #:: CKE IN SD. CKE-WT2 BRANCH FAULT & CKE 292 STUCK BKR:EHV: | 0.21032 | Yes
GEN-2024-034 | 01 NORTH | G01 29SP | 661098 ELLENDL345 4 230 995801 661:ELLENDL 230 1 | P42:345:UMZB:# 7114 #:: CKE IN SD. CKE-WT2 BRANCH FAULT & CKE 292 STUCK BKR:EHV: | 0.1814 | Yes
GEN-2024-034 | 01 NORTH | G01 29SP | 620416 TWIN BRKS 3 345 620417 BSSOUTH3 345 1 | P42:345:UMZB:# 7114 #:: CKE IN SD. CKE-WT2 BRANCH FAULT & CKE 292 STUCK BKR:EHV: | 0.08135 | Yes
GEN-2024-034 | 01 NORTH | G01 29SP | 620327 HANKSON4 230 620363 FORMAN 4 230 1 | P42:345:UMZB:# 7114 #:: CKE IN SD. CKE-WT2 BRANCH FAULT & CKE 292 STUCK BKR:EHV: | 0.45738 | Yes
GEN-2024-034 | 01 NORTH | G01 29SP | 661097 ELLENDL345 3 345 661950 ELN345SHNT 3 345 Z | P42:345:UMZB:# 7114 #:: CKE IN SD. CKE-WT2 BRANCH FAULT & CKE 292 STUCK BKR:EHV: | 0.08135 | Yes
GEN-2024-034 | 01 NORTH | G01 29SP | 620416 TWIN BRKS 3 345 661950 ELN345SHNT 3 345 1 | P42:345:UMZB:# 7114 #:: CKE IN SD. CKE-WT2 BRANCH FAULT & CKE 292 STUCK BKR:EHV: | 0.08135 | Yes
GEN-2024-034 | 01 NORTH | G01 29SP | 601031 BRKNGCO3 345 620483 ASTORIA 3 345 1 | P42:345:UMZB:# 7115 #:: CKE IN SD. CKE-GRT BRANCH FAULT & CKE 292 STUCK BKR:EHV: | 0.21032 | Yes
GEN-2024-034 | 01 NORTH | G01 29SP | 661098 ELLENDL345 4 230 995801 661:ELLENDL 230 1 | P42:345:UMZB:# 7115 #:: CKE IN SD. CKE-GRT BRANCH FAULT & CKE 292 STUCK BKR:EHV: | 0.1814 | Yes
GEN-2024-034 | 01 NORTH | G01 29SP | 620416 TWIN BRKS 3 345 620417 BSSOUTH3 345 1 | P42:345:UMZB:# 7115 #:: CKE IN SD. CKE-GRT BRANCH FAULT & CKE 292 STUCK BKR:EHV: | 0.08135 | Yes
GEN-2024-034 | 01 NORTH | G01 29SP | 661097 ELLENDL345 3 345 661950 ELN345SHNT 3 345 Z | P42:345:UMZB:# 7115 #:: CKE IN SD. CKE-GRT BRANCH FAULT & CKE 292 STUCK BKR:EHV: | 0.08135 | Yes
GEN-2024-034 | 01 NORTH | G01 29SP | 620314 BIGSTON4 230 655465 BLAIR-ER4 230 1 | P42:345:UMZB:# 7116 #:: CKE IN SD. CKE-GRT BRANCH FAULT & CKE 392 STUCK BKR:EHV: | 0.0809 | Yes
GEN-2024-034 | 01 NORTH | G01 29SP | 601031 BRKNGCO3 345 620483 ASTORIA 3 345 1 | P42:345:UMZB:# 7116 #:: CKE IN SD. CKE-GRT BRANCH FAULT & CKE 392 STUCK BKR:EHV: | 0.21032 | Yes
GEN-2024-034 | 01 NORTH | G01 29SP | 661098 ELLENDL345 4 230 995801 661:ELLENDL 230 1 | P42:345:UMZB:# 7116 #:: CKE IN SD. CKE-GRT BRANCH FAULT & CKE 392 STUCK BKR:EHV: | 0.1814 | Yes
GEN-2024-034 | 01 NORTH | G01 29SP | 620416 TWIN BRKS 3 345 620417 BSSOUTH3 345 1 | P42:345:UMZB:# 7116 #:: CKE IN SD. CKE-GRT BRANCH FAULT & CKE 392 STUCK BKR:EHV: | 0.08135 | Yes
GEN-2024-034 | 01 NORTH | G01 29SP | 620327 HANKSON4 230 620363 FORMAN 4 230 1 | P42:345:UMZB:# 7116 #:: CKE IN SD. CKE-GRT BRANCH FAULT & CKE 392 STUCK BKR:EHV: | 0.45738 | Yes
GEN-2024-034 | 01 NORTH | G01 29SP | 661097 ELLENDL345 3 345 661950 ELN345SHNT 3 345 Z | P42:345:UMZB:# 7116 #:: CKE IN SD. CKE-GRT BRANCH FAULT & CKE 392 STUCK BKR:EHV: | 0.08135 | Yes
GEN-2024-034 | 01 NORTH | G01 29SP | 620416 TWIN BRKS 3 345 661950 ELN345SHNT 3 345 1 | P42:345:UMZB:# 7116 #:: CKE IN SD. CKE-GRT BRANCH FAULT & CKE 392 STUCK BKR:EHV: | 0.08135 | Yes
GEN-2024-034 | 01 NORTH | G01 29SP | 601031 BRKNGCO3 345 620483 ASTORIA 3 345 1 | P42:345:UMZB:# 7117 #:: CKE IN SD. CKE-CKW BRANCH FAULT & CKE 192 STUCK BKR:EHV: | 0.21032 | Yes
GEN-2024-034 | 01 NORTH | G01 29SP | 661098 ELLENDL345 4 230 995801 661:ELLENDL 230 1 | P42:345:UMZB:# 7117 #:: CKE IN SD. CKE-CKW BRANCH FAULT & CKE 192 STUCK BKR:EHV: | 0.1814 | Yes
GEN-2024-034 | 01 NORTH | G01 29SP | 620416 TWIN BRKS 3 345 620417 BSSOUTH3 345 1 | P42:345:UMZB:# 7117 #:: CKE IN SD. CKE-CKW BRANCH FAULT & CKE 192 STUCK BKR:EHV: | 0.08135 | Yes
GEN-2024-034 | 01 NORTH | G01 29SP | 620480 DEUEL CO 3 345 620483 ASTORIA 3 345 1 | P42:345:UMZB:# 7117 #:: CKE IN SD. CKE-CKW BRANCH FAULT & CKE 192 STUCK BKR:EHV: | 0.2083 | Yes
GEN-2024-034 | 01 NORTH | G01 29SP | 661097 ELLENDL345 3 345 661950 ELN345SHNT 3 345 Z | P42:345:UMZB:# 7117 #:: CKE IN SD. CKE-CKW BRANCH FAULT & CKE 192 STUCK BKR:EHV: | 0.08135 | Yes
GEN-2024-034 | 01 NORTH | G01 29SP | 620416 TWIN BRKS 3 345 661950 ELN345SHNT 3 345 1 | P42:345:UMZB:# 7117 #:: CKE IN SD. CKE-CKW BRANCH FAULT & CKE 192 STUCK BKR:EHV: | 0.08135 | Yes
GEN-2024-034 | 01 NORTH | G01 29SP | 620314 BIGSTON4 230 655465 BLAIR-ER4 230 1 | P42:345:UMZB:# 7118 #:: CKE IN SD. CKE-CKW BRANCH FAULT & CKE 392 STUCK BKR:EHV: | 0.0809 | Yes
GEN-2024-034 | 01 NORTH | G01 29SP | 601031 BRKNGCO3 345 620483 ASTORIA 3 345 1 | P42:345:UMZB:# 7118 #:: CKE IN SD. CKE-CKW BRANCH FAULT & CKE 392 STUCK BKR:EHV: | 0.21032 | Yes
GEN-2024-034 | 01 NORTH | G01 29SP | 661098 ELLENDL345 4 230 995801 661:ELLENDL 230 1 | P42:345:UMZB:# 7118 #:: CKE IN SD. CKE-CKW BRANCH FAULT & CKE 392 STUCK BKR:EHV: | 0.1814 | Yes
GEN-2024-034 | 01 NORTH | G01 29SP | 620416 TWIN BRKS 3 345 620417 BSSOUTH3 345 1 | P42:345:UMZB:# 7118 #:: CKE IN SD. CKE-CKW BRANCH FAULT & CKE 392 STUCK BKR:EHV: | 0.08135 | Yes
GEN-2024-034 | 01 NORTH | G01 29SP | 620416 TWIN BRKS 3 345 661950 ELN345SHNT 3 345 1 | P42:345:UMZB:# 7118 #:: CKE IN SD. CKE-CKW BRANCH FAULT & CKE 392 STUCK BKR:EHV: | 0.08135 | Yes
GEN-2024-034 | 01 NORTH | G01 29SP | 601006 SPLT RK3 345 652864 SIOUXCY-LNX3 345 1 | P51:22:KCPL:LACYGNE7:::EHV: | 0.09442 | Yes
GEN-2024-034 | 01 NORTH | G01 29SP | 601067 BISON 3 345 658049 ALXLNRCTRT 345 1 | P54:500:XEL:CHI | 0.09822 | Yes
GEN-2024-034 | 01 NORTH | G01 29SP | 658047 ALEXMRES3 345 658049 ALXLNRCTRT 345 Z1 | P54:500:XEL:CHI | 0.09822 | Yes
GEN-2024-034 | 01 NORTH | G01 29SP | 615664 GRE-RIVERVW3 345 658047 ALEXMRES3 345 1 | P54:500:XEL:CHI | 0.05761 | Yes
GEN-2024-034 | 01 NORTH | G01 29SP | 601047 QUARRY 3 345 615664 GRE-RIVERVW3 345 1 | P54:500:XEL:CHI | 0.05739 | Yes
GEN-2024-034 | 01 NORTH | G01 29SP | 601008 BG OAKS3 345 658047 ALEXMRES3 345 1 | P54:500:XEL:CHI | 0.06176 | Yes
GEN-2024-034 | 01 NORTH | G01 29SP | 635600 GRIMES 3 345 636003 BEAVER CRK 3 345 1 | P55:345:MEC:ARBOR HILL | 0.05782 | Yes
GEN-2024-034 | 01 NORTH | G01 29SP | 635018 NORTHBORO 3 345 635570 ORIENT 3 345 1 | P55:345:MEC:ARBOR HILL | 0.05583 | Yes
GEN-2024-034 | 01 NORTH | G01 29SP | 635017 ATCHISON 3 345 635018 NORTHBORO 3 345 1 | P55:345:MEC:ARBOR HILL | 0.05583 | Yes
GEN-2024-034 | 01 NORTH | G01 29SP | 635017 ATCHISON 3 345 640139 COOPER 3 345 1 | P55:345:MEC:ARBOR HILL | 0.05583 | Yes
GEN-2024-034 | 01 NORTH | G01 29SP | 636003 BEAVER CRK 3 345 636010 LEHIGH 3 345 1 | P55:345:MEC:ARBOR HILL | 0.05782 | Yes
GEN-2024-034 | 01 NORTH | G01 29SP | 635622 RCCN TRL 3 345 635630 BOONEVILLE 3 345 1 | P55:345:MEC:ARBOR HILL | 0.05182 | Yes
GEN-2024-034 | 01 NORTH | G01 29SP | 631139 HAZLTON3 345 631142 ARNOLD 3 345 1 | P55:345:MEC:BEAVER CREEK | 0.05643 | Yes
GEN-2024-034 | 01 NORTH | G01 29SP | 635600 GRIMES 3 345 636003 BEAVER CRK 3 345 1 | P55:345:MEC:FALLOW AVE | 0.05782 | Yes
GEN-2024-034 | 01 NORTH | G01 29SP | 636003 BEAVER CRK 3 345 636010 LEHIGH 3 345 1 | P55:345:MEC:FALLOW AVE | 0.05782 | Yes
GEN-2024-034 | 01 NORTH | G01 29SP | 635999 IRVINGTON3 345 636000 WEBSTER3 345 1 | P55:345:MEC:GARD AVE | 0.05686 | Yes
GEN-2024-034 | 01 NORTH | G01 29SP | 635369 KOSSUTH 3 345 635999 IRVINGTON3 345 1 | P55:345:MEC:GARD AVE | 0.05686 | Yes
GEN-2024-034 | 01 NORTH | G01 29SP | 636000 WEBSTER3 345 636010 LEHIGH 3 345 1 | P55:345:MEC:GARD AVE | 0.06813 | Yes
GEN-2024-034 | 01 NORTH | G01 29SP | 635600 GRIMES 3 345 636003 BEAVER CRK 3 345 1 | P55:345:MEC:GDMEC | 0.06234 | Yes
GEN-2024-034 | 01 NORTH | G01 29SP | 635018 NORTHBORO 3 345 635570 ORIENT 3 345 1 | P55:345:MEC:GDMEC | 0.05132 | Yes
GEN-2024-034 | 01 NORTH | G01 29SP | 635017 ATCHISON 3 345 635018 NORTHBORO 3 345 1 | P55:345:MEC:GDMEC | 0.05132 | Yes
GEN-2024-034 | 01 NORTH | G01 29SP | 635017 ATCHISON 3 345 640139 COOPER 3 345 1 | P55:345:MEC:GDMEC | 0.05132 | Yes
GEN-2024-034 | 01 NORTH | G01 29SP | 636003 BEAVER CRK 3 345 636010 LEHIGH 3 345 1 | P55:345:MEC:GDMEC | 0.06234 | Yes
GEN-2024-034 | 01 NORTH | G01 29SP | 635200 RAUN 3 345 635398 REMSEN 3 345 1 | P55:345:MEC:IRVINGTON | 0.09165 | Yes
GEN-2024-034 | 01 NORTH | G01 29SP | 627217 BLUEBILL3 345 631198 COLBY3 345 1 | P55:345:MEC:IRVINGTON | 0.05123 | Yes
GEN-2024-034 | 01 NORTH | G01 29SP | 631206 QUINN3 345 636197 N FRANKLIN 3 345 1 | P55:345:MEC:IRVINGTON | 0.05333 | Yes
GEN-2024-034 | 01 NORTH | G01 29SP | 631198 COLBY3 345 631199 KILLDEER3 345 1 | P55:345:MEC:IRVINGTON | 0.05513 | Yes
GEN-2024-034 | 01 NORTH | G01 29SP | 635398 REMSEN 3 345 635399 CHEROKEE 3 345 1 | P55:345:MEC:IRVINGTON | 0.09165 | Yes
GEN-2024-034 | 01 NORTH | G01 29SP | 627062 BISON 3 345 627217 BLUEBILL3 345 1 | P55:345:MEC:IRVINGTON | 0.05123 | Yes
GEN-2024-034 | 01 NORTH | G01 29SP | 631199 KILLDEER3 345 631206 QUINN3 345 1 | P55:345:MEC:IRVINGTON | 0.05333 | Yes
GEN-2024-034 | 01 NORTH | G01 29SP | 635399 CHEROKEE 3 345 635400 HIGHLAND 3 345 1 | P55:345:MEC:IRVINGTON | 0.09165 | Yes
GEN-2024-034 | 01 NORTH | G01 29SP | 627062 BISON 3 345 631197 LEDYARD3 345 1 | P55:345:MEC:IRVINGTON | 0.05123 | Yes
GEN-2024-034 | 01 NORTH | G01 29SP | 635200 RAUN 3 345 635398 REMSEN 3 345 1 | P55:345:MEC:KOSSUTH | 0.08728 | Yes
GEN-2024-034 | 01 NORTH | G01 29SP | 635398 REMSEN 3 345 635399 CHEROKEE 3 345 1 | P55:345:MEC:KOSSUTH | 0.08728 | Yes
GEN-2024-034 | 01 NORTH | G01 29SP | 635399 CHEROKEE 3 345 635400 HIGHLAND 3 345 1 | P55:345:MEC:KOSSUTH | 0.08728 | Yes
GEN-2024-034 | 01 NORTH | G01 29SP | 631138 LAKEFLD3 345 635368 OBRIEN 3 345 1 | P55:345:MEC:KOSSUTH | 0.09387 | Yes
GEN-2024-034 | 01 NORTH | G01 29SP | 631206 QUINN3 345 636197 N FRANKLIN 3 345 1 | P55:345:MEC:KOSSUTH | 0.0558 | Yes
GEN-2024-034 | 01 NORTH | G01 29SP | 627217 BLUEBILL3 345 631198 COLBY3 345 1 | P55:345:MEC:KOSSUTH | 0.05545 | Yes
GEN-2024-034 | 01 NORTH | G01 29SP | 631198 COLBY3 345 631199 KILLDEER3 345 1 | P55:345:MEC:KOSSUTH | 0.05834 | Yes
GEN-2024-034 | 01 NORTH | G01 29SP | 631199 KILLDEER3 345 631206 QUINN3 345 1 | P55:345:MEC:KOSSUTH | 0.0558 | Yes
GEN-2024-034 | 01 NORTH | G01 29SP | 627062 BISON 3 345 627217 BLUEBILL3 345 1 | P55:345:MEC:KOSSUTH | 0.05545 | Yes
GEN-2024-034 | 01 NORTH | G01 29SP | 627062 BISON 3 345 631197 LEDYARD3 345 1 | P55:345:MEC:KOSSUTH | 0.05545 | Yes
GEN-2024-034 | 01 NORTH | G01 29SP | 631193 HUNTLEY3 345 631197 LEDYARD3 345 1 | P55:345:MEC:KOSSUTH | 0.05545 | Yes
GEN-2024-034 | 01 NORTH | G01 29SP | 635568 S HILLS 3 345 635630 BOONEVILLE 3 345 1 | P55:345:MEC:MADISON | 0.05613 | Yes
GEN-2024-034 | 01 NORTH | G01 29SP | 635568 S HILLS 3 345 635570 ORIENT 3 345 1 | P55:345:MEC:MADISON | 0.05613 | Yes
GEN-2024-034 | 01 NORTH | G01 29SP | 345435 7MAYWOOD 345 345992 7SPENCER 345 1 | P55:345:MEC:ORIENT | 0.05086 | Yes
GEN-2024-034 | 01 NORTH | G01 29SP | 345230 7MONTGMRY 345 345992 7SPENCER 345 1 | P55:345:MEC:ORIENT | 0.05086 | Yes
GEN-2024-034 | 01 NORTH | G01 29SP | 631193 HUNTLEY3 345 631197 LEDYARD3 345 1 | P55:345:MEC:PALO ALTO | 0.08709 | Yes
GEN-2024-034 | 01 NORTH | G01 29SP | 631138 LAKEFLD3 345 635368 OBRIEN 3 345 1 | P55:345:MEC:PALO ALTO | 0.08668 | Yes
GEN-2024-034 | 01 NORTH | G01 29SP | 631197 LEDYARD3 345 635369 KOSSUTH 3 345 1 | P55:345:MEC:PALO ALTO | 0.05884 | Yes
GEN-2024-034 | 01 NORTH | G01 29SP | 635600 GRIMES 3 345 636003 BEAVER CRK 3 345 1 | P55:345:MEC:RACCOON TRAIL | 0.05173 | Yes
GEN-2024-034 | 01 NORTH | G01 29SP | 636003 BEAVER CRK 3 345 636010 LEHIGH 3 345 1 | P55:345:MEC:RACCOON TRAIL | 0.05173 | Yes
GEN-2024-034 | 01 NORTH | G01 29SP | 635018 NORTHBORO 3 345 635570 ORIENT 3 345 1 | P55:345:MEC:ROLLING HILLS | 0.05704 | Yes
GEN-2024-034 | 01 NORTH | G01 29SP | 635017 ATCHISON 3 345 635018 NORTHBORO 3 345 1 | P55:345:MEC:ROLLING HILLS | 0.05704 | Yes
GEN-2024-034 | 01 NORTH | G01 29SP | 635017 ATCHISON 3 345 640139 COOPER 3 345 1 | P55:345:MEC:ROLLING HILLS | 0.05704 | Yes
GEN-2024-034 | 01 NORTH | G01 29SP | 635570 ORIENT 3 345 635635 MADISON3 345 1 | P55:345:MEC:SOUTHERN HILLS | 0.05372 | Yes
GEN-2024-034 | 01 NORTH | G01 29SP | 631139 HAZLTON3 345 631270 LASALLE 3 345 1 | P55:345:MEC:SUB 93 | 0.06143 | Yes
GEN-2024-034 | 01 NORTH | G01 29SP | 631144 MITCHLCO3 345 631270 LASALLE 3 345 1 | P55:345:MEC:SUB 93 | 0.06143 | Yes
GEN-2024-034 | 01 NORTH | G01 29SP | 601002 ADAMS 3 345 631144 MITCHLCO3 345 1 | P55:345:MEC:SUB 93 | 0.06143 | Yes
GEN-2024-034 | 01 NORTH | G01 29SP | 601002 ADAMS 3 345 615306 GRE-PL VLLY3 345 1 | P55:345:MEC:SUB 93 | 0.06396 | Yes
GEN-2024-034 | 01 NORTH | G01 29SP | 635200 RAUN 3 345 762779 G18-043 TAP 345 1 | P55:345:OPPD:S3458 3::FN13:EHV: | 0.05642 | Yes
GEN-2024-034 | 01 NORTH | G01 29SP | 601006 SPLT RK3 345 652536 WHITE-SRX3 345 1 | P55:345:OPPD:S3458 3::FN13:EHV: | 0.11329 | Yes
GEN-2024-034 | 01 NORTH | G01 29SP | 635018 NORTHBORO 3 345 635570 ORIENT 3 345 1 | P55:345:OPPD:S3458 3::FN13:EHV: | 0.0673 | Yes
GEN-2024-034 | 01 NORTH | G01 29SP | 601006 SPLT RK3 345 652864 SIOUXCY-LNX3 345 1 | P55:345:OPPD:S3458 3::FN13:EHV: | 0.0908 | Yes
GEN-2024-034 | 01 NORTH | G01 29SP | 635017 ATCHISON 3 345 635018 NORTHBORO 3 345 1 | P55:345:OPPD:S3458 3::FN13:EHV: | 0.0673 | Yes
GEN-2024-034 | 01 NORTH | G01 29SP | 635017 ATCHISON 3 345 640139 COOPER 3 345 1 | P55:345:OPPD:S3458 3::FN13:EHV: | 0.06729 | Yes
GEN-2024-034 | 01 NORTH | G01 29SP | 635200 RAUN 3 345 635398 REMSEN 3 345 1 | P55:345:OPPD:S3458 3::FN13:EHV: | 0.07223 | Yes
GEN-2024-034 | 01 NORTH | G01 29SP | 635200 RAUN 3 345 645552 S3452 REACT3 345 1 | P55:345:OPPD:S3458 3::FN13:EHV: | 0.05727 | Yes
GEN-2024-034 | 01 NORTH | G01 29SP | 635398 REMSEN 3 345 635399 CHEROKEE 3 345 1 | P55:345:OPPD:S3458 3::FN13:EHV: | 0.07224 | Yes
GEN-2024-034 | 01 NORTH | G01 29SP | 635399 CHEROKEE 3 345 635400 HIGHLAND 3 345 1 | P55:345:OPPD:S3458 3::FN13:EHV: | 0.07225 | Yes
GEN-2024-034 | 01 NORTH | G01 29SP | 635200 RAUN 3 345 762779 G18-043 TAP 345 1 | P55:345:OPPD:S3740 3::FN13:EHV: | 0.06491 | Yes
GEN-2024-034 | 01 NORTH | G01 29SP | 635018 NORTHBORO 3 345 635570 ORIENT 3 345 1 | P55:345:OPPD:S3740 3::FN13:EHV: | 0.05773 | Yes
GEN-2024-034 | 01 NORTH | G01 29SP | 635017 ATCHISON 3 345 635018 NORTHBORO 3 345 1 | P55:345:OPPD:S3740 3::FN13:EHV: | 0.05773 | Yes
GEN-2024-034 | 01 NORTH | G01 29SP | 635017 ATCHISON 3 345 640139 COOPER 3 345 1 | P55:345:OPPD:S3740 3::FN13:EHV: | 0.05773 | Yes
GEN-2024-034 | 01 NORTH | G01 29SP | 635200 RAUN 3 345 645552 S3452 REACT3 345 1 | P55:345:OPPD:S3740 3::FN13:EHV: | 0.06604 | Yes
GEN-2024-034 | 01 NORTH | G01 29SP | 601004 WILMART3 345 631193 HUNTLEY3 345 1 | P55:345:XEL:CDL | 0.07372 | Yes
GEN-2024-034 | 01 NORTH | G01 29SP | 601003 PR ISLD3 345 601039 NROC 3 345 1 | P55:345:XEL:HMP2 | 0.08586 | Yes
GEN-2024-034 | 01 NORTH | G01 29SP | 601005 ELM CRK3 345 601022 PARKERS3 345 1 | P55:345:XEL:HNA1 | 0.06159 | Yes
GEN-2024-034 | 01 NORTH | G01 29SP | 601015 BLUE LK3 345 601051 HMPT CNR3 345 1 | P55:345:XEL:HNA1 | 0.06105 | Yes
GEN-2024-034 | 01 NORTH | G01 29SP | 601006 SPLT RK3 345 652536 WHITE-SRX3 345 1 | P55:345:XEL:HNL1 | 0.12353 | Yes
GEN-2024-034 | 01 NORTH | G01 29SP | 601048 LYON CO 3 345 601087 STEEP BK LK3 345 2 | P55:345:XEL:HNL1 | 0.07702 | Yes
GEN-2024-034 | 01 NORTH | G01 29SP | 601031 BRKNGCO3 345 601087 STEEP BK LK3 345 2 | P55:345:XEL:HNL1 | 0.07702 | Yes
GEN-2024-034 | 01 NORTH | G01 29SP | 620329 WAHPETN4 230 658109 FERGSFL4 230 1 | P55:345:XEL:MNN1 | 0.06839 | Yes
GEN-2024-034 | 01 NORTH | G01 29SP | 615637 GRE-SILVRLK4 230 658109 FERGSFL4 230 1 | P55:345:XEL:MNN1 | 0.05059 | Yes
GEN-2024-034 | 01 NORTH | G01 29SP | 615637 GRE-SILVRLK4 230 615902 GRE-HENNING4 230 1 | P55:345:XEL:MNN1 | 0.05059 | Yes
GEN-2024-034 | 01 NORTH | G01 29SP | 615300 GRE-INMAN 4 230 615902 GRE-HENNING4 230 1 | P55:345:XEL:MNN1 | 0.05059 | Yes
GEN-2024-034 | 01 NORTH | G01 29SP | 601004 WILMART3 345 601072 SHEAS LK3 345 1 | P55:345:XEL:MNN1 | 0.07296 | Yes
GEN-2024-034 | 01 NORTH | G01 29SP | 601050 HELENA 3 345 601072 SHEAS LK3 345 1 | P55:345:XEL:MNN1 | 0.07353 | Yes
GEN-2024-034 | 01 NORTH | G01 29SP | 601067 BISON 3 345 658049 ALXLNRCTRT 345 1 | P55:345:XEL:MNN1 | 0.0881 | Yes
GEN-2024-034 | 01 NORTH | G01 29SP | 658047 ALEXMRES3 345 658049 ALXLNRCTRT 345 Z1 | P55:345:XEL:MNN1 | 0.0881 | Yes
GEN-2024-034 | 01 NORTH | G01 29SP | 601039 NROC 3 345 613060 BYRON 3 345 1 | P55:345:XEL:MNN1 | 0.06519 | Yes
GEN-2024-034 | 01 NORTH | G01 29SP | 601004 WILMART3 345 631193 HUNTLEY3 345 1 | P55:345:XEL:MNN1 | 0.06408 | Yes
GEN-2024-034 | 01 NORTH | G01 29SP | 601014 AS KING3 345 601028 EAU CL 3 345 1 | P55:345:XEL:NRH1 | 0.06002 | Yes
GEN-2024-034 | 01 NORTH | G01 29SP | 601039 NROC 3 345 601051 HMPT CNR3 345 1 | P55:345:XEL:NRH1 | 0.06899 | Yes
GEN-2024-034 | 01 NORTH | G01 29SP | 601005 ELM CRK3 345 601022 PARKERS3 345 1 | P55:345:XEL:PRI1 | 0.06772 | Yes
GEN-2024-034 | 01 NORTH | G01 29SP | 601004 WILMART3 345 601072 SHEAS LK3 345 1 | P55:345:XEL:PRI1 | 0.07457 | Yes
GEN-2024-034 | 01 NORTH | G01 29SP | 601050 HELENA 3 345 601072 SHEAS LK3 345 1 | P55:345:XEL:PRI1 | 0.07516 | Yes
GEN-2024-034 | 01 NORTH | G01 29SP | 601048 LYON CO 3 345 601087 STEEP BK LK3 345 2 | P55:345:XEL:PRI1 | 0.05117 | Yes
GEN-2024-034 | 01 NORTH | G01 29SP | 601048 LYON CO 3 345 601077 HAWKSNEST 3 345 1 | P55:345:XEL:PRI1 | 0.05103 | Yes
GEN-2024-034 | 01 NORTH | G01 29SP | 613060 BYRON 3 345 615306 GRE-PL VLLY3 345 1 | P55:345:XEL:PRI1 | 0.06368 | Yes
GEN-2024-034 | 01 NORTH | G01 29SP | 601031 BRKNGCO3 345 601077 HAWKSNEST 3 345 1 | P55:345:XEL:PRI1 | 0.05103 | Yes
GEN-2024-034 | 01 NORTH | G01 29SP | 601031 BRKNGCO3 345 601087 STEEP BK LK3 345 2 | P55:345:XEL:PRI1 | 0.05117 | Yes
GEN-2024-034 | 01 NORTH | G01 29SP | 635368 OBRIEN 3 345 635400 HIGHLAND 3 345 1 | P55:345:XEL:PRI1 | 0.07899 | Yes
GEN-2024-034 | 01 NORTH | G01 29SP | 601039 NROC 3 345 613060 BYRON 3 345 1 | P55:345:XEL:PRI1 | 0.06504 | Yes
GEN-2024-034 | 01 NORTH | G01 29SP | 635200 RAUN 3 345 652564 SIOUXCY3 345 1 | P55:345:XEL:PRI1 | 0.08086 | Yes
GEN-2024-034 | 01 NORTH | G01 29SP | 601067 BISON 3 345 658049 ALXLNRCTRT 345 1 | P55:345:XEL:PRI1 | 0.09395 | Yes
GEN-2024-034 | 01 NORTH | G01 29SP | 658047 ALEXMRES3 345 658049 ALXLNRCTRT 345 Z1 | P55:345:XEL:PRI1 | 0.09395 | Yes
GEN-2024-034 | 01 NORTH | G01 29SP | 601004 WILMART3 345 631193 HUNTLEY3 345 1 | P55:345:XEL:PRI1 | 0.06483 | Yes
GEN-2024-034 | 01 NORTH | G01 29SP | 631138 LAKEFLD3 345 635368 OBRIEN 3 345 1 | P55:345:XEL:PRI1 | 0.08983 | Yes
GEN-2024-034 | 01 NORTH | G01 29SP | 601002 ADAMS 3 345 615306 GRE-PL VLLY3 345 1 | P55:345:XEL:PRI1 | 0.06461 | Yes
GEN-2024-034 | 01 NORTH | G01 29SP | 631197 LEDYARD3 345 635369 KOSSUTH 3 345 1 | P55:345:XEL:PRI1 | 0.05553 | Yes
GEN-2024-034 | 01 NORTH | G01 29SP | 631193 HUNTLEY3 345 631197 LEDYARD3 345 1 | P55:345:XEL:PRI1 | 0.08438 | Yes
GEN-2024-034 | 01 NORTH | G01 29SP | 601006 SPLT RK3 345 652536 WHITE-SRX3 345 1 | P55:345:XEL:SBL BUS 1 | 0.12356 | Yes
GEN-2024-034 | 01 NORTH | G01 29SP | 601048 LYON CO 3 345 601077 HAWKSNEST 3 345 1 | P55:345:XEL:SBL BUS 1 | 0.07692 | Yes
GEN-2024-034 | 01 NORTH | G01 29SP | 601031 BRKNGCO3 345 601077 HAWKSNEST 3 345 1 | P55:345:XEL:SBL BUS 1 | 0.07692 | Yes
GEN-2024-034 | 01 NORTH | G01 29SP | 601067 BISON 3 345 658049 ALXLNRCTRT 345 1 | 601001 FORBES 2 500 601017 CHIS-N 2 500 1 | 0.09822 | Yes
GEN-2024-034 | 01 NORTH | G01 29SP | 658047 ALEXMRES3 345 658049 ALXLNRCTRT 345 Z1 | 601001 FORBES 2 500 601017 CHIS-N 2 500 1 | 0.09822 | Yes
GEN-2024-034 | 01 NORTH | G01 29SP | 615664 GRE-RIVERVW3 345 658047 ALEXMRES3 345 1 | 601001 FORBES 2 500 601017 CHIS-N 2 500 1 | 0.05761 | Yes
GEN-2024-034 | 01 NORTH | G01 29SP | 601047 QUARRY 3 345 615664 GRE-RIVERVW3 345 1 | 601001 FORBES 2 500 601017 CHIS-N 2 500 1 | 0.05739 | Yes
GEN-2024-034 | 01 NORTH | G01 29SP | 601008 BG OAKS3 345 658047 ALEXMRES3 345 1 | 601001 FORBES 2 500 601017 CHIS-N 2 500 1 | 0.06176 | Yes
GEN-2024-034 | 01 NORTH | G01 29SP | 601003 PR ISLD3 345 601039 NROC 3 345 1 | 601004 WILMART3 345 601039 NROC 3 345 1 | 0.06551 | Yes
GEN-2024-034 | 01 NORTH | G01 29SP | 601004 WILMART3 345 601072 SHEAS LK3 345 1 | 601004 WILMART3 345 601039 NROC 3 345 1 | 0.0757 | Yes
GEN-2024-034 | 01 NORTH | G01 29SP | 601050 HELENA 3 345 601072 SHEAS LK3 345 1 | 601004 WILMART3 345 601039 NROC 3 345 1 | 0.07633 | Yes
GEN-2024-034 | 01 NORTH | G01 29SP | 601039 NROC 3 345 601051 HMPT CNR3 345 1 | 601004 WILMART3 345 601039 NROC 3 345 1 | 0.05468 | Yes
GEN-2024-034 | 01 NORTH | G01 29SP | 615664 GRE-RIVERVW3 345 658047 ALEXMRES3 345 1 | 601008 BG OAKS3 345 601010 MNTCELO3 345 1 | 0.05286 | Yes
GEN-2024-034 | 01 NORTH | G01 29SP | 601047 QUARRY 3 345 615664 GRE-RIVERVW3 345 1 | 601008 BG OAKS3 345 601010 MNTCELO3 345 1 | 0.05232 | Yes
GEN-2024-034 | 01 NORTH | G01 29SP | 620369 JAMESTN3 345 657791 CENTER 3 345 1 | 601012 ROSEAUN2 500 601038 ROSEAUM 2 500 1 | 0.07968 | Yes
GEN-2024-034 | 01 NORTH | G01 29SP | 601067 BISON 3 345 658049 ALXLNRCTRT 345 1 | 601016 CHIS CO2 500 601017 CHIS-N 2 500 1 | 0.09822 | Yes
GEN-2024-034 | 01 NORTH | G01 29SP | 658047 ALEXMRES3 345 658049 ALXLNRCTRT 345 Z1 | 601016 CHIS CO2 500 601017 CHIS-N 2 500 1 | 0.09822 | Yes
GEN-2024-034 | 01 NORTH | G01 29SP | 601014 AS KING3 345 601021 KOLMNLK3 345 1 | 601021 KOLMNLK3 345 3WXFMR C0512551 9 | 0.05192 | Yes
GEN-2024-034 | 01 NORTH | G01 29SP | 601083 TREMVAL3 345 694098 NMA B5 345 345 1 | 601028 EAU CL 3 345 694003 ARPIN B1 345 1 | 0.05208 | Yes
GEN-2024-034 | 01 NORTH | G01 29SP | 601006 SPLT RK3 345 652536 WHITE-SRX3 345 1 | 601031 BRKNGCO3 345 601077 HAWKSNEST 3 345 1 | 0.12353 | Yes
GEN-2024-034 | 01 NORTH | G01 29SP | 601048 LYON CO 3 345 601087 STEEP BK LK3 345 2 | 601031 BRKNGCO3 345 601077 HAWKSNEST 3 345 1 | 0.07702 | Yes
GEN-2024-034 | 01 NORTH | G01 29SP | 601031 BRKNGCO3 345 601087 STEEP BK LK3 345 2 | 601031 BRKNGCO3 345 601077 HAWKSNEST 3 345 1 | 0.07702 | Yes
GEN-2024-034 | 01 NORTH | G01 29SP | 601006 SPLT RK3 345 652536 WHITE-SRX3 345 1 | 601031 BRKNGCO3 345 601087 STEEP BK LK3 345 2 | 0.12356 | Yes
GEN-2024-034 | 01 NORTH | G01 29SP | 601048 LYON CO 3 345 601077 HAWKSNEST 3 345 1 | 601031 BRKNGCO3 345 601087 STEEP BK LK3 345 2 | 0.07692 | Yes
GEN-2024-034 | 01 NORTH | G01 29SP | 601031 BRKNGCO3 345 601077 HAWKSNEST 3 345 1 | 601031 BRKNGCO3 345 601087 STEEP BK LK3 345 2 | 0.07692 | Yes
GEN-2024-034 | 01 NORTH | G01 29SP | 601006 SPLT RK3 345 652864 SIOUXCY-LNX3 345 1 | 601034 NOBLES 3 345 631138 LAKEFLD3 345 1 | 0.09921 | Yes
GEN-2024-034 | 01 NORTH | G01 29SP | 601048 LYON CO 3 345 601087 STEEP BK LK3 345 2 | 601034 NOBLES 3 345 631138 LAKEFLD3 345 1 | 0.0528 | Yes
GEN-2024-034 | 01 NORTH | G01 29SP | 601048 LYON CO 3 345 601077 HAWKSNEST 3 345 1 | 601034 NOBLES 3 345 631138 LAKEFLD3 345 1 | 0.05265 | Yes
GEN-2024-034 | 01 NORTH | G01 29SP | 601031 BRKNGCO3 345 601077 HAWKSNEST 3 345 1 | 601034 NOBLES 3 345 631138 LAKEFLD3 345 1 | 0.05265 | Yes
GEN-2024-034 | 01 NORTH | G01 29SP | 601031 BRKNGCO3 345 601087 STEEP BK LK3 345 2 | 601034 NOBLES 3 345 631138 LAKEFLD3 345 1 | 0.0528 | Yes
GEN-2024-034 | 01 NORTH | G01 29SP | 601048 LYON CO 3 345 631138 LAKEFLD3 345 1 | 601034 NOBLES 3 345 631138 LAKEFLD3 345 1 | 0.09702 | Yes
GEN-2024-034 | 01 NORTH | G01 29SP | 601014 AS KING3 345 601028 EAU CL 3 345 1 | 601039 NROC 3 345 601083 TREMVAL3 345 1 | 0.05545 | Yes
GEN-2024-034 | 01 NORTH | G01 29SP | 631139 HAZLTON3 345 631270 LASALLE 3 345 1 | 601039 NROC 3 345 601083 TREMVAL3 345 1 | 0.06499 | Yes
GEN-2024-034 | 01 NORTH | G01 29SP | 631144 MITCHLCO3 345 631270 LASALLE 3 345 1 | 601039 NROC 3 345 601083 TREMVAL3 345 1 | 0.06499 | Yes
GEN-2024-034 | 01 NORTH | G01 29SP | 601002 ADAMS 3 345 631144 MITCHLCO3 345 1 | 601039 NROC 3 345 601083 TREMVAL3 345 1 | 0.06499 | Yes
GEN-2024-034 | 01 NORTH | G01 29SP | 601014 AS KING3 345 601021 KOLMNLK3 345 1 | 601039 NROC 3 345 601083 TREMVAL3 345 1 | 0.05306 | Yes
GEN-2024-034 | 01 NORTH | G01 29SP | 601002 ADAMS 3 345 615306 GRE-PL VLLY3 345 1 | 601039 NROC 3 345 601083 TREMVAL3 345 1 | 0.06797 | Yes
GEN-2024-034 | 01 NORTH | G01 29SP | 601006 SPLT RK3 345 652536 WHITE-SRX3 345 1 | 601048 LYON CO 3 345 601087 STEEP BK LK3 345 2 | 0.12356 | Yes
GEN-2024-034 | 01 NORTH | G01 29SP | 601048 LYON CO 3 345 601077 HAWKSNEST 3 345 1 | 601048 LYON CO 3 345 601087 STEEP BK LK3 345 2 | 0.07692 | Yes
GEN-2024-034 | 01 NORTH | G01 29SP | 601031 BRKNGCO3 345 601077 HAWKSNEST 3 345 1 | 601048 LYON CO 3 345 601087 STEEP BK LK3 345 2 | 0.07692 | Yes
GEN-2024-034 | 01 NORTH | G01 29SP | 601006 SPLT RK3 345 652536 WHITE-SRX3 345 1 | 601048 LYON CO 3 345 631138 LAKEFLD3 345 1 | 0.1367 | Yes
GEN-2024-034 | 01 NORTH | G01 29SP | 601048 LYON CO 3 345 631138 LAKEFLD3 345 1 | 601050 HELENA 3 345 615646 GRE-CDRMTH13 345 1 | 0.09745 | Yes
GEN-2024-034 | 01 NORTH | G01 29SP | 601048 LYON CO 3 345 631138 LAKEFLD3 345 1 | 601050 HELENA 3 345 615647 GRE-CDRMTH23 345 2 | 0.09748 | Yes
GEN-2024-034 | 01 NORTH | G01 29SP | 620327 HANKSON4 230 620829 WAHPETON XF4 230 1 | 601067 BISON 3 345 620427 HANKINSON 3 345 1 | 0.14813 | Yes
GEN-2024-034 | 01 NORTH | G01 29SP | 620329 WAHPETN4 230 620829 WAHPETON XF4 230 Z | 601067 BISON 3 345 620427 HANKINSON 3 345 1 | 0.14805 | Yes
GEN-2024-034 | 01 NORTH | G01 29SP | 67007 MPC03637POI 230 657750 FRONTER4 230 1 | 601067 BISON 3 345 620427 HANKINSON 3 345 1 | 0.06742 | Yes
GEN-2024-034 | 01 NORTH | G01 29SP | 620427 HANKINSON 3 345 996372 620:HANKINSO 230 2 | 601067 BISON 3 345 620427 HANKINSON 3 345 1 | 0.10126 | Yes
GEN-2024-034 | 01 NORTH | G01 29SP | 620427 HANKINSON 3 345 996373 620:HANKINSO 230 1 | 601067 BISON 3 345 620427 HANKINSON 3 345 1 | 0.10126 | Yes
GEN-2024-034 | 01 NORTH | G01 29SP | 620327 HANKSON4 230 996372 620:HANKINSO 230 2 | 601067 BISON 3 345 620427 HANKINSON 3 345 1 | 0.10126 | Yes
GEN-2024-034 | 01 NORTH | G01 29SP | 620327 HANKSON4 230 996373 620:HANKINSO 230 1 | 601067 BISON 3 345 620427 HANKINSON 3 345 1 | 0.10126 | Yes
GEN-2024-034 | 01 NORTH | G01 29SP | 631139 HAZLTON3 345 631270 LASALLE 3 345 1 | 601083 TREMVAL3 345 694098 NMA B5 345 345 1 | 0.07047 | Yes
GEN-2024-034 | 01 NORTH | G01 29SP | 631144 MITCHLCO3 345 631270 LASALLE 3 345 1 | 601083 TREMVAL3 345 694098 NMA B5 345 345 1 | 0.07047 | Yes
GEN-2024-034 | 01 NORTH | G01 29SP | 601002 ADAMS 3 345 631144 MITCHLCO3 345 1 | 601083 TREMVAL3 345 694098 NMA B5 345 345 1 | 0.07047 | Yes
GEN-2024-034 | 01 NORTH | G01 29SP | 601002 ADAMS 3 345 615306 GRE-PL VLLY3 345 1 | 601083 TREMVAL3 345 694098 NMA B5 345 345 1 | 0.07287 | Yes
GEN-2024-034 | 01 NORTH | G01 29SP | 601031 BRKNGCO3 345 601087 STEEP BK LK3 345 2 | 601089 BLZNG STR2 3 345 603304 BLZNG STR1 7 115 1 | 0.05102 | Yes
GEN-2024-034 | 01 NORTH | G01 29SP | 601031 BRKNGCO3 345 601087 STEEP BK LK3 345 2 | 603304 BLZNG STR1 7 115 603305 J587 BLZSTR2 115 1 | 0.05102 | Yes
GEN-2024-034 | 01 NORTH | G01 29SP | 601002 ADAMS 3 345 615306 GRE-PL VLLY3 345 1 | 606027 J1072 COL 34.5 601090 J1072 SUB 345 1 | 0.06513 | Yes
GEN-2024-034 | 01 NORTH | G01 29SP | 620369 JAMESTN3 345 657791 CENTER 3 345 1 | 608607 NELSNLK4 230 615901 GRE-STANTON4 230 1 | 0.06968 | Yes
GEN-2024-034 | 01 NORTH | G01 29SP | 652296 WARD 4 230 661053 MANDAN 4 230 1 | 608607 NELSNLK4 230 615901 GRE-STANTON4 230 1 | 0.05279 | Yes
GEN-2024-034 | 01 NORTH | G01 29SP | 620369 JAMESTN3 345 620769 JMS SHUNT 3 345 Z | 608607 NELSNLK4 230 615901 GRE-STANTON4 230 1 | 0.09616 | Yes
GEN-2024-034 | 01 NORTH | G01 29SP | 620769 JMS SHUNT 3 345 661952 ELN345SHNT23 345 1 | 608607 NELSNLK4 230 615901 GRE-STANTON4 230 1 | 0.09616 | Yes
GEN-2024-034 | 01 NORTH | G01 29SP | 661097 ELLENDL345 3 345 661952 ELN345SHNT23 345 Z | 608607 NELSNLK4 230 615901 GRE-STANTON4 230 1 | 0.09616 | Yes
GEN-2024-034 | 01 NORTH | G01 29SP | 601047 QUARRY 3 345 615664 GRE-RIVERVW3 345 1 | 615667 GRE-RIVERVW8 69.0 3WXFMR 615:US-200456-010- 1 | 0.05463 | Yes
GEN-2024-034 | 01 NORTH | G01 29SP | 620329 WAHPETN4 230 658109 FERGSFL4 230 1 | 620314 BIGSTON4 230 3WXFMR 620:BIG STONE 230- 2 | 0.07145 | Yes
GEN-2024-034 | 01 NORTH | G01 29SP | 620327 HANKSON4 230 620829 WAHPETON XF4 230 1 | 620314 BIGSTON4 230 3WXFMR 620:BIG STONE 230- 2 | 0.11132 | Yes
GEN-2024-034 | 01 NORTH | G01 29SP | 620314 BIGSTON4 230 655465 BLAIR-ER4 230 1 | 620314 BIGSTON4 230 3WXFMR 620:BIG STONE 230- 2 | 0.08715 | Yes
GEN-2024-034 | 01 NORTH | G01 29SP | 620329 WAHPETN4 230 620829 WAHPETON XF4 230 Z | 620314 BIGSTON4 230 3WXFMR 620:BIG STONE 230- 2 | 0.11126 | Yes
GEN-2024-034 | 01 NORTH | G01 29SP | 620314 BIGSTON4 230 620325 BROWNSV4 230 1 | 620314 BIGSTON4 230 3WXFMR 620:BIG STONE 230- 2 | 0.07173 | Yes
GEN-2024-034 | 01 NORTH | G01 29SP | 620325 BROWNSV4 230 620328 NEW EFFNGTN4 230 1 | 620314 BIGSTON4 230 3WXFMR 620:BIG STONE 230- 2 | 0.06963 | Yes
GEN-2024-034 | 01 NORTH | G01 29SP | 620327 HANKSON4 230 620328 NEW EFFNGTN4 230 1 | 620314 BIGSTON4 230 3WXFMR 620:BIG STONE 230- 2 | 0.06963 | Yes
GEN-2024-034 | 01 NORTH | G01 29SP | 620480 DEUEL CO 3 345 620483 ASTORIA 3 345 1 | 620314 BIGSTON4 230 3WXFMR 620:BIG STONE 230- 2 | 0.21457 | Yes
GEN-2024-034 | 01 NORTH | G01 29SP | 620417 BSSOUTH3 345 620480 DEUEL CO 3 345 1 | 620314 BIGSTON4 230 3WXFMR 620:BIG STONE 230- 2 | 0.21457 | Yes
GEN-2024-034 | 01 NORTH | G01 29SP | 620417 BSSOUTH3 345 620427 HANKINSON 3 345 1 | 620325 BROWNSV4 230 620328 NEW EFFNGTN4 230 1 | 0.1979 | Yes
GEN-2024-034 | 01 NORTH | G01 29SP | 620427 HANKINSON 3 345 996372 620:HANKINSO 230 2 | 620325 BROWNSV4 230 620328 NEW EFFNGTN4 230 1 | 0.16302 | Yes
GEN-2024-034 | 01 NORTH | G01 29SP | 620427 HANKINSON 3 345 996373 620:HANKINSO 230 1 | 620325 BROWNSV4 230 620328 NEW EFFNGTN4 230 1 | 0.16302 | Yes
GEN-2024-034 | 01 NORTH | G01 29SP | 620327 HANKSON4 230 996373 620:HANKINSO 230 1 | 620325 BROWNSV4 230 620328 NEW EFFNGTN4 230 1 | 0.16302 | Yes
GEN-2024-034 | 01 NORTH | G01 29SP | 620327 HANKSON4 230 996372 620:HANKINSO 230 2 | 620325 BROWNSV4 230 620328 NEW EFFNGTN4 230 1 | 0.16302 | Yes
GEN-2024-034 | 01 NORTH | G01 29SP | 620361 MAPLE R3 345 996382 620:MAPLE R 230 2 | 620327 HANKSON4 230 620829 WAHPETON XF4 230 1 | 0.06349 | Yes
GEN-2024-034 | 01 NORTH | G01 29SP | 657754 MAPLE R4 230 996382 620:MAPLE R 230 2 | 620327 HANKSON4 230 620829 WAHPETON XF4 230 1 | 0.06349 | Yes
GEN-2024-034 | 01 NORTH | G01 29SP | 601067 BISON 3 345 620361 MAPLE R3 345 1 | 620327 HANKSON4 230 620829 WAHPETON XF4 230 1 | 0.09008 | Yes
GEN-2024-034 | 01 NORTH | G01 29SP | 620263 FORMN 7 115 652438 FORMAN 7 115 1 | 620327 HANKSON4 230 620829 WAHPETON XF4 230 1 | 0.74827 | Yes
GEN-2024-034 | 01 NORTH | G01 29SP | 620363 FORMAN 4 230 996380 620:FORMAN 2 115 2 | 620327 HANKSON4 230 620829 WAHPETON XF4 230 1 | 0.74827 | Yes
GEN-2024-034 | 01 NORTH | G01 29SP | 620263 FORMN 7 115 996380 620:FORMAN 2 115 2 | 620327 HANKSON4 230 620829 WAHPETON XF4 230 1 | 0.74827 | Yes
GEN-2024-034 | 01 NORTH | G01 29SP | 601067 BISON 3 345 620427 HANKINSON 3 345 1 | 620327 HANKSON4 230 620829 WAHPETON XF4 230 1 | 0.16705 | Yes
GEN-2024-034 | 01 NORTH | G01 29SP | 601067 BISON 3 345 620361 MAPLE R3 345 1 | 620329 WAHPETN4 230 620829 WAHPETON XF4 230 Z | 0.07065 | Yes
GEN-2024-034 | 01 NORTH | G01 29SP | 601067 BISON 3 345 620427 HANKINSON 3 345 1 | 620329 WAHPETN4 230 620829 WAHPETON XF4 230 Z | 0.14684 | Yes
GEN-2024-034 | 01 NORTH | G01 29SP | 620329 WAHPETN4 230 658109 FERGSFL4 230 1 | 620336 AUDUBON4 230 620337 LAKE PARK T4 230 1 | 0.07499 | Yes
GEN-2024-034 | 01 NORTH | G01 29SP | 615637 GRE-SILVRLK4 230 658109 FERGSFL4 230 1 | 620336 AUDUBON4 230 620337 LAKE PARK T4 230 1 | 0.05448 | Yes
GEN-2024-034 | 01 NORTH | G01 29SP | 615637 GRE-SILVRLK4 230 615902 GRE-HENNING4 230 1 | 620336 AUDUBON4 230 620337 LAKE PARK T4 230 1 | 0.05448 | Yes
GEN-2024-034 | 01 NORTH | G01 29SP | 615300 GRE-INMAN 4 230 615902 GRE-HENNING4 230 1 | 620336 AUDUBON4 230 620337 LAKE PARK T4 230 1 | 0.05448 | Yes
GEN-2024-034 | 01 NORTH | G01 29SP | 620327 HANKSON4 230 620829 WAHPETON XF4 230 1 | 620361 MAPLE R3 345 3WXFMR 620:MAPLE R #2 2 | 0.11169 | Yes
GEN-2024-034 | 01 NORTH | G01 29SP | 620329 WAHPETN4 230 620829 WAHPETON XF4 230 Z | 620361 MAPLE R3 345 3WXFMR 620:MAPLE R #2 2 | 0.11163 | Yes
GEN-2024-034 | 01 NORTH | G01 29SP | 661093 MERRCRT4 230 661094 WISHEK 4 230 1 | 620369 JAMESTN3 345 620769 JMS SHUNT 3 345 Z | 0.09799 | Yes
GEN-2024-034 | 01 NORTH | G01 29SP | 661091 NAPOLEON SW4 230 661094 WISHEK 4 230 1 | 620369 JAMESTN3 345 620769 JMS SHUNT 3 345 Z | 0.09799 | Yes
GEN-2024-034 | 01 NORTH | G01 29SP | 661093 MERRCRT4 230 661096 TTANKANORTH4 230 1 | 620369 JAMESTN3 345 620769 JMS SHUNT 3 345 Z | 0.05253 | Yes
GEN-2024-034 | 01 NORTH | G01 29SP | 661092 FOXTAIL 4 230 661098 ELLENDL345 4 230 1 | 620369 JAMESTN3 345 620769 JMS SHUNT 3 345 Z | 0.05253 | Yes
GEN-2024-034 | 01 NORTH | G01 29SP | 661092 FOXTAIL 4 230 661096 TTANKANORTH4 230 1 | 620369 JAMESTN3 345 620769 JMS SHUNT 3 345 Z | 0.05253 | Yes
GEN-2024-034 | 01 NORTH | G01 29SP | 661098 ELLENDL345 4 230 995801 661:ELLENDL 230 1 | 620369 JAMESTN3 345 620769 JMS SHUNT 3 345 Z | 0.12311 | Yes
GEN-2024-034 | 01 NORTH | G01 29SP | 661053 MANDAN 4 230 661091 NAPOLEON SW4 230 1 | 620369 JAMESTN3 345 620769 JMS SHUNT 3 345 Z | 0.09799 | Yes
GEN-2024-034 | 01 NORTH | G01 29SP | 620314 BIGSTON4 230 620325 BROWNSV4 230 1 | 620417 BSSOUTH3 345 620427 HANKINSON 3 345 1 | 0.12484 | Yes
GEN-2024-034 | 01 NORTH | G01 29SP | 620325 BROWNSV4 230 620328 NEW EFFNGTN4 230 1 | 620417 BSSOUTH3 345 620427 HANKINSON 3 345 1 | 0.12296 | Yes
GEN-2024-034 | 01 NORTH | G01 29SP | 620327 HANKSON4 230 620328 NEW EFFNGTN4 230 1 | 620417 BSSOUTH3 345 620427 HANKINSON 3 345 1 | 0.12296 | Yes
GEN-2024-034 | 01 NORTH | G01 29SP | 601031 BRKNGCO3 345 620483 ASTORIA 3 345 1 | 620417 BSSOUTH3 345 620427 HANKINSON 3 345 1 | 0.1571 | Yes
GEN-2024-034 | 01 NORTH | G01 29SP | 620362 OAKES 4 230 620363 FORMAN 4 230 1 | 620417 BSSOUTH3 345 620427 HANKINSON 3 345 1 | 0.31847 | Yes
GEN-2024-034 | 01 NORTH | G01 29SP | 620362 OAKES 4 230 661098 ELLENDL345 4 230 1 | 620417 BSSOUTH3 345 620427 HANKINSON 3 345 1 | 0.31439 | Yes
GEN-2024-034 | 01 NORTH | G01 29SP | 620480 DEUEL CO 3 345 620483 ASTORIA 3 345 1 | 620417 BSSOUTH3 345 620427 HANKINSON 3 345 1 | 0.15403 | Yes
GEN-2024-034 | 01 NORTH | G01 29SP | 620327 HANKSON4 230 620363 FORMAN 4 230 1 | 620417 BSSOUTH3 345 620427 HANKINSON 3 345 1 | 0.42882 | Yes
GEN-2024-034 | 01 NORTH | G01 29SP | 620417 BSSOUTH3 345 620480 DEUEL CO 3 345 1 | 620417 BSSOUTH3 345 620427 HANKINSON 3 345 1 | 0.15403 | Yes
GEN-2024-034 | 01 NORTH | G01 29SP | 620214 BIGSTON7 115 996390 620:BIG STON 115 2 | 620417 BSSOUTH3 345 620480 DEUEL CO 3 345 1 | 0.05799 | Yes
GEN-2024-034 | 01 NORTH | G01 29SP | 620314 BIGSTON4 230 996390 620:BIG STON 115 2 | 620417 BSSOUTH3 345 620480 DEUEL CO 3 345 1 | 0.05799 | Yes
GEN-2024-034 | 01 NORTH | G01 29SP | 620314 BIGSTON4 230 655465 BLAIR-ER4 230 1 | 620417 BSSOUTH3 345 620480 DEUEL CO 3 345 1 | 0.14445 | Yes
GEN-2024-034 | 01 NORTH | G01 29SP | 620417 BSSOUTH3 345 620427 HANKINSON 3 345 1 | 620417 BSSOUTH3 345 620480 DEUEL CO 3 345 1 | 0.09248 | Yes
GEN-2024-034 | 01 NORTH | G01 29SP | 620427 HANKINSON 3 345 996372 620:HANKINSO 230 2 | 620427 HANKINSON 3 345 3WXFMR 620:HANKINSON 345/ 1 | 0.24894 | Yes
GEN-2024-034 | 01 NORTH | G01 29SP | 620327 HANKSON4 230 996372 620:HANKINSO 230 2 | 620427 HANKINSON 3 345 3WXFMR 620:HANKINSON 345/ 1 | 0.24894 | Yes
GEN-2024-034 | 01 NORTH | G01 29SP | 620427 HANKINSON 3 345 996373 620:HANKINSO 230 1 | 620427 HANKINSON 3 345 3WXFMR 620:HANKINSON 345/ 2 | 0.24894 | Yes
GEN-2024-034 | 01 NORTH | G01 29SP | 620327 HANKSON4 230 996373 620:HANKINSO 230 1 | 620427 HANKINSON 3 345 3WXFMR 620:HANKINSON 345/ 2 | 0.24894 | Yes
GEN-2024-034 | 01 NORTH | G01 29SP | 620329 WAHPETN4 230 658109 FERGSFL4 230 1 | 620480 DEUEL CO 3 345 620483 ASTORIA 3 345 1 | 0.08474 | Yes
GEN-2024-034 | 01 NORTH | G01 29SP | 620214 BIGSTON7 115 996390 620:BIG STON 115 2 | 620480 DEUEL CO 3 345 620483 ASTORIA 3 345 1 | 0.05799 | Yes
GEN-2024-034 | 01 NORTH | G01 29SP | 620314 BIGSTON4 230 996390 620:BIG STON 115 2 | 620480 DEUEL CO 3 345 620483 ASTORIA 3 345 1 | 0.05799 | Yes
GEN-2024-034 | 01 NORTH | G01 29SP | 615637 GRE-SILVRLK4 230 658109 FERGSFL4 230 1 | 620480 DEUEL CO 3 345 620483 ASTORIA 3 345 1 | 0.06272 | Yes
GEN-2024-034 | 01 NORTH | G01 29SP | 620327 HANKSON4 230 620829 WAHPETON XF4 230 1 | 620480 DEUEL CO 3 345 620483 ASTORIA 3 345 1 | 0.1327 | Yes
GEN-2024-034 | 01 NORTH | G01 29SP | 615637 GRE-SILVRLK4 230 615902 GRE-HENNING4 230 1 | 620480 DEUEL CO 3 345 620483 ASTORIA 3 345 1 | 0.06272 | Yes
GEN-2024-034 | 01 NORTH | G01 29SP | 620314 BIGSTON4 230 655465 BLAIR-ER4 230 1 | 620480 DEUEL CO 3 345 620483 ASTORIA 3 345 1 | 0.14445 | Yes
GEN-2024-034 | 01 NORTH | G01 29SP | 615300 GRE-INMAN 4 230 615902 GRE-HENNING4 230 1 | 620480 DEUEL CO 3 345 620483 ASTORIA 3 345 1 | 0.06272 | Yes
GEN-2024-034 | 01 NORTH | G01 29SP | 620329 WAHPETN4 230 620829 WAHPETON XF4 230 Z | 620480 DEUEL CO 3 345 620483 ASTORIA 3 345 1 | 0.13262 | Yes
GEN-2024-034 | 01 NORTH | G01 29SP | 620263 FORMN 7 115 652438 FORMAN 7 115 1 | 620480 DEUEL CO 3 345 620483 ASTORIA 3 345 1 | 0.74451 | Yes
GEN-2024-034 | 01 NORTH | G01 29SP | 615300 GRE-INMAN 4 230 615566 GRE-WINGRIV4 230 1 | 620480 DEUEL CO 3 345 620483 ASTORIA 3 345 1 | 0.05141 | Yes
GEN-2024-034 | 01 NORTH | G01 29SP | 620363 FORMAN 4 230 996380 620:FORMAN 2 115 2 | 620480 DEUEL CO 3 345 620483 ASTORIA 3 345 1 | 0.74451 | Yes
GEN-2024-034 | 01 NORTH | G01 29SP | 620263 FORMN 7 115 996380 620:FORMAN 2 115 2 | 620480 DEUEL CO 3 345 620483 ASTORIA 3 345 1 | 0.74451 | Yes
GEN-2024-034 | 01 NORTH | G01 29SP | 620417 BSSOUTH3 345 620427 HANKINSON 3 345 1 | 620480 DEUEL CO 3 345 620483 ASTORIA 3 345 1 | 0.09248 | Yes
GEN-2024-034 | 01 NORTH | G01 29SP | 620427 HANKINSON 3 345 996373 620:HANKINSO 230 1 | 620480 DEUEL CO 3 345 620483 ASTORIA 3 345 1 | 0.12345 | Yes
GEN-2024-034 | 01 NORTH | G01 29SP | 620427 HANKINSON 3 345 996372 620:HANKINSO 230 2 | 620480 DEUEL CO 3 345 620483 ASTORIA 3 345 1 | 0.12345 | Yes
GEN-2024-034 | 01 NORTH | G01 29SP | 620327 HANKSON4 230 996373 620:HANKINSO 230 1 | 620480 DEUEL CO 3 345 620483 ASTORIA 3 345 1 | 0.12345 | Yes
GEN-2024-034 | 01 NORTH | G01 29SP | 620327 HANKSON4 230 996372 620:HANKINSO 230 2 | 620480 DEUEL CO 3 345 620483 ASTORIA 3 345 1 | 0.12345 | Yes
GEN-2024-034 | 01 NORTH | G01 29SP | 601067 BISON 3 345 620427 HANKINSON 3 345 1 | 620480 DEUEL CO 3 345 620483 ASTORIA 3 345 1 | 0.15442 | Yes
GEN-2024-034 | 01 NORTH | G01 29SP | 620314 BIGSTON4 230 620322 BSSOUTH4 230 2 | 620480 DEUEL CO 3 345 620483 ASTORIA 3 345 1 | 0.07112 | Yes
GEN-2024-034 | 01 NORTH | G01 29SP | 620314 BIGSTON4 230 620322 BSSOUTH4 230 1 | 620480 DEUEL CO 3 345 620483 ASTORIA 3 345 1 | 0.06571 | Yes
GEN-2024-034 | 01 NORTH | G01 29SP | 620480 DEUEL CO 3 345 620483 ASTORIA 3 345 1 | 620482 J510 ASTOR 3 345 620083 J510 ASTORG1 21.0 1 | 0.20391 | Yes
GEN-2024-034 | 01 NORTH | G01 29SP | 620417 BSSOUTH3 345 620480 DEUEL CO 3 345 1 | 620482 J510 ASTOR 3 345 620083 J510 ASTORG1 21.0 1 | 0.20391 | Yes
GEN-2024-034 | 01 NORTH | G01 29SP | 601002 ADAMS 3 345 631144 MITCHLCO3 345 1 | 627027 PIONR PR2 3 345 631144 MITCHLCO3 345 1 | 0.06281 | Yes
GEN-2024-034 | 01 NORTH | G01 29SP | 635999 IRVINGTON3 345 636000 WEBSTER3 345 1 | 627062 BISON 3 345 627217 BLUEBILL3 345 1 | 0.07286 | Yes
GEN-2024-034 | 01 NORTH | G01 29SP | 635369 KOSSUTH 3 345 635999 IRVINGTON3 345 1 | 627062 BISON 3 345 627217 BLUEBILL3 345 1 | 0.07286 | Yes
GEN-2024-034 | 01 NORTH | G01 29SP | 635999 IRVINGTON3 345 636000 WEBSTER3 345 1 | 627217 BLUEBILL3 345 631198 COLBY3 345 1 | 0.07286 | Yes
GEN-2024-034 | 01 NORTH | G01 29SP | 635369 KOSSUTH 3 345 635999 IRVINGTON3 345 1 | 627217 BLUEBILL3 345 631198 COLBY3 345 1 | 0.07286 | Yes
GEN-2024-034 | 01 NORTH | G01 29SP | 631197 LEDYARD3 345 635369 KOSSUTH 3 345 1 | 627217 BLUEBILL3 345 631198 COLBY3 345 1 | 0.07039 | Yes
GEN-2024-034 | 01 NORTH | G01 29SP | 631193 HUNTLEY3 345 631197 LEDYARD3 345 1 | 627217 BLUEBILL3 345 631198 COLBY3 345 1 | 0.07039 | Yes
GEN-2024-034 | 01 NORTH | G01 29SP | 631139 HAZLTON3 345 631270 LASALLE 3 345 1 | 629074 ARNOLD1G 22.0 631088 ARNOLD 5 161 1 | 0.06281 | Yes
GEN-2024-034 | 01 NORTH | G01 29SP | 631144 MITCHLCO3 345 631270 LASALLE 3 345 1 | 629074 ARNOLD1G 22.0 631088 ARNOLD 5 161 1 | 0.06281 | Yes
GEN-2024-034 | 01 NORTH | G01 29SP | 601002 ADAMS 3 345 631144 MITCHLCO3 345 1 | 629074 ARNOLD1G 22.0 631088 ARNOLD 5 161 1 | 0.06281 | Yes
GEN-2024-034 | 01 NORTH | G01 29SP | 601002 ADAMS 3 345 615306 GRE-PL VLLY3 345 1 | 629074 ARNOLD1G 22.0 631088 ARNOLD 5 161 1 | 0.06513 | Yes
GEN-2024-034 | 01 NORTH | G01 29SP | 631197 LEDYARD3 345 635369 KOSSUTH 3 345 1 | 631138 LAKEFLD3 345 631193 HUNTLEY3 345 1 | 0.05092 | Yes
GEN-2024-034 | 01 NORTH | G01 29SP | 631142 ARNOLD 3 345 631148 MORGN VLLY 3 345 1 | 631139 HAZLTON3 345 631191 HCKRYCK3 345 1 | 0.05045 | Yes
GEN-2024-034 | 01 NORTH | G01 29SP | 631139 HAZLTON3 345 631142 ARNOLD 3 345 1 | 631139 HAZLTON3 345 631191 HCKRYCK3 345 1 | 0.05572 | Yes
GEN-2024-034 | 01 NORTH | G01 29SP | 631139 HAZLTON3 345 631270 LASALLE 3 345 1 | 631139 HAZLTON3 345 636199 BLACKHAWK 3 345 1 | 0.06429 | Yes
GEN-2024-034 | 01 NORTH | G01 29SP | 631144 MITCHLCO3 345 631270 LASALLE 3 345 1 | 631139 HAZLTON3 345 636199 BLACKHAWK 3 345 1 | 0.06429 | Yes
GEN-2024-034 | 01 NORTH | G01 29SP | 601002 ADAMS 3 345 631144 MITCHLCO3 345 1 | 631139 HAZLTON3 345 636199 BLACKHAWK 3 345 1 | 0.06429 | Yes
GEN-2024-034 | 01 NORTH | G01 29SP | 601083 TREMVAL3 345 694098 NMA B5 345 345 1 | 631144 MITCHLCO3 345 631270 LASALLE 3 345 1 | 0.05471 | Yes
GEN-2024-034 | 01 NORTH | G01 29SP | 631193 HUNTLEY3 345 631197 LEDYARD3 345 1 | 631144 MITCHLCO3 345 631270 LASALLE 3 345 1 | 0.09419 | Yes
GEN-2024-034 | 01 NORTH | G01 29SP | 635999 IRVINGTON3 345 636000 WEBSTER3 345 1 | 631198 COLBY3 345 631199 KILLDEER3 345 1 | 0.06994 | Yes
GEN-2024-034 | 01 NORTH | G01 29SP | 635369 KOSSUTH 3 345 635999 IRVINGTON3 345 1 | 631198 COLBY3 345 631199 KILLDEER3 345 1 | 0.06994 | Yes
GEN-2024-034 | 01 NORTH | G01 29SP | 635999 IRVINGTON3 345 636000 WEBSTER3 345 1 | 631199 KILLDEER3 345 631206 QUINN3 345 1 | 0.07222 | Yes
GEN-2024-034 | 01 NORTH | G01 29SP | 635369 KOSSUTH 3 345 635999 IRVINGTON3 345 1 | 631199 KILLDEER3 345 631206 QUINN3 345 1 | 0.07222 | Yes
GEN-2024-034 | 01 NORTH | G01 29SP | 631139 HAZLTON3 345 631270 LASALLE 3 345 1 | 631206 QUINN3 345 636197 N FRANKLIN 3 345 1 | 0.06733 | Yes
GEN-2024-034 | 01 NORTH | G01 29SP | 635999 IRVINGTON3 345 636000 WEBSTER3 345 1 | 631206 QUINN3 345 636197 N FRANKLIN 3 345 1 | 0.07222 | Yes
GEN-2024-034 | 01 NORTH | G01 29SP | 631144 MITCHLCO3 345 631270 LASALLE 3 345 1 | 631206 QUINN3 345 636197 N FRANKLIN 3 345 1 | 0.06733 | Yes
GEN-2024-034 | 01 NORTH | G01 29SP | 635369 KOSSUTH 3 345 635999 IRVINGTON3 345 1 | 631206 QUINN3 345 636197 N FRANKLIN 3 345 1 | 0.07222 | Yes
GEN-2024-034 | 01 NORTH | G01 29SP | 601002 ADAMS 3 345 631144 MITCHLCO3 345 1 | 631206 QUINN3 345 636197 N FRANKLIN 3 345 1 | 0.06733 | Yes
GEN-2024-034 | 01 NORTH | G01 29SP | 635200 RAUN 3 345 762779 G18-043 TAP 345 1 | 635200 RAUN 3 345 645552 S3452 REACT3 345 1 | 0.09693 | Yes
GEN-2024-034 | 01 NORTH | G01 29SP | 635200 RAUN 3 345 645552 S3452 REACT3 345 1 | 635200 RAUN 3 345 762779 G18-043 TAP 345 1 | 0.09754 | Yes
GEN-2024-034 | 01 NORTH | G01 29SP | 635200 RAUN 3 345 652564 SIOUXCY3 345 1 | 635200 RAUN 3 345 762779 G18-043 TAP 345 1 | 0.07065 | Yes
GEN-2024-034 | 01 NORTH | G01 29SP | 635999 IRVINGTON3 345 636000 WEBSTER3 345 1 | 635219 GARD AVE 3 345 636017 LEHIGH GARX3 345 1 | 0.05686 | Yes
GEN-2024-034 | 01 NORTH | G01 29SP | 635369 KOSSUTH 3 345 635999 IRVINGTON3 345 1 | 635219 GARD AVE 3 345 636017 LEHIGH GARX3 345 1 | 0.05686 | Yes
GEN-2024-034 | 01 NORTH | G01 29SP | 636000 WEBSTER3 345 636010 LEHIGH 3 345 1 | 635219 GARD AVE 3 345 636017 LEHIGH GARX3 345 1 | 0.06813 | Yes
GEN-2024-034 | 01 NORTH | G01 29SP | 635368 OBRIEN 3 345 635400 HIGHLAND 3 345 1 | 635219 GARD AVE 3 345 636017 LEHIGH GARX3 345 1 | 0.0824 | Yes
GEN-2024-034 | 01 NORTH | G01 29SP | 635200 RAUN 3 345 635398 REMSEN 3 345 1 | 635369 KOSSUTH 3 345 635425 PALO ALTO 3 345 1 | 0.08089 | Yes
GEN-2024-034 | 01 NORTH | G01 29SP | 631138 LAKEFLD3 345 635368 OBRIEN 3 345 1 | 635369 KOSSUTH 3 345 635425 PALO ALTO 3 345 1 | 0.08668 | Yes
GEN-2024-034 | 01 NORTH | G01 29SP | 635398 REMSEN 3 345 635399 CHEROKEE 3 345 1 | 635369 KOSSUTH 3 345 635425 PALO ALTO 3 345 1 | 0.08089 | Yes
GEN-2024-034 | 01 NORTH | G01 29SP | 635399 CHEROKEE 3 345 635400 HIGHLAND 3 345 1 | 635369 KOSSUTH 3 345 635425 PALO ALTO 3 345 1 | 0.08089 | Yes
GEN-2024-034 | 01 NORTH | G01 29SP | 631193 HUNTLEY3 345 631197 LEDYARD3 345 1 | 635369 KOSSUTH 3 345 635425 PALO ALTO 3 345 1 | 0.08709 | Yes
GEN-2024-034 | 01 NORTH | G01 29SP | 631197 LEDYARD3 345 635369 KOSSUTH 3 345 1 | 635369 KOSSUTH 3 345 635425 PALO ALTO 3 345 1 | 0.05884 | Yes
GEN-2024-034 | 01 NORTH | G01 29SP | 631138 LAKEFLD3 345 635368 OBRIEN 3 345 1 | 635419 TRUMBULL LK3 345 635425 PALO ALTO 3 345 1 | 0.08668 | Yes
GEN-2024-034 | 01 NORTH | G01 29SP | 631193 HUNTLEY3 345 631197 LEDYARD3 345 1 | 635419 TRUMBULL LK3 345 635425 PALO ALTO 3 345 1 | 0.08709 | Yes
GEN-2024-034 | 01 NORTH | G01 29SP | 635600 GRIMES 3 345 636003 BEAVER CRK 3 345 1 | 635580 ARBOR HILL 3 345 635623 BADGER CRK 3 345 1 | 0.05782 | Yes
GEN-2024-034 | 01 NORTH | G01 29SP | 635018 NORTHBORO 3 345 635570 ORIENT 3 345 1 | 635580 ARBOR HILL 3 345 635623 BADGER CRK 3 345 1 | 0.05583 | Yes
GEN-2024-034 | 01 NORTH | G01 29SP | 635017 ATCHISON 3 345 635018 NORTHBORO 3 345 1 | 635580 ARBOR HILL 3 345 635623 BADGER CRK 3 345 1 | 0.05583 | Yes
GEN-2024-034 | 01 NORTH | G01 29SP | 635017 ATCHISON 3 345 640139 COOPER 3 345 1 | 635580 ARBOR HILL 3 345 635623 BADGER CRK 3 345 1 | 0.05583 | Yes
GEN-2024-034 | 01 NORTH | G01 29SP | 636003 BEAVER CRK 3 345 636010 LEHIGH 3 345 1 | 635580 ARBOR HILL 3 345 635623 BADGER CRK 3 345 1 | 0.05782 | Yes
GEN-2024-034 | 01 NORTH | G01 29SP | 635622 RCCN TRL 3 345 635630 BOONEVILLE 3 345 1 | 635580 ARBOR HILL 3 345 635623 BADGER CRK 3 345 1 | 0.05182 | Yes
GEN-2024-034 | 01 NORTH | G01 29SP | 631139 HAZLTON3 345 631270 LASALLE 3 345 1 | 635999 IRVINGTON3 345 636000 WEBSTER3 345 1 | 0.06771 | Yes
GEN-2024-034 | 01 NORTH | G01 29SP | 635200 RAUN 3 345 635398 REMSEN 3 345 1 | 635999 IRVINGTON3 345 636000 WEBSTER3 345 1 | 0.09165 | Yes
GEN-2024-034 | 01 NORTH | G01 29SP | 631144 MITCHLCO3 345 631270 LASALLE 3 345 1 | 635999 IRVINGTON3 345 636000 WEBSTER3 345 1 | 0.06771 | Yes
GEN-2024-034 | 01 NORTH | G01 29SP | 627217 BLUEBILL3 345 631198 COLBY3 345 1 | 635999 IRVINGTON3 345 636000 WEBSTER3 345 1 | 0.05123 | Yes
GEN-2024-034 | 01 NORTH | G01 29SP | 631206 QUINN3 345 636197 N FRANKLIN 3 345 1 | 635999 IRVINGTON3 345 636000 WEBSTER3 345 1 | 0.05333 | Yes
GEN-2024-034 | 01 NORTH | G01 29SP | 601002 ADAMS 3 345 631144 MITCHLCO3 345 1 | 635999 IRVINGTON3 345 636000 WEBSTER3 345 1 | 0.06771 | Yes
GEN-2024-034 | 01 NORTH | G01 29SP | 631198 COLBY3 345 631199 KILLDEER3 345 1 | 635999 IRVINGTON3 345 636000 WEBSTER3 345 1 | 0.05513 | Yes
GEN-2024-034 | 01 NORTH | G01 29SP | 635398 REMSEN 3 345 635399 CHEROKEE 3 345 1 | 635999 IRVINGTON3 345 636000 WEBSTER3 345 1 | 0.09165 | Yes
GEN-2024-034 | 01 NORTH | G01 29SP | 627062 BISON 3 345 627217 BLUEBILL3 345 1 | 635999 IRVINGTON3 345 636000 WEBSTER3 345 1 | 0.05123 | Yes
GEN-2024-034 | 01 NORTH | G01 29SP | 635399 CHEROKEE 3 345 635400 HIGHLAND 3 345 1 | 635999 IRVINGTON3 345 636000 WEBSTER3 345 1 | 0.09165 | Yes
GEN-2024-034 | 01 NORTH | G01 29SP | 631199 KILLDEER3 345 631206 QUINN3 345 1 | 635999 IRVINGTON3 345 636000 WEBSTER3 345 1 | 0.05333 | Yes
GEN-2024-034 | 01 NORTH | G01 29SP | 627062 BISON 3 345 631197 LEDYARD3 345 1 | 635999 IRVINGTON3 345 636000 WEBSTER3 345 1 | 0.05123 | Yes
GEN-2024-034 | 01 NORTH | G01 29SP | 635999 IRVINGTON3 345 636000 WEBSTER3 345 1 | 636010 LEHIGH 3 345 636017 LEHIGH GARX3 345 Z | 0.05686 | Yes
GEN-2024-034 | 01 NORTH | G01 29SP | 635369 KOSSUTH 3 345 635999 IRVINGTON3 345 1 | 636010 LEHIGH 3 345 636017 LEHIGH GARX3 345 Z | 0.05686 | Yes
GEN-2024-034 | 01 NORTH | G01 29SP | 636000 WEBSTER3 345 636010 LEHIGH 3 345 1 | 636010 LEHIGH 3 345 636017 LEHIGH GARX3 345 Z | 0.06813 | Yes
GEN-2024-034 | 01 NORTH | G01 29SP | 635200 RAUN 3 345 652564 SIOUXCY3 345 1 | 636010 LEHIGH 3 345 636017 LEHIGH GARX3 345 Z | 0.08411 | Yes
GEN-2024-034 | 01 NORTH | G01 29SP | 635368 OBRIEN 3 345 635400 HIGHLAND 3 345 1 | 636010 LEHIGH 3 345 636017 LEHIGH GARX3 345 Z | 0.0824 | Yes
GEN-2024-034 | 01 NORTH | G01 29SP | 635600 GRIMES 3 345 636003 BEAVER CRK 3 345 1 | 636197 N FRANKLIN 3 345 636198 BLCKHWKRX 3 345 1 | 0.06472 | Yes
GEN-2024-034 | 01 NORTH | G01 29SP | 631139 HAZLTON3 345 631270 LASALLE 3 345 1 | 636197 N FRANKLIN 3 345 636198 BLCKHWKRX 3 345 1 | 0.06539 | Yes
GEN-2024-034 | 01 NORTH | G01 29SP | 636003 BEAVER CRK 3 345 636010 LEHIGH 3 345 1 | 636197 N FRANKLIN 3 345 636198 BLCKHWKRX 3 345 1 | 0.06472 | Yes
GEN-2024-034 | 01 NORTH | G01 29SP | 631144 MITCHLCO3 345 631270 LASALLE 3 345 1 | 636197 N FRANKLIN 3 345 636198 BLCKHWKRX 3 345 1 | 0.06539 | Yes
GEN-2024-034 | 01 NORTH | G01 29SP | 601002 ADAMS 3 345 631144 MITCHLCO3 345 1 | 636197 N FRANKLIN 3 345 636198 BLCKHWKRX 3 345 1 | 0.06539 | Yes
GEN-2024-034 | 01 NORTH | G01 29SP | 601002 ADAMS 3 345 615306 GRE-PL VLLY3 345 1 | 636197 N FRANKLIN 3 345 636198 BLCKHWKRX 3 345 1 | 0.06688 | Yes
GEN-2024-034 | 01 NORTH | G01 29SP | 635600 GRIMES 3 345 636003 BEAVER CRK 3 345 1 | 636198 BLCKHWKRX 3 345 636199 BLACKHAWK 3 345 Z | 0.06472 | Yes
GEN-2024-034 | 01 NORTH | G01 29SP | 631139 HAZLTON3 345 631270 LASALLE 3 345 1 | 636198 BLCKHWKRX 3 345 636199 BLACKHAWK 3 345 Z | 0.06539 | Yes
GEN-2024-034 | 01 NORTH | G01 29SP | 636003 BEAVER CRK 3 345 636010 LEHIGH 3 345 1 | 636198 BLCKHWKRX 3 345 636199 BLACKHAWK 3 345 Z | 0.06472 | Yes
GEN-2024-034 | 01 NORTH | G01 29SP | 631144 MITCHLCO3 345 631270 LASALLE 3 345 1 | 636198 BLCKHWKRX 3 345 636199 BLACKHAWK 3 345 Z | 0.06539 | Yes
GEN-2024-034 | 01 NORTH | G01 29SP | 601002 ADAMS 3 345 631144 MITCHLCO3 345 1 | 636198 BLCKHWKRX 3 345 636199 BLACKHAWK 3 345 Z | 0.06539 | Yes
GEN-2024-034 | 01 NORTH | G01 29SP | 601002 ADAMS 3 345 615306 GRE-PL VLLY3 345 1 | 636198 BLCKHWKRX 3 345 636199 BLACKHAWK 3 345 Z | 0.06688 | Yes
GEN-2024-034 | 01 NORTH | G01 29SP | 635200 RAUN 3 345 645552 S3452 REACT3 345 1 | 645451 S3451 3 345 645551 S3451-RAUN 3 345 Z1 | 0.09754 | Yes
GEN-2024-034 | 01 NORTH | G01 29SP | 635200 RAUN 3 345 652564 SIOUXCY3 345 1 | 645451 S3451 3 345 645551 S3451-RAUN 3 345 Z1 | 0.07065 | Yes
GEN-2024-034 | 01 NORTH | G01 29SP | 635200 RAUN 3 345 762779 G18-043 TAP 345 1 | 645452 S3452 3 345 645552 S3452 REACT3 345 Z1 | 0.09693 | Yes
GEN-2024-034 | 01 NORTH | G01 29SP | 635200 RAUN 3 345 645552 S3452 REACT3 345 1 | 645551 S3451-RAUN 3 345 762779 G18-043 TAP 345 1 | 0.09754 | Yes
GEN-2024-034 | 01 NORTH | G01 29SP | 635200 RAUN 3 345 652564 SIOUXCY3 345 1 | 645551 S3451-RAUN 3 345 762779 G18-043 TAP 345 1 | 0.07065 | Yes
GEN-2024-034 | 01 NORTH | G01 29SP | 620263 FORMN 7 115 652438 FORMAN 7 115 1 | 652433 EDGELEY8 69.0 655625 DICKEYTP-CP8 69.0 1 | 0.7791 | Yes
GEN-2024-034 | 01 NORTH | G01 29SP | 620363 FORMAN 4 230 996380 620:FORMAN 2 115 2 | 652433 EDGELEY8 69.0 655625 DICKEYTP-CP8 69.0 1 | 0.7791 | Yes
GEN-2024-034 | 01 NORTH | G01 29SP | 620263 FORMN 7 115 996380 620:FORMAN 2 115 2 | 652433 EDGELEY8 69.0 655625 DICKEYTP-CP8 69.0 1 | 0.7791 | Yes
GEN-2024-034 | 01 NORTH | G01 29SP | 620263 FORMN 7 115 652438 FORMAN 7 115 1 | 652454 VALLEYC7 115 652638 ENDERLIN 7 115 1 | 0.83087 | Yes
GEN-2024-034 | 01 NORTH | G01 29SP | 620363 FORMAN 4 230 996380 620:FORMAN 2 115 2 | 652454 VALLEYC7 115 652638 ENDERLIN 7 115 1 | 0.83087 | Yes
GEN-2024-034 | 01 NORTH | G01 29SP | 620263 FORMN 7 115 996380 620:FORMAN 2 115 2 | 652454 VALLEYC7 115 652638 ENDERLIN 7 115 1 | 0.83087 | Yes
GEN-2024-034 | 01 NORTH | G01 29SP | 657756 SQBUTTE4 230 995910 620:CENTER # 230 2 | 657791 CENTER 3 345 3WXFMR 620:CENTER #1 345/ 1 | 0.05182 | Yes
GEN-2024-034 | 01 NORTH | G01 29SP | 657791 CENTER 3 345 995910 620:CENTER # 230 2 | 657791 CENTER 3 345 3WXFMR 620:CENTER #1 345/ 1 | 0.05182 | Yes
GEN-2024-034 | 01 NORTH | G01 29SP | 620361 MAPLE R3 345 996382 620:MAPLE R 230 2 | 658047 ALEXMRES3 345 658049 ALXLNRCTRT 345 Z1 | 0.05803 | Yes
GEN-2024-034 | 01 NORTH | G01 29SP | 657754 MAPLE R4 230 996382 620:MAPLE R 230 2 | 658047 ALEXMRES3 345 658049 ALXLNRCTRT 345 Z1 | 0.05803 | Yes
GEN-2024-034 | 01 NORTH | G01 29SP | 620329 WAHPETN4 230 658109 FERGSFL4 230 1 | 658047 ALEXMRES3 345 658049 ALXLNRCTRT 345 Z1 | 0.08278 | Yes
GEN-2024-034 | 01 NORTH | G01 29SP | 615637 GRE-SILVRLK4 230 658109 FERGSFL4 230 1 | 658047 ALEXMRES3 345 658049 ALXLNRCTRT 345 Z1 | 0.06093 | Yes
GEN-2024-034 | 01 NORTH | G01 29SP | 615637 GRE-SILVRLK4 230 615902 GRE-HENNING4 230 1 | 658047 ALEXMRES3 345 658049 ALXLNRCTRT 345 Z1 | 0.06093 | Yes
GEN-2024-034 | 01 NORTH | G01 29SP | 615300 GRE-INMAN 4 230 615902 GRE-HENNING4 230 1 | 658047 ALEXMRES3 345 658049 ALXLNRCTRT 345 Z1 | 0.06093 | Yes
GEN-2024-034 | 01 NORTH | G01 29SP | 601067 BISON 3 345 620361 MAPLE R3 345 1 | 658047 ALEXMRES3 345 658049 ALXLNRCTRT 345 Z1 | 0.08235 | Yes
GEN-2024-034 | 01 NORTH | G01 29SP | 602006 SHEYNNE4 230 657754 MAPLE R4 230 1 | 658047 ALEXMRES3 345 658049 ALXLNRCTRT 345 Z1 | 0.06499 | Yes
GEN-2024-034 | 01 NORTH | G01 29SP | 601048 LYON CO 3 345 601087 STEEP BK LK3 345 2 | 658047 ALEXMRES3 345 658049 ALXLNRCTRT 345 Z1 | 0.0589 | Yes
GEN-2024-034 | 01 NORTH | G01 29SP | 601048 LYON CO 3 345 601077 HAWKSNEST 3 345 1 | 658047 ALEXMRES3 345 658049 ALXLNRCTRT 345 Z1 | 0.05874 | Yes
GEN-2024-034 | 01 NORTH | G01 29SP | 601031 BRKNGCO3 345 601077 HAWKSNEST 3 345 1 | 658047 ALEXMRES3 345 658049 ALXLNRCTRT 345 Z1 | 0.05874 | Yes
GEN-2024-034 | 01 NORTH | G01 29SP | 620480 DEUEL CO 3 345 620483 ASTORIA 3 345 1 | 658047 ALEXMRES3 345 658049 ALXLNRCTRT 345 Z1 | 0.22129 | Yes
GEN-2024-034 | 01 NORTH | G01 29SP | 620427 HANKINSON 3 345 996373 620:HANKINSO 230 1 | 658047 ALEXMRES3 345 658049 ALXLNRCTRT 345 Z1 | 0.13043 | Yes
GEN-2024-034 | 01 NORTH | G01 29SP | 620427 HANKINSON 3 345 996372 620:HANKINSO 230 2 | 658047 ALEXMRES3 345 658049 ALXLNRCTRT 345 Z1 | 0.13043 | Yes
GEN-2024-034 | 01 NORTH | G01 29SP | 620327 HANKSON4 230 996372 620:HANKINSO 230 2 | 658047 ALEXMRES3 345 658049 ALXLNRCTRT 345 Z1 | 0.13043 | Yes
GEN-2024-034 | 01 NORTH | G01 29SP | 620327 HANKSON4 230 996373 620:HANKINSO 230 1 | 658047 ALEXMRES3 345 658049 ALXLNRCTRT 345 Z1 | 0.13043 | Yes
GEN-2024-034 | 01 NORTH | G01 29SP | 620369 JAMESTN3 345 620769 JMS SHUNT 3 345 Z | 658047 ALEXMRES3 345 658049 ALXLNRCTRT 345 Z1 | 0.09039 | Yes
GEN-2024-034 | 01 NORTH | G01 29SP | 620769 JMS SHUNT 3 345 661952 ELN345SHNT23 345 1 | 658047 ALEXMRES3 345 658049 ALXLNRCTRT 345 Z1 | 0.09039 | Yes
GEN-2024-034 | 01 NORTH | G01 29SP | 661097 ELLENDL345 3 345 661952 ELN345SHNT23 345 Z | 658047 ALEXMRES3 345 658049 ALXLNRCTRT 345 Z1 | 0.09039 | Yes
GEN-2024-034 | 01 NORTH | G01 29SP | 620369 JAMESTN3 345 657791 CENTER 3 345 1 | 659422 LO.LS-GR-BE3 345 659423 GR.LS-LO-BE3 345 1 | 0.08432 | Yes
GEN-2024-034 | 01 NORTH | G01 29SP | 661091 NAPOLEON SW4 230 661094 WISHEK 4 230 1 | 661012 J1040SUB 230 661002 J1040COL1 34.5 1 | 0.07751 | Yes
GEN-2024-034 | 01 NORTH | G01 29SP | 661053 MANDAN 4 230 661091 NAPOLEON SW4 230 1 | 661012 J1040SUB 230 661002 J1040COL1 34.5 1 | 0.07751 | Yes
GEN-2024-034 | 01 NORTH | G01 29SP | 661091 NAPOLEON SW4 230 661094 WISHEK 4 230 1 | 661012 J1040SUB 230 661014 J1040COL2 34.5 1 | 0.07751 | Yes
GEN-2024-034 | 01 NORTH | G01 29SP | 661053 MANDAN 4 230 661091 NAPOLEON SW4 230 1 | 661012 J1040SUB 230 661014 J1040COL2 34.5 1 | 0.07751 | Yes
GEN-2024-034 | 01 NORTH | G01 29SP | 661093 MERRCRT4 230 661094 WISHEK 4 230 1 | 661092 FOXTAIL 4 230 661985 FOXTAILCLC 9 34.5 1 | 0.07751 | Yes
GEN-2024-034 | 01 NORTH | G01 29SP | 661091 NAPOLEON SW4 230 661094 WISHEK 4 230 1 | 661092 FOXTAIL 4 230 661985 FOXTAILCLC 9 34.5 1 | 0.07751 | Yes
GEN-2024-034 | 01 NORTH | G01 29SP | 661097 ELLENDL345 3 345 995801 661:ELLENDL 230 1 | 661092 FOXTAIL 4 230 661985 FOXTAILCLC 9 34.5 1 | 0.17859 | Yes
GEN-2024-034 | 01 NORTH | G01 29SP | 620369 JAMESTN3 345 620769 JMS SHUNT 3 345 Z | 661092 FOXTAIL 4 230 661985 FOXTAILCLC 9 34.5 1 | 0.09996 | Yes
GEN-2024-034 | 01 NORTH | G01 29SP | 620769 JMS SHUNT 3 345 661952 ELN345SHNT23 345 1 | 661092 FOXTAIL 4 230 661985 FOXTAILCLC 9 34.5 1 | 0.09996 | Yes
GEN-2024-034 | 01 NORTH | G01 29SP | 661097 ELLENDL345 3 345 661952 ELN345SHNT23 345 Z | 661092 FOXTAIL 4 230 661985 FOXTAILCLC 9 34.5 1 | 0.09996 | Yes
GEN-2024-034 | 01 NORTH | G01 29SP | 661026 ELLENDL4 230 661098 ELLENDL345 4 230 Z | 661097 ELLENDL345 3 345 3WXFMR 661:ELLENDL 345 1 | 0.06498 | Yes
GEN-2024-034 | 01 NORTH | G01 29SP | 620263 FORMN 7 115 652438 FORMAN 7 115 1 | 661097 ELLENDL345 3 345 3WXFMR 661:ELLENDL 345 1 | 0.73902 | Yes
GEN-2024-034 | 01 NORTH | G01 29SP | 620362 OAKES 4 230 620363 FORMAN 4 230 1 | 661097 ELLENDL345 3 345 3WXFMR 661:ELLENDL 345 1 | 0.2058 | Yes
GEN-2024-034 | 01 NORTH | G01 29SP | 620362 OAKES 4 230 661098 ELLENDL345 4 230 1 | 661097 ELLENDL345 3 345 3WXFMR 661:ELLENDL 345 1 | 0.19954 | Yes
GEN-2024-034 | 01 NORTH | G01 29SP | 661026 ELLENDL4 230 995809 661:ELLENDL 115 1 | 661097 ELLENDL345 3 345 3WXFMR 661:ELLENDL 345 1 | 0.06498 | Yes
GEN-2024-034 | 01 NORTH | G01 29SP | 661027 ELLENDL7 115 995809 661:ELLENDL 115 1 | 661097 ELLENDL345 3 345 3WXFMR 661:ELLENDL 345 1 | 0.06498 | Yes
GEN-2024-034 | 01 NORTH | G01 29SP | 620327 HANKSON4 230 620363 FORMAN 4 230 1 | 661097 ELLENDL345 3 345 3WXFMR 661:ELLENDL 345 1 | 0.53322 | Yes
GEN-2024-034 | 01 NORTH | G01 29SP | 660000 ABR JCT 115 661027 ELLENDL7 115 1 | 661097 ELLENDL345 3 345 3WXFMR 661:ELLENDL 345 1 | 0.06498 | Yes
GEN-2024-034 | 01 NORTH | G01 29SP | 620363 FORMAN 4 230 996380 620:FORMAN 2 115 2 | 661097 ELLENDL345 3 345 3WXFMR 661:ELLENDL 345 1 | 0.73902 | Yes
GEN-2024-034 | 01 NORTH | G01 29SP | 620263 FORMN 7 115 996380 620:FORMAN 2 115 2 | 661097 ELLENDL345 3 345 3WXFMR 661:ELLENDL 345 1 | 0.73902 | Yes
GEN-2024-034 | 01 NORTH | G01 29SP | 661053 MANDAN 4 230 661091 NAPOLEON SW4 230 1 | 661978 EMMONSLOGAN4 230 3WXFMR 661:EMNSLGN CLC 1 | 0.07751 | Yes
GEN-2024-034 | 01 NORTH | G01 29SP | 661093 MERRCRT4 230 661094 WISHEK 4 230 1 | 661992 G359 MRCRT 4 230 3WXFMR 661:G359 MPT 1 | 0.07751 | Yes
GEN-2024-034 | 01 NORTH | G01 29SP | 661097 ELLENDL345 3 345 995801 661:ELLENDL 230 1 | 661992 G359 MRCRT 4 230 3WXFMR 661:G359 MPT 1 | 0.17859 | Yes
GEN-2024-034 | 01 NORTH | G01 29SP | 620327 HANKSON4 230 620829 WAHPETON XF4 230 1 | 67006 MPC03637MPT 230 67007 MPC03637POI 230 1 | 0.10813 | Yes
GEN-2024-034 | 01 NORTH | G01 29SP | 620329 WAHPETN4 230 620829 WAHPETON XF4 230 Z | 67006 MPC03637MPT 230 67007 MPC03637POI 230 1 | 0.10807 | Yes
GEN-2024-034 | 01 NORTH | G01 29SP | 620327 HANKSON4 230 620829 WAHPETON XF4 230 1 | 67006 MPC03637MPT 230 3WXFMR T2 _4 1 | 0.10813 | Yes
GEN-2024-034 | 01 NORTH | G01 29SP | 620329 WAHPETN4 230 620829 WAHPETON XF4 230 Z | 67006 MPC03637MPT 230 3WXFMR T2 _4 1 | 0.10807 | Yes
GEN-2024-034 | 01 NORTH | G01 29SP | 620327 HANKSON4 230 620829 WAHPETON XF4 230 1 | 67006 MPC03637MPT 230 3WXFMR T3 _3 1 | 0.10813 | Yes
GEN-2024-034 | 01 NORTH | G01 29SP | 620329 WAHPETN4 230 620829 WAHPETON XF4 230 Z | 67006 MPC03637MPT 230 3WXFMR T3 _3 1 | 0.10807 | Yes
GEN-2024-034 | 01 NORTH | G01 29SP | 620327 HANKSON4 230 620829 WAHPETON XF4 230 1 | 67007 MPC03637POI 230 620329 WAHPETN4 230 1 | 0.08157 | Yes
GEN-2024-034 | 01 NORTH | G01 29SP | 620329 WAHPETN4 230 620829 WAHPETON XF4 230 Z | 67007 MPC03637POI 230 620329 WAHPETN4 230 1 | 0.08152 | Yes
GEN-2024-034 | 01 NORTH | G01 29SP | 620427 HANKINSON 3 345 996372 620:HANKINSO 230 2 | 67007 MPC03637POI 230 620329 WAHPETN4 230 1 | 0.14688 | Yes
GEN-2024-034 | 01 NORTH | G01 29SP | 620427 HANKINSON 3 345 996373 620:HANKINSO 230 1 | 67007 MPC03637POI 230 620329 WAHPETN4 230 1 | 0.14688 | Yes
GEN-2024-034 | 01 NORTH | G01 29SP | 620327 HANKSON4 230 996373 620:HANKINSO 230 1 | 67007 MPC03637POI 230 620329 WAHPETN4 230 1 | 0.14688 | Yes
GEN-2024-034 | 01 NORTH | G01 29SP | 620327 HANKSON4 230 996372 620:HANKINSO 230 2 | 67007 MPC03637POI 230 620329 WAHPETN4 230 1 | 0.14688 | Yes
GEN-2024-034 | 01 NORTH | G01 29SP | 620329 WAHPETN4 230 658109 FERGSFL4 230 1 | 67007 MPC03637POI 230 657750 FRONTER4 230 1 | 0.08157 | Yes
GEN-2024-034 | 01 NORTH | G01 29SP | 615637 GRE-SILVRLK4 230 658109 FERGSFL4 230 1 | 67007 MPC03637POI 230 657750 FRONTER4 230 1 | 0.05911 | Yes
GEN-2024-034 | 01 NORTH | G01 29SP | 615637 GRE-SILVRLK4 230 615902 GRE-HENNING4 230 1 | 67007 MPC03637POI 230 657750 FRONTER4 230 1 | 0.05911 | Yes
GEN-2024-034 | 01 NORTH | G01 29SP | 615300 GRE-INMAN 4 230 615902 GRE-HENNING4 230 1 | 67007 MPC03637POI 230 657750 FRONTER4 230 1 | 0.05911 | Yes
GEN-2024-034 | 01 NORTH | G01 29SP | 601067 BISON 3 345 620361 MAPLE R3 345 1 | 67007 MPC03637POI 230 657750 FRONTER4 230 1 | 0.06271 | Yes
GEN-2024-034 | 01 NORTH | G01 29SP | 601067 BISON 3 345 620427 HANKINSON 3 345 1 | 67007 MPC03637POI 230 657750 FRONTER4 230 1 | 0.13164 | Yes
GEN-2024-034 | 01 NORTH | G01 29SP | 620369 JAMESTN3 345 657791 CENTER 3 345 1 | 67020 MPC03839POI 345 657946 PRAIRIE3 345 1 | 0.08065 | Yes
GEN-2024-034 | 01 NORTH | G01 29SP | 661093 MERRCRT4 230 661094 WISHEK 4 230 1 | 67020 MPC03839POI 345 657946 PRAIRIE3 345 1 | 0.07747 | Yes
GEN-2024-034 | 01 NORTH | G01 29SP | 620327 HANKSON4 230 620829 WAHPETON XF4 230 1 | 67020 MPC03839POI 345 657946 PRAIRIE3 345 1 | 0.10818 | Yes
GEN-2024-034 | 01 NORTH | G01 29SP | 620329 WAHPETN4 230 620829 WAHPETON XF4 230 Z | 67020 MPC03839POI 345 657946 PRAIRIE3 345 1 | 0.10812 | Yes
GEN-2024-034 | 01 NORTH | G01 29SP | 620362 OAKES 4 230 620363 FORMAN 4 230 1 | 67020 MPC03839POI 345 657946 PRAIRIE3 345 1 | 0.29837 | Yes
GEN-2024-034 | 01 NORTH | G01 29SP | 620362 OAKES 4 230 661098 ELLENDL345 4 230 1 | 67020 MPC03839POI 345 657946 PRAIRIE3 345 1 | 0.29435 | Yes
GEN-2024-034 | 01 NORTH | G01 29SP | 620369 JAMESTN3 345 620769 JMS SHUNT 3 345 Z | 67020 MPC03839POI 345 657946 PRAIRIE3 345 1 | 0.09989 | Yes
GEN-2024-034 | 01 NORTH | G01 29SP | 620769 JMS SHUNT 3 345 661952 ELN345SHNT23 345 1 | 67020 MPC03839POI 345 657946 PRAIRIE3 345 1 | 0.09989 | Yes
GEN-2024-034 | 01 NORTH | G01 29SP | 661097 ELLENDL345 3 345 661952 ELN345SHNT23 345 Z | 67020 MPC03839POI 345 657946 PRAIRIE3 345 1 | 0.09989 | Yes
GEN-2024-034 | 01 NORTH | G01 29SP | 620369 JAMESTN3 345 657791 CENTER 3 345 1 | 67020 MPC03839POI 345 657951 CNTSHNT3 345 1 | 0.08065 | Yes
GEN-2024-034 | 01 NORTH | G01 29SP | 620362 OAKES 4 230 620363 FORMAN 4 230 1 | 67020 MPC03839POI 345 657951 CNTSHNT3 345 1 | 0.29837 | Yes
GEN-2024-034 | 01 NORTH | G01 29SP | 601039 NROC 3 345 601051 HMPT CNR3 345 1 | 681523 GENOA 5 161 681522 GENOA53G 24.0 1 | 0.05539 | Yes
GEN-2024-034 | 01 NORTH | G01 29SP | 601014 AS KING3 345 601028 EAU CL 3 345 1 | 681534 APL RVR5 161 681544 POPLK_5 161 1 | 0.05246 | Yes
GEN-2024-034 | 01 NORTH | G01 29SP | 601039 NROC 3 345 601051 HMPT CNR3 345 1 | 681543 ALMA 5 161 681542 JPM 24.0 1 | 0.05539 | Yes
GEN-2024-034 | 01 NORTH | G01 29SP | 620369 JAMESTN3 345 657791 CENTER 3 345 1 | Base Case | 0.08095 | Yes
GEN-2024-034 | 01 NORTH | G01 29SP | 661093 MERRCRT4 230 661094 WISHEK 4 230 1 | Base Case | 0.07751 | Yes
GEN-2024-034 | 01 NORTH | G01 29SP | 620329 WAHPETN4 230 658109 FERGSFL4 230 1 | Base Case | 0.0691 | Yes
GEN-2024-034 | 01 NORTH | G01 29SP | 661091 NAPOLEON SW4 230 661094 WISHEK 4 230 1 | Base Case | 0.07751 | Yes
GEN-2024-034 | 01 NORTH | G01 29SP | 620327 HANKSON4 230 620829 WAHPETON XF4 230 1 | Base Case | 0.10813 | Yes
GEN-2024-034 | 01 NORTH | G01 29SP | 615637 GRE-SILVRLK4 230 658109 FERGSFL4 230 1 | Base Case | 0.05098 | Yes
GEN-2024-034 | 01 NORTH | G01 29SP | 601005 ELM CRK3 345 601022 PARKERS3 345 1 | Base Case | 0.06638 | Yes
GEN-2024-034 | 01 NORTH | G01 29SP | 601014 AS KING3 345 601028 EAU CL 3 345 1 | Base Case | 0.05065 | Yes
GEN-2024-034 | 01 NORTH | G01 29SP | 615637 GRE-SILVRLK4 230 615902 GRE-HENNING4 230 1 | Base Case | 0.05098 | Yes
GEN-2024-034 | 01 NORTH | G01 29SP | 635200 RAUN 3 345 762779 G18-043 TAP 345 1 | Base Case | 0.06835 | Yes
GEN-2024-034 | 01 NORTH | G01 29SP | 620329 WAHPETN4 230 620829 WAHPETON XF4 230 Z | Base Case | 0.10807 | Yes
GEN-2024-034 | 01 NORTH | G01 29SP | 615300 GRE-INMAN 4 230 615902 GRE-HENNING4 230 1 | Base Case | 0.05098 | Yes
GEN-2024-034 | 01 NORTH | G01 29SP | 601006 SPLT RK3 345 652536 WHITE-SRX3 345 1 | Base Case | 0.116 | Yes
GEN-2024-034 | 01 NORTH | G01 29SP | 601003 PR ISLD3 345 601039 NROC 3 345 1 | Base Case | 0.06617 | Yes
GEN-2024-034 | 01 NORTH | G01 29SP | 635600 GRIMES 3 345 636003 BEAVER CRK 3 345 1 | Base Case | 0.06262 | Yes
GEN-2024-034 | 01 NORTH | G01 29SP | 635018 NORTHBORO 3 345 635570 ORIENT 3 345 1 | Base Case | 0.05195 | Yes
GEN-2024-034 | 01 NORTH | G01 29SP | 620314 BIGSTON4 230 655465 BLAIR-ER4 230 1 | Base Case | 0.0787 | Yes
GEN-2024-034 | 01 NORTH | G01 29SP | 620314 BIGSTON4 230 620325 BROWNSV4 230 1 | Base Case | 0.07544 | Yes
GEN-2024-034 | 01 NORTH | G01 29SP | 601031 BRKNGCO3 345 620483 ASTORIA 3 345 1 | Base Case | 0.20579 | Yes
GEN-2024-034 | 01 NORTH | G01 29SP | 636003 BEAVER CRK 3 345 636010 LEHIGH 3 345 1 | Base Case | 0.06262 | Yes
GEN-2024-034 | 01 NORTH | G01 29SP | 620263 FORMN 7 115 652438 FORMAN 7 115 1 | Base Case | 0.7537 | Yes
GEN-2024-034 | 01 NORTH | G01 29SP | 601001 FORBES 2 500 601017 CHIS-N 2 500 1 | Base Case | 0.05021 | Yes
GEN-2024-034 | 01 NORTH | G01 29SP | 601016 CHIS CO2 500 601017 CHIS-N 2 500 1 | Base Case | 0.05021 | Yes
GEN-2024-034 | 01 NORTH | G01 29SP | 635017 ATCHISON 3 345 635018 NORTHBORO 3 345 1 | Base Case | 0.05195 | Yes
GEN-2024-034 | 01 NORTH | G01 29SP | 601006 SPLT RK3 345 652864 SIOUXCY-LNX3 345 1 | Base Case | 0.09523 | Yes
GEN-2024-034 | 01 NORTH | G01 29SP | 631139 HAZLTON3 345 631270 LASALLE 3 345 1 | Base Case | 0.06281 | Yes
GEN-2024-034 | 01 NORTH | G01 29SP | 635017 ATCHISON 3 345 640139 COOPER 3 345 1 | Base Case | 0.05195 | Yes
GEN-2024-034 | 01 NORTH | G01 29SP | 620325 BROWNSV4 230 620328 NEW EFFNGTN4 230 1 | Base Case | 0.07322 | Yes
GEN-2024-034 | 01 NORTH | G01 29SP | 661098 ELLENDL345 4 230 995801 661:ELLENDL 230 1 | Base Case | 0.17859 | Yes
GEN-2024-034 | 01 NORTH | G01 29SP | 631144 MITCHLCO3 345 631270 LASALLE 3 345 1 | Base Case | 0.06281 | Yes
GEN-2024-034 | 01 NORTH | G01 29SP | 635999 IRVINGTON3 345 636000 WEBSTER3 345 1 | Base Case | 0.06094 | Yes
GEN-2024-034 | 01 NORTH | G01 29SP | 601048 LYON CO 3 345 601087 STEEP BK LK3 345 2 | Base Case | 0.05102 | Yes
GEN-2024-034 | 01 NORTH | G01 29SP | 601048 LYON CO 3 345 601077 HAWKSNEST 3 345 1 | Base Case | 0.05087 | Yes
GEN-2024-034 | 01 NORTH | G01 29SP | 635200 RAUN 3 345 635398 REMSEN 3 345 1 | Base Case | 0.07907 | Yes
GEN-2024-034 | 01 NORTH | G01 29SP | 635200 RAUN 3 345 645552 S3452 REACT3 345 1 | Base Case | 0.06962 | Yes
GEN-2024-034 | 01 NORTH | G01 29SP | 635369 KOSSUTH 3 345 635999 IRVINGTON3 345 1 | Base Case | 0.06094 | Yes
GEN-2024-034 | 01 NORTH | G01 29SP | 620327 HANKSON4 230 620328 NEW EFFNGTN4 230 1 | Base Case | 0.07322 | Yes
GEN-2024-034 | 01 NORTH | G01 29SP | 601004 WILMART3 345 601072 SHEAS LK3 345 1 | Base Case | 0.07452 | Yes
GEN-2024-034 | 01 NORTH | G01 29SP | 601031 BRKNGCO3 345 601077 HAWKSNEST 3 345 1 | Base Case | 0.05087 | Yes
GEN-2024-034 | 01 NORTH | G01 29SP | 620362 OAKES 4 230 620363 FORMAN 4 230 1 | Base Case | 0.29841 | Yes
GEN-2024-034 | 01 NORTH | G01 29SP | 620363 FORMAN 4 230 996380 620:FORMAN 2 115 2 | Base Case | 0.7537 | Yes
GEN-2024-034 | 01 NORTH | G01 29SP | 620263 FORMN 7 115 996380 620:FORMAN 2 115 2 | Base Case | 0.7537 | Yes
GEN-2024-034 | 01 NORTH | G01 29SP | 601031 BRKNGCO3 345 601087 STEEP BK LK3 345 2 | Base Case | 0.05102 | Yes
GEN-2024-034 | 01 NORTH | G01 29SP | 601039 NROC 3 345 601051 HMPT CNR3 345 1 | Base Case | 0.05539 | Yes
GEN-2024-034 | 01 NORTH | G01 29SP | 601002 ADAMS 3 345 631144 MITCHLCO3 345 1 | Base Case | 0.06281 | Yes
GEN-2024-034 | 01 NORTH | G01 29SP | 601050 HELENA 3 345 601072 SHEAS LK3 345 1 | Base Case | 0.07514 | Yes
GEN-2024-034 | 01 NORTH | G01 29SP | 601067 BISON 3 345 658049 ALXLNRCTRT 345 1 | Base Case | 0.09418 | Yes
GEN-2024-034 | 01 NORTH | G01 29SP | 658047 ALEXMRES3 345 658049 ALXLNRCTRT 345 Z1 | Base Case | 0.09418 | Yes
GEN-2024-034 | 01 NORTH | G01 29SP | 620416 TWIN BRKS 3 345 620417 BSSOUTH3 345 1 | Base Case | 0.07862 | Yes
GEN-2024-034 | 01 NORTH | G01 29SP | 601010 MNTCELO3 345 601047 QUARRY 3 345 1 | Base Case | 0.05537 | Yes
GEN-2024-034 | 01 NORTH | G01 29SP | 620480 DEUEL CO 3 345 620483 ASTORIA 3 345 1 | Base Case | 0.20391 | Yes
GEN-2024-034 | 01 NORTH | G01 29SP | 620362 OAKES 4 230 661098 ELLENDL345 4 230 1 | Base Case | 0.29439 | Yes
GEN-2024-034 | 01 NORTH | G01 29SP | 661053 MANDAN 4 230 661091 NAPOLEON SW4 230 1 | Base Case | 0.07751 | Yes
GEN-2024-034 | 01 NORTH | G01 29SP | 601048 LYON CO 3 345 631138 LAKEFLD3 345 1 | Base Case | 0.09315 | Yes
GEN-2024-034 | 01 NORTH | G01 29SP | 661097 ELLENDL345 3 345 995801 661:ELLENDL 230 1 | Base Case | 0.17859 | Yes
GEN-2024-034 | 01 NORTH | G01 29SP | 620417 BSSOUTH3 345 620427 HANKINSON 3 345 1 | Base Case | 0.15752 | Yes
GEN-2024-034 | 01 NORTH | G01 29SP | 620427 HANKINSON 3 345 996372 620:HANKINSO 230 2 | Base Case | 0.13697 | Yes
GEN-2024-034 | 01 NORTH | G01 29SP | 620427 HANKINSON 3 345 996373 620:HANKINSO 230 1 | Base Case | 0.13697 | Yes
GEN-2024-034 | 01 NORTH | G01 29SP | 620327 HANKSON4 230 996373 620:HANKINSO 230 1 | Base Case | 0.13697 | Yes
GEN-2024-034 | 01 NORTH | G01 29SP | 620327 HANKSON4 230 996372 620:HANKINSO 230 2 | Base Case | 0.13697 | Yes
GEN-2024-034 | 01 NORTH | G01 29SP | 635398 REMSEN 3 345 635399 CHEROKEE 3 345 1 | Base Case | 0.07907 | Yes
GEN-2024-034 | 01 NORTH | G01 29SP | 635200 RAUN 3 345 652564 SIOUXCY3 345 1 | Base Case | 0.08079 | Yes
GEN-2024-034 | 01 NORTH | G01 29SP | 620327 HANKSON4 230 620363 FORMAN 4 230 1 | Base Case | 0.45528 | Yes
GEN-2024-034 | 01 NORTH | G01 29SP | 601014 AS KING3 345 601021 KOLMNLK3 345 1 | Base Case | 0.05138 | Yes
GEN-2024-034 | 01 NORTH | G01 29SP | 620417 BSSOUTH3 345 620480 DEUEL CO 3 345 1 | Base Case | 0.20391 | Yes
GEN-2024-034 | 01 NORTH | G01 29SP | 635399 CHEROKEE 3 345 635400 HIGHLAND 3 345 1 | Base Case | 0.07907 | Yes
GEN-2024-034 | 01 NORTH | G01 29SP | 635368 OBRIEN 3 345 635400 HIGHLAND 3 345 1 | Base Case | 0.07907 | Yes
GEN-2024-034 | 01 NORTH | G01 29SP | 615664 GRE-RIVERVW3 345 658047 ALEXMRES3 345 1 | Base Case | 0.0548 | Yes
GEN-2024-034 | 01 NORTH | G01 29SP | 620369 JAMESTN3 345 620769 JMS SHUNT 3 345 Z | Base Case | 0.09996 | Yes
GEN-2024-034 | 01 NORTH | G01 29SP | 620769 JMS SHUNT 3 345 661952 ELN345SHNT23 345 1 | Base Case | 0.09996 | Yes
GEN-2024-034 | 01 NORTH | G01 29SP | 661097 ELLENDL345 3 345 661952 ELN345SHNT23 345 Z | Base Case | 0.09996 | Yes
GEN-2024-034 | 01 NORTH | G01 29SP | 601002 ADAMS 3 345 615306 GRE-PL VLLY3 345 1 | Base Case | 0.06513 | Yes
GEN-2024-034 | 01 NORTH | G01 29SP | 613060 BYRON 3 345 615306 GRE-PL VLLY3 345 1 | Base Case | 0.06434 | Yes
GEN-2024-034 | 01 NORTH | G01 29SP | 601067 BISON 3 345 620427 HANKINSON 3 345 1 | Base Case | 0.11641 | Yes
GEN-2024-034 | 01 NORTH | G01 29SP | 601039 NROC 3 345 613060 BYRON 3 345 1 | Base Case | 0.06582 | Yes
GEN-2024-034 | 01 NORTH | G01 29SP | 636000 WEBSTER3 345 636010 LEHIGH 3 345 1 | Base Case | 0.07732 | Yes
GEN-2024-034 | 01 NORTH | G01 29SP | 661097 ELLENDL345 3 345 661950 ELN345SHNT 3 345 Z | Base Case | 0.07862 | Yes
GEN-2024-034 | 01 NORTH | G01 29SP | 620416 TWIN BRKS 3 345 661950 ELN345SHNT 3 345 1 | Base Case | 0.07862 | Yes
GEN-2024-034 | 01 NORTH | G01 29SP | 631193 HUNTLEY3 345 631197 LEDYARD3 345 1 | Base Case | 0.08446 | Yes
GEN-2024-034 | 01 NORTH | G01 29SP | 601047 QUARRY 3 345 615664 GRE-RIVERVW3 345 1 | Base Case | 0.05439 | Yes
GEN-2024-034 | 01 NORTH | G01 29SP | 631197 LEDYARD3 345 635369 KOSSUTH 3 345 1 | Base Case | 0.05565 | Yes
GEN-2024-034 | 01 NORTH | G01 29SP | 601004 WILMART3 345 631193 HUNTLEY3 345 1 | Base Case | 0.06504 | Yes
GEN-2024-034 | 01 NORTH | G01 29SP | 631138 LAKEFLD3 345 635368 OBRIEN 3 345 1 | Base Case | 0.08985 | Yes
GEN-2024-034 | 01 NORTH | G01 29SP | 601008 BG OAKS3 345 658047 ALEXMRES3 345 1 | Base Case | 0.05818 | Yes
GEN-2024-034 | 01 NORTH | G01 29SP | 635200 RAUN 3 345 762779 G18-043 TAP 345 1 | GEN645011 1 | 0.06835 | Yes
GEN-2024-034 | 01 NORTH | G01 29SP | 635200 RAUN 3 345 762779 G18-043 TAP 345 1 | GEN645011 1_Dup1 | 0.06835 | Yes
GEN-2024-034 | 01 NORTH | G01 29SP | 635200 RAUN 3 345 762779 G18-043 TAP 345 1 | GEN645012 2 | 0.06835 | Yes
GEN-2024-034 | 01 NORTH | G01 29SP | 601006 SPLT RK3 345 652864 SIOUXCY-LNX3 345 1 | GEN645012 2 | 0.09523 | Yes
GEN-2024-034 | 01 NORTH | G01 29SP | 635200 RAUN 3 345 645552 S3452 REACT3 345 1 | GEN645012 2 | 0.06962 | Yes
GEN-2024-034 | 01 NORTH | G01 29SP | 635200 RAUN 3 345 762779 G18-043 TAP 345 1 | GEN645012 2_Dup1 | 0.06835 | Yes
GEN-2024-034 | 01 NORTH | G01 29SP | 601006 SPLT RK3 345 652864 SIOUXCY-LNX3 345 1 | GEN645012 2_Dup1 | 0.09523 | Yes
GEN-2024-034 | 01 NORTH | G01 29SP | 635200 RAUN 3 345 645552 S3452 REACT3 345 1 | GEN645012 2_Dup1 | 0.06962 | Yes
GEN-2024-034 | 01 NORTH | G01 29SP | 620327 HANKSON4 230 620829 WAHPETON XF4 230 1 | MPC03600_POI_67007_Generator_outage | 0.10813 | Yes
GEN-2024-034 | 01 NORTH | G01 29SP | 620329 WAHPETN4 230 620829 WAHPETON XF4 230 Z | MPC03600_POI_67007_Generator_outage | 0.10807 | Yes
GEN-2024-034 | 01 NORTH | G01 29SP | 620327 HANKSON4 230 620829 WAHPETON XF4 230 1 | MPC03700_POI_67007_Generator_outage | 0.10813 | Yes
GEN-2024-034 | 01 NORTH | G01 29SP | 620329 WAHPETN4 230 620829 WAHPETON XF4 230 Z | MPC03700_POI_67007_Generator_outage | 0.10807 | Yes
GEN-2024-035 | 01 NORTH | G01 29SP | 601031 BRKNGCO3 345 652537 WHITE 3 345 2 | P11:0:OTP:J510ASTORG1:1 | 0.09643 | Yes
GEN-2024-035 | 01 NORTH | G01 29SP | 601031 BRKNGCO3 345 652537 WHITE 3 345 1 | P11:0:OTP:J510ASTORG1:1 | 0.08679 | Yes
GEN-2024-035 | 01 NORTH | G01 29SP | 601031 BRKNGCO3 345 601077 HAWKSNEST 3 345 1 | P11:0:XEL:H081_MPT_H:W | 0.08329 | Yes
GEN-2024-035 | 01 NORTH | G01 29SP | 601050 HELENA 3 345 601072 SHEAS LK3 345 1 | P11:115:XEL:HBR #6:7:8 | 0.05002 | Yes
GEN-2024-035 | 01 NORTH | G01 29SP | 601050 HELENA 3 345 601051 HMPT CNR3 345 2 | P11:115:XEL:HBR #6:7:8 | 0.05298 | Yes
GEN-2024-035 | 01 NORTH | G01 29SP | 601006 SPLT RK3 345 652536 WHITE-SRX3 345 1 | P11:17:XEL:ANS74G:4 | 0.13 | Yes
GEN-2024-035 | 01 NORTH | G01 29SP | 601050 HELENA 3 345 601072 SHEAS LK3 345 1 | P11:20:XEL:KING31G:1 | 0.05002 | Yes
GEN-2024-035 | 01 NORTH | G01 29SP | 601050 HELENA 3 345 601051 HMPT CNR3 345 2 | P11:20:XEL:KING31G:1 | 0.05298 | Yes
GEN-2024-035 | 01 NORTH | G01 29SP | 601048 LYON CO 3 345 601077 HAWKSNEST 3 345 1 | P11:20:XEL:PR_ISLD:31G | 0.08329 | Yes
GEN-2024-035 | 01 NORTH | G01 29SP | 601050 HELENA 3 345 601051 HMPT CNR3 345 2 | P11:20:XEL:PR_ISLD:31G | 0.05298 | Yes
GEN-2024-035 | 01 NORTH | G01 29SP | 601050 HELENA 3 345 601072 SHEAS LK3 345 1 | P11:20:XEL:PR_ISLD:31G | 0.05002 | Yes
GEN-2024-035 | 01 NORTH | G01 29SP | 613060 BYRON 3 345 615306 GRE-PL VLLY3 345 1 | P11:20:XEL:PR_ISLD:31G | 0.05372 | Yes
GEN-2024-035 | 01 NORTH | G01 29SP | 601039 NROC 3 345 613060 BYRON 3 345 1 | P11:20:XEL:PR_ISLD:31G | 0.05498 | Yes
GEN-2024-035 | 01 NORTH | G01 29SP | 601050 HELENA 3 345 601051 HMPT CNR3 345 2 | P11:20:XEL:PR_ISLD:32G | 0.05298 | Yes
GEN-2024-035 | 01 NORTH | G01 29SP | 601050 HELENA 3 345 601072 SHEAS LK3 345 1 | P11:20:XEL:PR_ISLD:32G | 0.05002 | Yes
GEN-2024-035 | 01 NORTH | G01 29SP | 613060 BYRON 3 345 615306 GRE-PL VLLY3 345 1 | P11:20:XEL:PR_ISLD:32G | 0.05372 | Yes
GEN-2024-035 | 01 NORTH | G01 29SP | 601039 NROC 3 345 613060 BYRON 3 345 1 | P11:20:XEL:PR_ISLD:32G | 0.05498 | Yes
GEN-2024-035 | 01 NORTH | G01 29SP | 635200 RAUN 3 345 652564 SIOUXCY3 345 1 | P11:22:GRE:GRE-COAL41G:1 | 0.0926 | Yes
GEN-2024-035 | 01 NORTH | G01 29SP | 635200 RAUN 3 345 652564 SIOUXCY3 345 1 | P11:22:GRE:GRE-COAL42G:2 | 0.0926 | Yes
GEN-2024-035 | 01 NORTH | G01 29SP | 635200 RAUN 3 345 652564 SIOUXCY3 345 1 | P11:24:OTP:BIGSTN1G:1 | 0.0926 | Yes
GEN-2024-035 | 01 NORTH | G01 29SP | 601050 HELENA 3 345 601072 SHEAS LK3 345 1 | P11:24:XEL:SHERCO31G:1 | 0.05002 | Yes
GEN-2024-035 | 01 NORTH | G01 29SP | 613060 BYRON 3 345 615306 GRE-PL VLLY3 345 1 | P11:24:XEL:SHERCO31G:1 | 0.05372 | Yes
GEN-2024-035 | 01 NORTH | G01 29SP | 635368 OBRIEN 3 345 635400 HIGHLAND 3 345 1 | P11:24:XEL:SHERCO31G:1 | 0.07187 | Yes
GEN-2024-035 | 01 NORTH | G01 29SP | 601039 NROC 3 345 613060 BYRON 3 345 1 | P11:24:XEL:SHERCO31G:1 | 0.05498 | Yes
GEN-2024-035 | 01 NORTH | G01 29SP | 631138 LAKEFLD3 345 635368 OBRIEN 3 345 1 | P11:24:XEL:SHERCO31G:1 | 0.08719 | Yes
GEN-2024-035 | 01 NORTH | G01 29SP | 601050 HELENA 3 345 601072 SHEAS LK3 345 1 | P11:24:XEL:SHERCO32G:2 | 0.05002 | Yes
GEN-2024-035 | 01 NORTH | G01 29SP | 613060 BYRON 3 345 615306 GRE-PL VLLY3 345 1 | P11:24:XEL:SHERCO32G:2 | 0.05372 | Yes
GEN-2024-035 | 01 NORTH | G01 29SP | 635368 OBRIEN 3 345 635400 HIGHLAND 3 345 1 | P11:24:XEL:SHERCO32G:2 | 0.07187 | Yes
GEN-2024-035 | 01 NORTH | G01 29SP | 601039 NROC 3 345 613060 BYRON 3 345 1 | P11:24:XEL:SHERCO32G:2 | 0.05498 | Yes
GEN-2024-035 | 01 NORTH | G01 29SP | 631138 LAKEFLD3 345 635368 OBRIEN 3 345 1 | P11:24:XEL:SHERCO32G:2 | 0.08719 | Yes
GEN-2024-035 | 01 NORTH | G01 29SP | 601050 HELENA 3 345 601072 SHEAS LK3 345 1 | P11:26:XEL:SHERCO33G:3 | 0.05002 | Yes
GEN-2024-035 | 01 NORTH | G01 29SP | 601050 HELENA 3 345 601051 HMPT CNR3 345 2 | P11:26:XEL:SHERCO33G:3 | 0.05298 | Yes
GEN-2024-035 | 01 NORTH | G01 29SP | 635200 RAUN 3 345 652564 SIOUXCY3 345 1 | P11:26:XEL:SHERCO33G:3 | 0.0926 | Yes
GEN-2024-035 | 01 NORTH | G01 29SP | 613060 BYRON 3 345 615306 GRE-PL VLLY3 345 1 | P11:26:XEL:SHERCO33G:3 | 0.05372 | Yes
GEN-2024-035 | 01 NORTH | G01 29SP | 635368 OBRIEN 3 345 635400 HIGHLAND 3 345 1 | P11:26:XEL:SHERCO33G:3 | 0.07187 | Yes
GEN-2024-035 | 01 NORTH | G01 29SP | 601039 NROC 3 345 613060 BYRON 3 345 1 | P11:26:XEL:SHERCO33G:3 | 0.05498 | Yes
GEN-2024-035 | 01 NORTH | G01 29SP | 631138 LAKEFLD3 345 635368 OBRIEN 3 345 1 | P11:26:XEL:SHERCO33G:3 | 0.08719 | Yes
GEN-2024-035 | 01 NORTH | G01 29SP | 635600 GRIMES 3 345 636003 BEAVER CRK 3 345 1 | P11:345:MEC:GDMEC:3:ST | 0.06088 | Yes
GEN-2024-035 | 01 NORTH | G01 29SP | 636003 BEAVER CRK 3 345 636010 LEHIGH 3 345 1 | P11:345:MEC:GDMEC:3:ST | 0.06088 | Yes
GEN-2024-035 | 01 NORTH | G01 29SP | 631139 HAZLTON3 345 631270 LASALLE 3 345 1 | P11:345:MEC:LOUISA:1 | 0.0545 | Yes
GEN-2024-035 | 01 NORTH | G01 29SP | 631144 MITCHLCO3 345 631270 LASALLE 3 345 1 | P11:345:MEC:LOUISA:1 | 0.0545 | Yes
GEN-2024-035 | 01 NORTH | G01 29SP | 601002 ADAMS 3 345 631144 MITCHLCO3 345 1 | P11:345:MEC:LOUISA:1 | 0.0545 | Yes
GEN-2024-035 | 01 NORTH | G01 29SP | 601006 SPLT RK3 345 652536 WHITE-SRX3 345 1 | P11:345:MEC:NEAL:3 | 0.13 | Yes
GEN-2024-035 | 01 NORTH | G01 29SP | 601006 SPLT RK3 345 652864 SIOUXCY-LNX3 345 1 | P11:345:MEC:NEAL:3 | 0.10077 | Yes
GEN-2024-035 | 01 NORTH | G01 29SP | 635200 RAUN 3 345 635398 REMSEN 3 345 1 | P11:345:MEC:NEAL:3 | 0.07187 | Yes
GEN-2024-035 | 01 NORTH | G01 29SP | 635398 REMSEN 3 345 635399 CHEROKEE 3 345 1 | P11:345:MEC:NEAL:3 | 0.07187 | Yes
GEN-2024-035 | 01 NORTH | G01 29SP | 635399 CHEROKEE 3 345 635400 HIGHLAND 3 345 1 | P11:345:MEC:NEAL:3 | 0.07187 | Yes
GEN-2024-035 | 01 NORTH | G01 29SP | 601006 SPLT RK3 345 652536 WHITE-SRX3 345 1 | P11:345:MEC:NEAL:4 | 0.13 | Yes
GEN-2024-035 | 01 NORTH | G01 29SP | 601006 SPLT RK3 345 652864 SIOUXCY-LNX3 345 1 | P11:345:MEC:NEAL:4 | 0.10077 | Yes
GEN-2024-035 | 01 NORTH | G01 29SP | 635200 RAUN 3 345 635398 REMSEN 3 345 1 | P11:345:MEC:NEAL:4 | 0.07187 | Yes
GEN-2024-035 | 01 NORTH | G01 29SP | 635398 REMSEN 3 345 635399 CHEROKEE 3 345 1 | P11:345:MEC:NEAL:4 | 0.07187 | Yes
GEN-2024-035 | 01 NORTH | G01 29SP | 635399 CHEROKEE 3 345 635400 HIGHLAND 3 345 1 | P11:345:MEC:NEAL:4 | 0.07187 | Yes
GEN-2024-035 | 01 NORTH | G01 29SP | 635200 RAUN 3 345 762779 G18-043 TAP 345 1 | P11:345:MEC:WSEC:3 | 0.07065 | Yes
GEN-2024-035 | 01 NORTH | G01 29SP | 635200 RAUN 3 345 645552 S3452 REACT3 345 1 | P11:345:MEC:WSEC:3 | 0.07199 | Yes
GEN-2024-035 | 01 NORTH | G01 29SP | 635200 RAUN 3 345 762779 G18-043 TAP 345 1 | P11:345:MEC:WSEC:4 | 0.07065 | Yes
GEN-2024-035 | 01 NORTH | G01 29SP | 601006 SPLT RK3 345 652864 SIOUXCY-LNX3 345 1 | P11:345:MEC:WSEC:4 | 0.10077 | Yes
GEN-2024-035 | 01 NORTH | G01 29SP | 635200 RAUN 3 345 645552 S3452 REACT3 345 1 | P11:345:MEC:WSEC:4 | 0.07199 | Yes
GEN-2024-035 | 01 NORTH | G01 29SP | 635200 RAUN 3 345 762779 G18-043 TAP 345 1 | P11:345:OPPD:LX002:NC:732.0 NEBCITY G2 | 0.06835 | Yes
GEN-2024-035 | 01 NORTH | G01 29SP | 635200 RAUN 3 345 645552 S3452 REACT3 345 1 | P11:345:OPPD:LX002:NC:732.0 NEBCITY G2 | 0.06962 | Yes
GEN-2024-035 | 01 NORTH | G01 29SP | 601002 ADAMS 3 345 615306 GRE-PL VLLY3 345 1 | P11:345:XEL:J1072GEN:PV | 0.05522 | Yes
GEN-2024-035 | 01 NORTH | G01 29SP | 601039 NROC 3 345 601051 HMPT CNR3 345 1 | P12:115:XEL:FARIBALTP7:GRE-AIRTECH7:1_AS | 0.05119 | Yes
GEN-2024-035 | 01 NORTH | G01 29SP | 601039 NROC 3 345 601051 HMPT CNR3 345 1 | P12:115:XEL-GRE:FARIBALTP7-GRE-AIRTECH7:WFARIB7:1 | 0.05119 | Yes
GEN-2024-035 | 01 NORTH | G01 29SP | 601003 PR ISLD3 345 601039 NROC 3 345 1 | P12:115:XEL-GRE:FEP-WEF | 0.05195 | Yes
GEN-2024-035 | 01 NORTH | G01 29SP | 601039 NROC 3 345 601051 HMPT CNR3 345 1 | P12:115:XEL-GRE:FEP-WEF | 0.05119 | Yes
GEN-2024-035 | 01 NORTH | G01 29SP | 601003 PR ISLD3 345 601039 NROC 3 345 1 | P12:161:GRE:RAV:SPC | 0.05153 | Yes
GEN-2024-035 | 01 NORTH | G01 29SP | 613060 BYRON 3 345 615306 GRE-PL VLLY3 345 1 | P12:161:XEL-GRE:BYRON5:GRE-PLVLLY5:1 | 0.05849 | Yes
GEN-2024-035 | 01 NORTH | G01 29SP | 601048 LYON CO 3 345 601087 STEEP BK LK3 345 2 | P12:230.0:UMZ:# N-1 #:: LINE GRANITF4-BLAIR-ER4-1 :HV: | 0.08904 | Yes
GEN-2024-035 | 01 NORTH | G01 29SP | 601048 LYON CO 3 345 601077 HAWKSNEST 3 345 1 | P12:230.0:UMZ:# N-1 #:: LINE GRANITF4-BLAIR-ER4-1 :HV: | 0.08879 | Yes
GEN-2024-035 | 01 NORTH | G01 29SP | 601031 BRKNGCO3 345 601077 HAWKSNEST 3 345 1 | P12:230.0:UMZ:# N-1 #:: LINE GRANITF4-BLAIR-ER4-1 :HV: | 0.08879 | Yes
GEN-2024-035 | 01 NORTH | G01 29SP | 601031 BRKNGCO3 345 601087 STEEP BK LK3 345 2 | P12:230.0:UMZ:# N-1 #:: LINE GRANITF4-BLAIR-ER4-1 :HV: | 0.08904 | Yes
GEN-2024-035 | 01 NORTH | G01 29SP | 601006 SPLT RK3 345 652536 WHITE-SRX3 345 1 | P12:230.0:UMZ:# N-1 #:: LINE HANLON 4-STORLA__-BE4-1 :HV: | 0.13055 | Yes
GEN-2024-035 | 01 NORTH | G01 29SP | 602009 MNVLTAP4 230 652550 GRANITF4 230 1 | P12:230.0:UMZ:# N-1 #:: LINE MINVALT4-GRANITF4-1 :HV: | 0.05834 | Yes
GEN-2024-035 | 01 NORTH | G01 29SP | 602008 MINVALT4 230 652550 GRANITF4 230 1 | P12:230.0:UMZ:# N-1 #:: LINE MNVLTAP4-GRANITF4-1 :HV: | 0.0577 | Yes
GEN-2024-035 | 01 NORTH | G01 29SP | 601006 SPLT RK3 345 652536 WHITE-SRX3 345 1 | P12:230.0:UMZ:# N-1 #:: LINE OWAN -MW4-JUDSON__-BE4-Z :HV: | 0.13 | Yes
GEN-2024-035 | 01 NORTH | G01 29SP | 601003 PR ISLD3 345 601039 NROC 3 345 1 | P12:230.0:UMZ:# N-1 #:: LINE OWAN -MW4-JUDSON__-BE4-Z :HV: | 0.05139 | Yes
GEN-2024-035 | 01 NORTH | G01 29SP | 631139 HAZLTON3 345 631270 LASALLE 3 345 1 | P12:230.0:UMZ:# N-1 #:: LINE OWAN -MW4-JUDSON__-BE4-Z :HV: | 0.0545 | Yes
GEN-2024-035 | 01 NORTH | G01 29SP | 631144 MITCHLCO3 345 631270 LASALLE 3 345 1 | P12:230.0:UMZ:# N-1 #:: LINE OWAN -MW4-JUDSON__-BE4-Z :HV: | 0.0545 | Yes
GEN-2024-035 | 01 NORTH | G01 29SP | 601048 LYON CO 3 345 601087 STEEP BK LK3 345 2 | P12:230.0:UMZ:# N-1 #:: LINE OWAN -MW4-JUDSON__-BE4-Z :HV: | 0.08353 | Yes
GEN-2024-035 | 01 NORTH | G01 29SP | 601048 LYON CO 3 345 601077 HAWKSNEST 3 345 1 | P12:230.0:UMZ:# N-1 #:: LINE OWAN -MW4-JUDSON__-BE4-Z :HV: | 0.08329 | Yes
GEN-2024-035 | 01 NORTH | G01 29SP | 601031 BRKNGCO3 345 601077 HAWKSNEST 3 345 1 | P12:230.0:UMZ:# N-1 #:: LINE OWAN -MW4-JUDSON__-BE4-Z :HV: | 0.08329 | Yes
GEN-2024-035 | 01 NORTH | G01 29SP | 601002 ADAMS 3 345 631144 MITCHLCO3 345 1 | P12:230.0:UMZ:# N-1 #:: LINE OWAN -MW4-JUDSON__-BE4-Z :HV: | 0.0545 | Yes
GEN-2024-035 | 01 NORTH | G01 29SP | 601039 NROC 3 345 601051 HMPT CNR3 345 1 | P12:230.0:UMZ:# N-1 #:: LINE OWAN -MW4-JUDSON__-BE4-Z :HV: | 0.05054 | Yes
GEN-2024-035 | 01 NORTH | G01 29SP | 601031 BRKNGCO3 345 601087 STEEP BK LK3 345 2 | P12:230.0:UMZ:# N-1 #:: LINE OWAN -MW4-JUDSON__-BE4-Z :HV: | 0.08353 | Yes
GEN-2024-035 | 01 NORTH | G01 29SP | 601002 ADAMS 3 345 615306 GRE-PL VLLY3 345 1 | P12:230.0:UMZ:# N-1 #:: LINE OWAN -MW4-JUDSON__-BE4-Z :HV: | 0.05522 | Yes
GEN-2024-035 | 01 NORTH | G01 29SP | 601006 SPLT RK3 345 652864 SIOUXCY-LNX3 345 1 | P12:230.0:UMZ:# N-1 #:: LINE SIOUXFL4-PAHOJA__-BE4-1 :HV: | 0.10946 | Yes
GEN-2024-035 | 01 NORTH | G01 29SP | 601006 SPLT RK3 345 652864 SIOUXCY-LNX3 345 1 | P12:230.0:UMZ:# N-1 #:: LINE UTICAJC4-RASMUSN-ER4-1 :HV: | 0.10306 | Yes
GEN-2024-035 | 01 NORTH | G01 29SP | 601048 LYON CO 3 345 601087 STEEP BK LK3 345 2 | P12:230.0:UMZ:# N-1 #:: LINE WATERTN4-APPLEDORN 4-1 :HV: | 0.0908 | Yes
GEN-2024-035 | 01 NORTH | G01 29SP | 601048 LYON CO 3 345 601077 HAWKSNEST 3 345 1 | P12:230.0:UMZ:# N-1 #:: LINE WATERTN4-APPLEDORN 4-1 :HV: | 0.09055 | Yes
GEN-2024-035 | 01 NORTH | G01 29SP | 601031 BRKNGCO3 345 601077 HAWKSNEST 3 345 1 | P12:230.0:UMZ:# N-1 #:: LINE WATERTN4-APPLEDORN 4-1 :HV: | 0.09055 | Yes
GEN-2024-035 | 01 NORTH | G01 29SP | 602009 MNVLTAP4 230 652550 GRANITF4 230 1 | P12:230:XEL-WAPA:MINVALT4:GRANITF4:1 | 0.05834 | Yes
GEN-2024-035 | 01 NORTH | G01 29SP | 601006 SPLT RK3 345 652864 SIOUXCY-LNX3 345 1 | P12:345.0:UMZ:# N-1 #:: LINE FTTHOM2-LNX3-GRPRAR2-LNX3-1 :EHV: | 0.10921 | Yes
GEN-2024-035 | 01 NORTH | G01 29SP | 635200 RAUN 3 345 640226 HOSKINS3 345 1 | P12:345.0:UMZ:# N-1 #:: LINE FTTHOM2-LNX3-GRPRAR2-LNX3-1 :EHV: | 0.05294 | Yes
GEN-2024-035 | 01 NORTH | G01 29SP | 601006 SPLT RK3 345 652864 SIOUXCY-LNX3 345 1 | P12:345.0:UMZ:# N-1 #:: LINE FTTHOMP3-FTTHOM2-LNX3-Z :EHV: | 0.10921 | Yes
GEN-2024-035 | 01 NORTH | G01 29SP | 635200 RAUN 3 345 640226 HOSKINS3 345 1 | P12:345.0:UMZ:# N-1 #:: LINE FTTHOMP3-FTTHOM2-LNX3-Z :EHV: | 0.05294 | Yes
GEN-2024-035 | 01 NORTH | G01 29SP | 601006 SPLT RK3 345 652536 WHITE-SRX3 345 1 | P12:345.0:UMZ:# N-1 #:: LINE GR PRAIRIE 3-GRPRAR1-LNX3-Z :EHV: | 0.13372 | Yes
GEN-2024-035 | 01 NORTH | G01 29SP | 601006 SPLT RK3 345 652864 SIOUXCY-LNX3 345 1 | P12:345.0:UMZ:# N-1 #:: LINE GR PRAIRIE 3-GRPRAR1-LNX3-Z :EHV: | 0.10765 | Yes
GEN-2024-035 | 01 NORTH | G01 29SP | 601003 PR ISLD3 345 601039 NROC 3 345 1 | P12:345.0:UMZ:# N-1 #:: LINE GR PRAIRIE 3-GRPRAR1-LNX3-Z :EHV: | 0.05402 | Yes
GEN-2024-035 | 01 NORTH | G01 29SP | 631139 HAZLTON3 345 631270 LASALLE 3 345 1 | P12:345.0:UMZ:# N-1 #:: LINE GR PRAIRIE 3-GRPRAR1-LNX3-Z :EHV: | 0.05717 | Yes
GEN-2024-035 | 01 NORTH | G01 29SP | 635200 RAUN 3 345 635398 REMSEN 3 345 1 | P12:345.0:UMZ:# N-1 #:: LINE GR PRAIRIE 3-GRPRAR1-LNX3-Z :EHV: | 0.07745 | Yes
GEN-2024-035 | 01 NORTH | G01 29SP | 631144 MITCHLCO3 345 631270 LASALLE 3 345 1 | P12:345.0:UMZ:# N-1 #:: LINE GR PRAIRIE 3-GRPRAR1-LNX3-Z :EHV: | 0.05717 | Yes
GEN-2024-035 | 01 NORTH | G01 29SP | 601048 LYON CO 3 345 601087 STEEP BK LK3 345 2 | P12:345.0:UMZ:# N-1 #:: LINE GR PRAIRIE 3-GRPRAR1-LNX3-Z :EHV: | 0.08643 | Yes
GEN-2024-035 | 01 NORTH | G01 29SP | 601048 LYON CO 3 345 601077 HAWKSNEST 3 345 1 | P12:345.0:UMZ:# N-1 #:: LINE GR PRAIRIE 3-GRPRAR1-LNX3-Z :EHV: | 0.08619 | Yes
GEN-2024-035 | 01 NORTH | G01 29SP | 601031 BRKNGCO3 345 601077 HAWKSNEST 3 345 1 | P12:345.0:UMZ:# N-1 #:: LINE GR PRAIRIE 3-GRPRAR1-LNX3-Z :EHV: | 0.08619 | Yes
GEN-2024-035 | 01 NORTH | G01 29SP | 601002 ADAMS 3 345 631144 MITCHLCO3 345 1 | P12:345.0:UMZ:# N-1 #:: LINE GR PRAIRIE 3-GRPRAR1-LNX3-Z :EHV: | 0.05717 | Yes
GEN-2024-035 | 01 NORTH | G01 29SP | 601031 BRKNGCO3 345 601087 STEEP BK LK3 345 2 | P12:345.0:UMZ:# N-1 #:: LINE GR PRAIRIE 3-GRPRAR1-LNX3-Z :EHV: | 0.08643 | Yes
GEN-2024-035 | 01 NORTH | G01 29SP | 601039 NROC 3 345 601051 HMPT CNR3 345 1 | P12:345.0:UMZ:# N-1 #:: LINE GR PRAIRIE 3-GRPRAR1-LNX3-Z :EHV: | 0.05288 | Yes
GEN-2024-035 | 01 NORTH | G01 29SP | 601048 LYON CO 3 345 631138 LAKEFLD3 345 1 | P12:345.0:UMZ:# N-1 #:: LINE GR PRAIRIE 3-GRPRAR1-LNX3-Z :EHV: | 0.10551 | Yes
GEN-2024-035 | 01 NORTH | G01 29SP | 635398 REMSEN 3 345 635399 CHEROKEE 3 345 1 | P12:345.0:UMZ:# N-1 #:: LINE GR PRAIRIE 3-GRPRAR1-LNX3-Z :EHV: | 0.07745 | Yes
GEN-2024-035 | 01 NORTH | G01 29SP | 635399 CHEROKEE 3 345 635400 HIGHLAND 3 345 1 | P12:345.0:UMZ:# N-1 #:: LINE GR PRAIRIE 3-GRPRAR1-LNX3-Z :EHV: | 0.07745 | Yes
GEN-2024-035 | 01 NORTH | G01 29SP | 631193 HUNTLEY3 345 631197 LEDYARD3 345 1 | P12:345.0:UMZ:# N-1 #:: LINE GR PRAIRIE 3-GRPRAR1-LNX3-Z :EHV: | 0.08242 | Yes
GEN-2024-035 | 01 NORTH | G01 29SP | 601006 SPLT RK3 345 652864 SIOUXCY-LNX3 345 1 | P12:345.0:UMZ:# N-1 #:: LINE GR PRAIRIE 3-GRPRAR2-LNX3-Z :EHV: | 0.10921 | Yes
GEN-2024-035 | 01 NORTH | G01 29SP | 635200 RAUN 3 345 640226 HOSKINS3 345 1 | P12:345.0:UMZ:# N-1 #:: LINE GR PRAIRIE 3-GRPRAR2-LNX3-Z :EHV: | 0.05294 | Yes
GEN-2024-035 | 01 NORTH | G01 29SP | 660000 ABR JCT 115 661027 ELLENDL7 115 1 | P12:345.0:UMZ:# N-1 #:: LINE GROTON__-BE3-CROCKER_-BE3-1 :EHV: | 0.10747 | Yes
GEN-2024-035 | 01 NORTH | G01 29SP | 661026 ELLENDL4 230 661098 ELLENDL345 4 230 Z | P12:345.0:UMZ:# N-1 #:: LINE GROTON__-BE3-GR.LS-LO-BE3-Z :EHV: | 0.06637 | Yes
GEN-2024-035 | 01 NORTH | G01 29SP | 661026 ELLENDL4 230 995809 661:ELLENDL 115 1 | P12:345.0:UMZ:# N-1 #:: LINE GROTON__-BE3-GR.LS-LO-BE3-Z :EHV: | 0.06637 | Yes
GEN-2024-035 | 01 NORTH | G01 29SP | 661027 ELLENDL7 115 995809 661:ELLENDL 115 1 | P12:345.0:UMZ:# N-1 #:: LINE GROTON__-BE3-GR.LS-LO-BE3-Z :EHV: | 0.06637 | Yes
GEN-2024-035 | 01 NORTH | G01 29SP | 601006 SPLT RK3 345 652536 WHITE-SRX3 345 1 | P12:345.0:UMZ:# N-1 #:: LINE HOLT.CO3-GRPRAR1-LNX3-1 :EHV: | 0.13372 | Yes
GEN-2024-035 | 01 NORTH | G01 29SP | 601006 SPLT RK3 345 652864 SIOUXCY-LNX3 345 1 | P12:345.0:UMZ:# N-1 #:: LINE HOLT.CO3-GRPRAR1-LNX3-1 :EHV: | 0.10765 | Yes
GEN-2024-035 | 01 NORTH | G01 29SP | 601003 PR ISLD3 345 601039 NROC 3 345 1 | P12:345.0:UMZ:# N-1 #:: LINE HOLT.CO3-GRPRAR1-LNX3-1 :EHV: | 0.05402 | Yes
GEN-2024-035 | 01 NORTH | G01 29SP | 631139 HAZLTON3 345 631270 LASALLE 3 345 1 | P12:345.0:UMZ:# N-1 #:: LINE HOLT.CO3-GRPRAR1-LNX3-1 :EHV: | 0.05717 | Yes
GEN-2024-035 | 01 NORTH | G01 29SP | 635200 RAUN 3 345 635398 REMSEN 3 345 1 | P12:345.0:UMZ:# N-1 #:: LINE HOLT.CO3-GRPRAR1-LNX3-1 :EHV: | 0.07745 | Yes
GEN-2024-035 | 01 NORTH | G01 29SP | 631144 MITCHLCO3 345 631270 LASALLE 3 345 1 | P12:345.0:UMZ:# N-1 #:: LINE HOLT.CO3-GRPRAR1-LNX3-1 :EHV: | 0.05717 | Yes
GEN-2024-035 | 01 NORTH | G01 29SP | 601048 LYON CO 3 345 601087 STEEP BK LK3 345 2 | P12:345.0:UMZ:# N-1 #:: LINE HOLT.CO3-GRPRAR1-LNX3-1 :EHV: | 0.08643 | Yes
GEN-2024-035 | 01 NORTH | G01 29SP | 601048 LYON CO 3 345 601077 HAWKSNEST 3 345 1 | P12:345.0:UMZ:# N-1 #:: LINE HOLT.CO3-GRPRAR1-LNX3-1 :EHV: | 0.08619 | Yes
GEN-2024-035 | 01 NORTH | G01 29SP | 601031 BRKNGCO3 345 601077 HAWKSNEST 3 345 1 | P12:345.0:UMZ:# N-1 #:: LINE HOLT.CO3-GRPRAR1-LNX3-1 :EHV: | 0.08619 | Yes
GEN-2024-035 | 01 NORTH | G01 29SP | 601031 BRKNGCO3 345 601087 STEEP BK LK3 345 2 | P12:345.0:UMZ:# N-1 #:: LINE HOLT.CO3-GRPRAR1-LNX3-1 :EHV: | 0.08643 | Yes
GEN-2024-035 | 01 NORTH | G01 29SP | 601039 NROC 3 345 601051 HMPT CNR3 345 1 | P12:345.0:UMZ:# N-1 #:: LINE HOLT.CO3-GRPRAR1-LNX3-1 :EHV: | 0.05288 | Yes
GEN-2024-035 | 01 NORTH | G01 29SP | 601048 LYON CO 3 345 631138 LAKEFLD3 345 1 | P12:345.0:UMZ:# N-1 #:: LINE HOLT.CO3-GRPRAR1-LNX3-1 :EHV: | 0.10551 | Yes
GEN-2024-035 | 01 NORTH | G01 29SP | 635398 REMSEN 3 345 635399 CHEROKEE 3 345 1 | P12:345.0:UMZ:# N-1 #:: LINE HOLT.CO3-GRPRAR1-LNX3-1 :EHV: | 0.07745 | Yes
GEN-2024-035 | 01 NORTH | G01 29SP | 635399 CHEROKEE 3 345 635400 HIGHLAND 3 345 1 | P12:345.0:UMZ:# N-1 #:: LINE HOLT.CO3-GRPRAR1-LNX3-1 :EHV: | 0.07745 | Yes
GEN-2024-035 | 01 NORTH | G01 29SP | 631193 HUNTLEY3 345 631197 LEDYARD3 345 1 | P12:345.0:UMZ:# N-1 #:: LINE HOLT.CO3-GRPRAR1-LNX3-1 :EHV: | 0.08242 | Yes
GEN-2024-035 | 01 NORTH | G01 29SP | 661026 ELLENDL4 230 661098 ELLENDL345 4 230 Z | P12:345.0:UMZ:# N-1 #:: LINE LELAND_O-BE3-LO.LS-GR-BE3-Z :EHV: | 0.06637 | Yes
GEN-2024-035 | 01 NORTH | G01 29SP | 661026 ELLENDL4 230 995809 661:ELLENDL 115 1 | P12:345.0:UMZ:# N-1 #:: LINE LELAND_O-BE3-LO.LS-GR-BE3-Z :EHV: | 0.06637 | Yes
GEN-2024-035 | 01 NORTH | G01 29SP | 661027 ELLENDL7 115 995809 661:ELLENDL 115 1 | P12:345.0:UMZ:# N-1 #:: LINE LELAND_O-BE3-LO.LS-GR-BE3-Z :EHV: | 0.06637 | Yes
GEN-2024-035 | 01 NORTH | G01 29SP | 601034 NOBLES 3 345 631138 LAKEFLD3 345 1 | P12:345.0:UMZ:# N-1 #:: LINE SIOUXCY3-SIOUXCY-LNX3-Z :EHV: | 0.0648 | Yes
GEN-2024-035 | 01 NORTH | G01 29SP | 601034 NOBLES 3 345 631138 LAKEFLD3 345 1 | P12:345.0:UMZ:# N-1 #:: LINE SPLT RK3-SIOUXCY-LNX3-1 :EHV: | 0.0648 | Yes
GEN-2024-035 | 01 NORTH | G01 29SP | 601048 LYON CO 3 345 601087 STEEP BK LK3 345 2 | P12:345.0:UMZ:# N-1 #:: LINE SPLT RK3-WHITE-SRX3-1 :EHV: | 0.11576 | Yes
GEN-2024-035 | 01 NORTH | G01 29SP | 601048 LYON CO 3 345 601077 HAWKSNEST 3 345 1 | P12:345.0:UMZ:# N-1 #:: LINE SPLT RK3-WHITE-SRX3-1 :EHV: | 0.11543 | Yes
GEN-2024-035 | 01 NORTH | G01 29SP | 601031 BRKNGCO3 345 601077 HAWKSNEST 3 345 1 | P12:345.0:UMZ:# N-1 #:: LINE SPLT RK3-WHITE-SRX3-1 :EHV: | 0.11543 | Yes
GEN-2024-035 | 01 NORTH | G01 29SP | 601031 BRKNGCO3 345 601087 STEEP BK LK3 345 2 | P12:345.0:UMZ:# N-1 #:: LINE SPLT RK3-WHITE-SRX3-1 :EHV: | 0.11576 | Yes
GEN-2024-035 | 01 NORTH | G01 29SP | 601050 HELENA 3 345 615647 GRE-CDRMTH23 345 2 | P12:345.0:UMZ:# N-1 #:: LINE SPLT RK3-WHITE-SRX3-1 :EHV: | 0.05822 | Yes
GEN-2024-035 | 01 NORTH | G01 29SP | 601050 HELENA 3 345 615646 GRE-CDRMTH13 345 1 | P12:345.0:UMZ:# N-1 #:: LINE SPLT RK3-WHITE-SRX3-1 :EHV: | 0.05799 | Yes
GEN-2024-035 | 01 NORTH | G01 29SP | 73169 J2104 POI 345 615643 GRE-CEDRMT23 345 1 | P12:345.0:UMZ:# N-1 #:: LINE SPLT RK3-WHITE-SRX3-1 :EHV: | 0.05743 | Yes
GEN-2024-035 | 01 NORTH | G01 29SP | 601048 LYON CO 3 345 631138 LAKEFLD3 345 1 | P12:345.0:UMZ:# N-1 #:: LINE SPLT RK3-WHITE-SRX3-1 :EHV: | 0.13607 | Yes
GEN-2024-035 | 01 NORTH | G01 29SP | 601048 LYON CO 3 345 615648 GRE-CDRMTL23 345 2 | P12:345.0:UMZ:# N-1 #:: LINE SPLT RK3-WHITE-SRX3-1 :EHV: | 0.05753 | Yes
GEN-2024-035 | 01 NORTH | G01 29SP | 635200 RAUN 3 345 652564 SIOUXCY3 345 1 | P12:345.0:UMZ:# N-1 #:: LINE SPLT RK3-WHITE-SRX3-1 :EHV: | 0.07133 | Yes
GEN-2024-035 | 01 NORTH | G01 29SP | 601031 BRKNGCO3 345 652537 WHITE 3 345 2 | P12:345.0:UMZ:# N-1 #:: LINE SPLT RK3-WHITE-SRX3-1 :EHV: | 0.14673 | Yes
GEN-2024-035 | 01 NORTH | G01 29SP | 73169 J2104 POI 345 601048 LYON CO 3 345 1 | P12:345.0:UMZ:# N-1 #:: LINE SPLT RK3-WHITE-SRX3-1 :EHV: | 0.05743 | Yes
GEN-2024-035 | 01 NORTH | G01 29SP | 601031 BRKNGCO3 345 652537 WHITE 3 345 1 | P12:345.0:UMZ:# N-1 #:: LINE SPLT RK3-WHITE-SRX3-1 :EHV: | 0.13206 | Yes
GEN-2024-035 | 01 NORTH | G01 29SP | 601031 BRKNGCO3 345 620483 ASTORIA 3 345 1 | P12:345.0:UMZ:# N-1 #:: LINE WATERTN3-CROCKER_-BE3-1 :EHV: | 0.08689 | Yes
GEN-2024-035 | 01 NORTH | G01 29SP | 660000 ABR JCT 115 661027 ELLENDL7 115 1 | P12:345.0:UMZ:# N-1 #:: LINE WATERTN3-CROCKER_-BE3-1 :EHV: | 0.10747 | Yes
GEN-2024-035 | 01 NORTH | G01 29SP | 661098 ELLENDL345 4 230 995801 661:ELLENDL 230 1 | P12:345.0:UMZ:# N-1 #:: LINE WATERTN3-CROCKER_-BE3-1 :EHV: | 0.08282 | Yes
GEN-2024-035 | 01 NORTH | G01 29SP | 661027 ELLENDL7 115 995809 661:ELLENDL 115 1 | P12:345.0:UMZ:# N-1 #:: LINE WATERTN3-CROCKER_-BE3-1 :EHV: | 0.10747 | Yes
GEN-2024-035 | 01 NORTH | G01 29SP | 661026 ELLENDL4 230 995809 661:ELLENDL 115 1 | P12:345.0:UMZ:# N-1 #:: LINE WATERTN3-CROCKER_-BE3-1 :EHV: | 0.10747 | Yes
GEN-2024-035 | 01 NORTH | G01 29SP | 620416 TWIN BRKS 3 345 620417 BSSOUTH3 345 1 | P12:345.0:UMZ:# N-1 #:: LINE WATERTN3-CROCKER_-BE3-1 :EHV: | 0.05562 | Yes
GEN-2024-035 | 01 NORTH | G01 29SP | 620480 DEUEL CO 3 345 620483 ASTORIA 3 345 1 | P12:345.0:UMZ:# N-1 #:: LINE WATERTN3-CROCKER_-BE3-1 :EHV: | 0.08582 | Yes
GEN-2024-035 | 01 NORTH | G01 29SP | 620327 HANKSON4 230 620363 FORMAN 4 230 1 | P12:345.0:UMZ:# N-1 #:: LINE WATERTN3-CROCKER_-BE3-1 :EHV: | 0.06207 | Yes
GEN-2024-035 | 01 NORTH | G01 29SP | 620417 BSSOUTH3 345 620480 DEUEL CO 3 345 1 | P12:345.0:UMZ:# N-1 #:: LINE WATERTN3-CROCKER_-BE3-1 :EHV: | 0.08582 | Yes
GEN-2024-035 | 01 NORTH | G01 29SP | 661097 ELLENDL345 3 345 661950 ELN345SHNT 3 345 Z | P12:345.0:UMZ:# N-1 #:: LINE WATERTN3-CROCKER_-BE3-1 :EHV: | 0.05562 | Yes
GEN-2024-035 | 01 NORTH | G01 29SP | 620416 TWIN BRKS 3 345 661950 ELN345SHNT 3 345 1 | P12:345.0:UMZ:# N-1 #:: LINE WATERTN3-CROCKER_-BE3-1 :EHV: | 0.05562 | Yes
GEN-2024-035 | 01 NORTH | G01 29SP | 601031 BRKNGCO3 345 620483 ASTORIA 3 345 1 | P12:345.0:UMZ:# N-1 #:: LINE WATERTN3-WATERTN-LNX3-Z :EHV: | 0.09857 | Yes
GEN-2024-035 | 01 NORTH | G01 29SP | 602009 MNVLTAP4 230 652550 GRANITF4 230 1 | P12:345.0:UMZ:# N-1 #:: LINE WATERTN3-WATERTN-LNX3-Z :EHV: | 0.06638 | Yes
GEN-2024-035 | 01 NORTH | G01 29SP | 602008 MINVALT4 230 652550 GRANITF4 230 1 | P12:345.0:UMZ:# N-1 #:: LINE WATERTN3-WATERTN-LNX3-Z :EHV: | 0.05977 | Yes
GEN-2024-035 | 01 NORTH | G01 29SP | 620480 DEUEL CO 3 345 620483 ASTORIA 3 345 1 | P12:345.0:UMZ:# N-1 #:: LINE WATERTN3-WATERTN-LNX3-Z :EHV: | 0.09431 | Yes
GEN-2024-035 | 01 NORTH | G01 29SP | 620417 BSSOUTH3 345 620480 DEUEL CO 3 345 1 | P12:345.0:UMZ:# N-1 #:: LINE WATERTN3-WATERTN-LNX3-Z :EHV: | 0.09431 | Yes
GEN-2024-035 | 01 NORTH | G01 29SP | 601031 BRKNGCO3 345 652537 WHITE 3 345 2 | P12:345.0:UMZ:# N-1 #:: LINE WHITE 3-DEERCREK-BE3-1 :EHV: | 0.10116 | Yes
GEN-2024-035 | 01 NORTH | G01 29SP | 601031 BRKNGCO3 345 652537 WHITE 3 345 1 | P12:345.0:UMZ:# N-1 #:: LINE WHITE 3-DEERCREK-BE3-1 :EHV: | 0.09104 | Yes
GEN-2024-035 | 01 NORTH | G01 29SP | 601031 BRKNGCO3 345 620483 ASTORIA 3 345 1 | P12:345.0:UMZ:# N-1 #:: LINE WHITE 3-WATERTN-LNX3-1 :EHV: | 0.09857 | Yes
GEN-2024-035 | 01 NORTH | G01 29SP | 602009 MNVLTAP4 230 652550 GRANITF4 230 1 | P12:345.0:UMZ:# N-1 #:: LINE WHITE 3-WATERTN-LNX3-1 :EHV: | 0.06638 | Yes
GEN-2024-035 | 01 NORTH | G01 29SP | 602008 MINVALT4 230 652550 GRANITF4 230 1 | P12:345.0:UMZ:# N-1 #:: LINE WHITE 3-WATERTN-LNX3-1 :EHV: | 0.05977 | Yes
GEN-2024-035 | 01 NORTH | G01 29SP | 620480 DEUEL CO 3 345 620483 ASTORIA 3 345 1 | P12:345.0:UMZ:# N-1 #:: LINE WHITE 3-WATERTN-LNX3-1 :EHV: | 0.09431 | Yes
GEN-2024-035 | 01 NORTH | G01 29SP | 620417 BSSOUTH3 345 620480 DEUEL CO 3 345 1 | P12:345.0:UMZ:# N-1 #:: LINE WHITE 3-WATERTN-LNX3-1 :EHV: | 0.09431 | Yes
GEN-2024-035 | 01 NORTH | G01 29SP | 601048 LYON CO 3 345 601087 STEEP BK LK3 345 2 | P12:345.0:UMZ:# N-1 #:: LINE WHITE-SRX3-WHITE 3-SX :EHV: | 0.11576 | Yes
GEN-2024-035 | 01 NORTH | G01 29SP | 601048 LYON CO 3 345 601077 HAWKSNEST 3 345 1 | P12:345.0:UMZ:# N-1 #:: LINE WHITE-SRX3-WHITE 3-SX :EHV: | 0.11543 | Yes
GEN-2024-035 | 01 NORTH | G01 29SP | 601031 BRKNGCO3 345 601077 HAWKSNEST 3 345 1 | P12:345.0:UMZ:# N-1 #:: LINE WHITE-SRX3-WHITE 3-SX :EHV: | 0.11543 | Yes
GEN-2024-035 | 01 NORTH | G01 29SP | 601031 BRKNGCO3 345 601087 STEEP BK LK3 345 2 | P12:345.0:UMZ:# N-1 #:: LINE WHITE-SRX3-WHITE 3-SX :EHV: | 0.11576 | Yes
GEN-2024-035 | 01 NORTH | G01 29SP | 601050 HELENA 3 345 615647 GRE-CDRMTH23 345 2 | P12:345.0:UMZ:# N-1 #:: LINE WHITE-SRX3-WHITE 3-SX :EHV: | 0.05822 | Yes
GEN-2024-035 | 01 NORTH | G01 29SP | 73169 J2104 POI 345 615643 GRE-CEDRMT23 345 1 | P12:345.0:UMZ:# N-1 #:: LINE WHITE-SRX3-WHITE 3-SX :EHV: | 0.05743 | Yes
GEN-2024-035 | 01 NORTH | G01 29SP | 601048 LYON CO 3 345 631138 LAKEFLD3 345 1 | P12:345.0:UMZ:# N-1 #:: LINE WHITE-SRX3-WHITE 3-SX :EHV: | 0.13607 | Yes
GEN-2024-035 | 01 NORTH | G01 29SP | 601048 LYON CO 3 345 615648 GRE-CDRMTL23 345 2 | P12:345.0:UMZ:# N-1 #:: LINE WHITE-SRX3-WHITE 3-SX :EHV: | 0.05753 | Yes
GEN-2024-035 | 01 NORTH | G01 29SP | 635200 RAUN 3 345 652564 SIOUXCY3 345 1 | P12:345.0:UMZ:# N-1 #:: LINE WHITE-SRX3-WHITE 3-SX :EHV: | 0.07133 | Yes
GEN-2024-035 | 01 NORTH | G01 29SP | 601031 BRKNGCO3 345 652537 WHITE 3 345 2 | P12:345.0:UMZ:# N-1 #:: LINE WHITE-SRX3-WHITE 3-SX :EHV: | 0.14673 | Yes
GEN-2024-035 | 01 NORTH | G01 29SP | 73169 J2104 POI 345 601048 LYON CO 3 345 1 | P12:345.0:UMZ:# N-1 #:: LINE WHITE-SRX3-WHITE 3-SX :EHV: | 0.05743 | Yes
GEN-2024-035 | 01 NORTH | G01 29SP | 601031 BRKNGCO3 345 652537 WHITE 3 345 1 | P12:345.0:UMZ:# N-1 #:: LINE WHITE-SRX3-WHITE 3-SX :EHV: | 0.13206 | Yes
GEN-2024-035 | 01 NORTH | G01 29SP | 631139 HAZLTON3 345 631270 LASALLE 3 345 1 | P12:345:ATC-XEL:W-13:NMAB5_345:BRIGGSRDNLL:EHV: | 0.06118 | Yes
GEN-2024-035 | 01 NORTH | G01 29SP | 631144 MITCHLCO3 345 631270 LASALLE 3 345 1 | P12:345:ATC-XEL:W-13:NMAB5_345:BRIGGSRDNLL:EHV: | 0.06118 | Yes
GEN-2024-035 | 01 NORTH | G01 29SP | 601002 ADAMS 3 345 631144 MITCHLCO3 345 1 | P12:345:ATC-XEL:W-13:NMAB5_345:BRIGGSRDNLL:EHV: | 0.06118 | Yes
GEN-2024-035 | 01 NORTH | G01 29SP | 601002 ADAMS 3 345 615306 GRE-PL VLLY3 345 1 | P12:345:ATC-XEL:W-13:NMAB5_345:BRIGGSRDNLL:EHV: | 0.06198 | Yes
GEN-2024-035 | 01 NORTH | G01 29SP | 631139 HAZLTON3 345 631270 LASALLE 3 345 1 | P12:345:ITCM-MEC:HAZLETON:BLACK HAWK:1CAP:EHV: | 0.05693 | Yes
GEN-2024-035 | 01 NORTH | G01 29SP | 631144 MITCHLCO3 345 631270 LASALLE 3 345 1 | P12:345:ITCM-MEC:HAZLETON:BLACK HAWK:1CAP:EHV: | 0.05693 | Yes
GEN-2024-035 | 01 NORTH | G01 29SP | 601002 ADAMS 3 345 631144 MITCHLCO3 345 1 | P12:345:ITCM-MEC:HAZLETON:BLACK HAWK:1CAP:EHV: | 0.05693 | Yes
GEN-2024-035 | 01 NORTH | G01 29SP | 631193 HUNTLEY3 345 631197 LEDYARD3 345 1 | P12:345:ITCM-MEC:HAZLTON:LASALLE:1 | 0.08654 | Yes
GEN-2024-035 | 01 NORTH | G01 29SP | 635600 GRIMES 3 345 636003 BEAVER CRK 3 345 1 | P12:345:MEC:ARBOR HILL:FALLOW AVE:1 | 0.0567 | Yes
GEN-2024-035 | 01 NORTH | G01 29SP | 636003 BEAVER CRK 3 345 636010 LEHIGH 3 345 1 | P12:345:MEC:ARBOR HILL:FALLOW AVE:1 | 0.0567 | Yes
GEN-2024-035 | 01 NORTH | G01 29SP | 635999 IRVINGTON3 345 636000 WEBSTER3 345 1 | P12:345:MEC:GARD AVE:LEHIGH:1REACTOR:EHV: | 0.05659 | Yes
GEN-2024-035 | 01 NORTH | G01 29SP | 635369 KOSSUTH 3 345 635999 IRVINGTON3 345 1 | P12:345:MEC:GARD AVE:LEHIGH:1REACTOR:EHV: | 0.05659 | Yes
GEN-2024-035 | 01 NORTH | G01 29SP | 636000 WEBSTER3 345 636010 LEHIGH 3 345 1 | P12:345:MEC:GARD AVE:LEHIGH:1REACTOR:EHV: | 0.06403 | Yes
GEN-2024-035 | 01 NORTH | G01 29SP | 631139 HAZLTON3 345 631142 ARNOLD 3 345 1 | P12:345:MEC:GRIMES:BEAVER CRK:1 | 0.05196 | Yes
GEN-2024-035 | 01 NORTH | G01 29SP | 635600 GRIMES 3 345 635622 RCCN TRL 3 345 2 | P12:345:MEC:GRIMES:RCCN TRL:1 | 0.0537 | Yes
GEN-2024-035 | 01 NORTH | G01 29SP | 635600 GRIMES 3 345 635622 RCCN TRL 3 345 1 | P12:345:MEC:GRIMES:RCCN TRL:2 | 0.05368 | Yes
GEN-2024-035 | 01 NORTH | G01 29SP | 635999 IRVINGTON3 345 636000 WEBSTER3 345 1 | P12:345:MEC:IDA CO:GARD AVE:1 | 0.05659 | Yes
GEN-2024-035 | 01 NORTH | G01 29SP | 635369 KOSSUTH 3 345 635999 IRVINGTON3 345 1 | P12:345:MEC:IDA CO:GARD AVE:1 | 0.05659 | Yes
GEN-2024-035 | 01 NORTH | G01 29SP | 636000 WEBSTER3 345 636010 LEHIGH 3 345 1 | P12:345:MEC:IDA CO:GARD AVE:1 | 0.06403 | Yes
GEN-2024-035 | 01 NORTH | G01 29SP | 635200 RAUN 3 345 635398 REMSEN 3 345 1 | P12:345:MEC:KOSSUTH:IRVINGTON:1 | 0.08403 | Yes
GEN-2024-035 | 01 NORTH | G01 29SP | 627217 BLUEBILL3 345 631198 COLBY3 345 1 | P12:345:MEC:KOSSUTH:IRVINGTON:1 | 0.05201 | Yes
GEN-2024-035 | 01 NORTH | G01 29SP | 631206 QUINN3 345 636197 N FRANKLIN 3 345 1 | P12:345:MEC:KOSSUTH:IRVINGTON:1 | 0.05082 | Yes
GEN-2024-035 | 01 NORTH | G01 29SP | 631198 COLBY3 345 631199 KILLDEER3 345 1 | P12:345:MEC:KOSSUTH:IRVINGTON:1 | 0.05344 | Yes
GEN-2024-035 | 01 NORTH | G01 29SP | 635398 REMSEN 3 345 635399 CHEROKEE 3 345 1 | P12:345:MEC:KOSSUTH:IRVINGTON:1 | 0.08403 | Yes
GEN-2024-035 | 01 NORTH | G01 29SP | 627062 BISON 3 345 627217 BLUEBILL3 345 1 | P12:345:MEC:KOSSUTH:IRVINGTON:1 | 0.05201 | Yes
GEN-2024-035 | 01 NORTH | G01 29SP | 631199 KILLDEER3 345 631206 QUINN3 345 1 | P12:345:MEC:KOSSUTH:IRVINGTON:1 | 0.05082 | Yes
GEN-2024-035 | 01 NORTH | G01 29SP | 635399 CHEROKEE 3 345 635400 HIGHLAND 3 345 1 | P12:345:MEC:KOSSUTH:IRVINGTON:1 | 0.08403 | Yes
GEN-2024-035 | 01 NORTH | G01 29SP | 627062 BISON 3 345 631197 LEDYARD3 345 1 | P12:345:MEC:KOSSUTH:IRVINGTON:1 | 0.05201 | Yes
GEN-2024-035 | 01 NORTH | G01 29SP | 635568 S HILLS 3 345 635630 BOONEVILLE 3 345 1 | P12:345:MEC:ORIENT:MADISON:1 | 0.05259 | Yes
GEN-2024-035 | 01 NORTH | G01 29SP | 635568 S HILLS 3 345 635570 ORIENT 3 345 1 | P12:345:MEC:ORIENT:MADISON:1 | 0.05259 | Yes
GEN-2024-035 | 01 NORTH | G01 29SP | 635200 RAUN 3 345 635398 REMSEN 3 345 1 | P12:345:MEC:PALO ALTO:KOSSUTH:1REACTOR:EHV: | 0.07571 | Yes
GEN-2024-035 | 01 NORTH | G01 29SP | 631138 LAKEFLD3 345 635368 OBRIEN 3 345 1 | P12:345:MEC:PALO ALTO:KOSSUTH:1REACTOR:EHV: | 0.08051 | Yes
GEN-2024-035 | 01 NORTH | G01 29SP | 635398 REMSEN 3 345 635399 CHEROKEE 3 345 1 | P12:345:MEC:PALO ALTO:KOSSUTH:1REACTOR:EHV: | 0.07571 | Yes
GEN-2024-035 | 01 NORTH | G01 29SP | 635399 CHEROKEE 3 345 635400 HIGHLAND 3 345 1 | P12:345:MEC:PALO ALTO:KOSSUTH:1REACTOR:EHV: | 0.07571 | Yes
GEN-2024-035 | 01 NORTH | G01 29SP | 631193 HUNTLEY3 345 631197 LEDYARD3 345 1 | P12:345:MEC:PALO ALTO:KOSSUTH:1REACTOR:EHV: | 0.08364 | Yes
GEN-2024-035 | 01 NORTH | G01 29SP | 631197 LEDYARD3 345 635369 KOSSUTH 3 345 1 | P12:345:MEC:PALO ALTO:KOSSUTH:1REACTOR:EHV: | 0.05449 | Yes
GEN-2024-035 | 01 NORTH | G01 29SP | 601006 SPLT RK3 345 652864 SIOUXCY-LNX3 345 1 | P12:345:MEC:RAUN:REMSEN:1 | 0.1145 | Yes
GEN-2024-035 | 01 NORTH | G01 29SP | 635018 NORTHBORO 3 345 635570 ORIENT 3 345 1 | P12:345:MEC:ROLL HILLS:ORIENT:1 | 0.05362 | Yes
GEN-2024-035 | 01 NORTH | G01 29SP | 635017 ATCHISON 3 345 635018 NORTHBORO 3 345 1 | P12:345:MEC:ROLL HILLS:ORIENT:1 | 0.05362 | Yes
GEN-2024-035 | 01 NORTH | G01 29SP | 635017 ATCHISON 3 345 640139 COOPER 3 345 1 | P12:345:MEC:ROLL HILLS:ORIENT:1 | 0.05362 | Yes
GEN-2024-035 | 01 NORTH | G01 29SP | 631139 HAZLTON3 345 631270 LASALLE 3 345 1 | P12:345:MEC:WEBSTER:IRVINGTON:1REACTOR:EHV: | 0.05923 | Yes
GEN-2024-035 | 01 NORTH | G01 29SP | 635200 RAUN 3 345 635398 REMSEN 3 345 1 | P12:345:MEC:WEBSTER:IRVINGTON:1REACTOR:EHV: | 0.08403 | Yes
GEN-2024-035 | 01 NORTH | G01 29SP | 631144 MITCHLCO3 345 631270 LASALLE 3 345 1 | P12:345:MEC:WEBSTER:IRVINGTON:1REACTOR:EHV: | 0.05923 | Yes
GEN-2024-035 | 01 NORTH | G01 29SP | 627217 BLUEBILL3 345 631198 COLBY3 345 1 | P12:345:MEC:WEBSTER:IRVINGTON:1REACTOR:EHV: | 0.05201 | Yes
GEN-2024-035 | 01 NORTH | G01 29SP | 631206 QUINN3 345 636197 N FRANKLIN 3 345 1 | P12:345:MEC:WEBSTER:IRVINGTON:1REACTOR:EHV: | 0.05082 | Yes
GEN-2024-035 | 01 NORTH | G01 29SP | 601002 ADAMS 3 345 631144 MITCHLCO3 345 1 | P12:345:MEC:WEBSTER:IRVINGTON:1REACTOR:EHV: | 0.05923 | Yes
GEN-2024-035 | 01 NORTH | G01 29SP | 631198 COLBY3 345 631199 KILLDEER3 345 1 | P12:345:MEC:WEBSTER:IRVINGTON:1REACTOR:EHV: | 0.05344 | Yes
GEN-2024-035 | 01 NORTH | G01 29SP | 635398 REMSEN 3 345 635399 CHEROKEE 3 345 1 | P12:345:MEC:WEBSTER:IRVINGTON:1REACTOR:EHV: | 0.08403 | Yes
GEN-2024-035 | 01 NORTH | G01 29SP | 627062 BISON 3 345 627217 BLUEBILL3 345 1 | P12:345:MEC:WEBSTER:IRVINGTON:1REACTOR:EHV: | 0.05201 | Yes
GEN-2024-035 | 01 NORTH | G01 29SP | 635399 CHEROKEE 3 345 635400 HIGHLAND 3 345 1 | P12:345:MEC:WEBSTER:IRVINGTON:1REACTOR:EHV: | 0.08403 | Yes
GEN-2024-035 | 01 NORTH | G01 29SP | 631199 KILLDEER3 345 631206 QUINN3 345 1 | P12:345:MEC:WEBSTER:IRVINGTON:1REACTOR:EHV: | 0.05082 | Yes
GEN-2024-035 | 01 NORTH | G01 29SP | 627062 BISON 3 345 631197 LEDYARD3 345 1 | P12:345:MEC:WEBSTER:IRVINGTON:1REACTOR:EHV: | 0.05201 | Yes
GEN-2024-035 | 01 NORTH | G01 29SP | 601048 LYON CO 3 345 601077 HAWKSNEST 3 345 1 | P12:345:MRES:ALXLNRCTRT:BISON 3:CAPX-ALXLNRCTRT-BISON 3 | 0.08618 | Yes
GEN-2024-035 | 01 NORTH | G01 29SP | 635200 RAUN 3 345 645552 S3452 REACT3 345 1 | P12:345:OPPD-MEC:S3451-RAUN:::EHV: | 0.10085 | Yes
GEN-2024-035 | 01 NORTH | G01 29SP | 635200 RAUN 3 345 652564 SIOUXCY3 345 1 | P12:345:OPPD-MEC:S3451-RAUN:::EHV: | 0.08212 | Yes
GEN-2024-035 | 01 NORTH | G01 29SP | 601003 PR ISLD3 345 601039 NROC 3 345 1 | P12:345:XEL:ASK-ECL | 0.06095 | Yes
GEN-2024-035 | 01 NORTH | G01 29SP | 601039 NROC 3 345 601051 HMPT CNR3 345 1 | P12:345:XEL:ASK-ECL | 0.05717 | Yes
GEN-2024-035 | 01 NORTH | G01 29SP | 601031 BRKNGCO3 345 601077 HAWKSNEST 3 345 1 | P12:345:XEL:H081_MPT_H:HAWKSNEST3:1 | 0.08329 | Yes
GEN-2024-035 | 01 NORTH | G01 29SP | 601050 HELENA 3 345 615647 GRE-CDRMTH23 345 2 | P12:345:XEL:HELENA3:GRE-CDRMTH13:1 | 0.07033 | Yes
GEN-2024-035 | 01 NORTH | G01 29SP | 601048 LYON CO 3 345 631138 LAKEFLD3 345 1 | P12:345:XEL:HELENA3:GRE-CDRMTH13:1 | 0.10883 | Yes
GEN-2024-035 | 01 NORTH | G01 29SP | 601050 HELENA 3 345 615646 GRE-CDRMTH13 345 1 | P12:345:XEL:HELENA3:GRE-CDRMTH23:2 | 0.07018 | Yes
GEN-2024-035 | 01 NORTH | G01 29SP | 601048 LYON CO 3 345 631138 LAKEFLD3 345 1 | P12:345:XEL:HELENA3:GRE-CDRMTH23:2 | 0.10889 | Yes
GEN-2024-035 | 01 NORTH | G01 29SP | 601050 HELENA 3 345 601051 HMPT CNR3 345 2 | P12:345:XEL:HELENA3:GRE-CHUBLAK3:1 | 0.05813 | Yes
GEN-2024-035 | 01 NORTH | G01 29SP | 601048 LYON CO 3 345 615648 GRE-CDRMTL23 345 2 | P12:345:XEL:LYONCO3:GRE-CEDRMT23:1 | 0.07454 | Yes
GEN-2024-035 | 01 NORTH | G01 29SP | 601006 SPLT RK3 345 652536 WHITE-SRX3 345 1 | P12:345:XEL:LYONCO3:HAWKSNEST3:1 | 0.14232 | Yes
GEN-2024-035 | 01 NORTH | G01 29SP | 601048 LYON CO 3 345 601087 STEEP BK LK3 345 2 | P12:345:XEL:LYONCO3:HAWKSNEST3:1 | 0.1261 | Yes
GEN-2024-035 | 01 NORTH | G01 29SP | 601031 BRKNGCO3 345 601087 STEEP BK LK3 345 2 | P12:345:XEL:LYONCO3:HAWKSNEST3:1 | 0.1261 | Yes
GEN-2024-035 | 01 NORTH | G01 29SP | 601003 PR ISLD3 345 601039 NROC 3 345 1 | P12:345:XEL:NROC3:HMPTCNR3:1 | 0.07721 | Yes
GEN-2024-035 | 01 NORTH | G01 29SP | 601039 NROC 3 345 601051 HMPT CNR3 345 1 | P12:345:XEL:PRISLD3:NROC3:1 | 0.07596 | Yes
GEN-2024-035 | 01 NORTH | G01 29SP | 601031 BRKNGCO3 345 601087 STEEP BK LK3 345 2 | P12:345:XEL:STEEPBKLK3:BLZNGSTR13:1 | 0.08353 | Yes
GEN-2024-035 | 01 NORTH | G01 29SP | 601031 BRKNGCO3 345 601087 STEEP BK LK3 345 2 | P12:345:XEL:STEEPBKLK3:BLZNGSTR23:1 | 0.08353 | Yes
GEN-2024-035 | 01 NORTH | G01 29SP | 631193 HUNTLEY3 345 631197 LEDYARD3 345 1 | P12:345:XEL:WILMART3:SHEASLK3:1 | 0.0701 | Yes
GEN-2024-035 | 01 NORTH | G01 29SP | 601002 ADAMS 3 345 615306 GRE-PL VLLY3 345 1 | P12:345:XEL-ALTW:ADAMS3:J1072SUB:1 | 0.05522 | Yes
GEN-2024-035 | 01 NORTH | G01 29SP | 601031 BRKNGCO3 345 652537 WHITE 3 345 2 | P12:345:XEL-OTP:BRKNGCO3:ASTORIA3:1 | 0.09747 | Yes
GEN-2024-035 | 01 NORTH | G01 29SP | 601031 BRKNGCO3 345 652537 WHITE 3 345 1 | P12:345:XEL-OTP:BRKNGCO3:ASTORIA3:1 | 0.08773 | Yes
GEN-2024-035 | 01 NORTH | G01 29SP | 601034 NOBLES 3 345 631138 LAKEFLD3 345 1 | P12:345:XEL-WAPA:SPLTRK3:SIOUXCY-LNX3:1 | 0.0648 | Yes
GEN-2024-035 | 01 NORTH | G01 29SP | 601003 PR ISLD3 345 601039 NROC 3 345 1 | P13:161:XEL:PRISLD3:PRISLD5:PRISLD910:HV: | 0.05152 | Yes
GEN-2024-035 | 01 NORTH | G01 29SP | 635200 RAUN 3 345 762779 G18-043 TAP 345 1 | P13:345:OPPD:NEBCTY2G:::EHV: | 0.06835 | Yes
GEN-2024-035 | 01 NORTH | G01 29SP | 635200 RAUN 3 345 645552 S3452 REACT3 345 1 | P13:345:OPPD:NEBCTY2G:::EHV: | 0.06962 | Yes
GEN-2024-035 | 01 NORTH | G01 29SP | 601050 HELENA 3 345 601072 SHEAS LK3 345 1 | P13:345:XEL:MNTCE31G:MNTCELO3:1 | 0.05002 | Yes
GEN-2024-035 | 01 NORTH | G01 29SP | 613060 BYRON 3 345 615306 GRE-PL VLLY3 345 1 | P13:345:XEL:MNTCE31G:MNTCELO3:1 | 0.05372 | Yes
GEN-2024-035 | 01 NORTH | G01 29SP | 601039 NROC 3 345 613060 BYRON 3 345 1 | P13:345:XEL:MNTCE31G:MNTCELO3:1 | 0.05498 | Yes
GEN-2024-035 | 01 NORTH | G01 29SP | 601048 LYON CO 3 345 601077 HAWKSNEST 3 345 1 | P13:345:XEL:PRIS31G:PRISLD3:1 | 0.08329 | Yes
GEN-2024-035 | 01 NORTH | G01 29SP | 601050 HELENA 3 345 601051 HMPT CNR3 345 2 | P13:345:XEL:PRIS31G:PRISLD3:1 | 0.05298 | Yes
GEN-2024-035 | 01 NORTH | G01 29SP | 601050 HELENA 3 345 601072 SHEAS LK3 345 1 | P13:345:XEL:PRIS31G:PRISLD3:1 | 0.05002 | Yes
GEN-2024-035 | 01 NORTH | G01 29SP | 613060 BYRON 3 345 615306 GRE-PL VLLY3 345 1 | P13:345:XEL:PRIS31G:PRISLD3:1 | 0.05372 | Yes
GEN-2024-035 | 01 NORTH | G01 29SP | 601039 NROC 3 345 613060 BYRON 3 345 1 | P13:345:XEL:PRIS31G:PRISLD3:1 | 0.05498 | Yes
GEN-2024-035 | 01 NORTH | G01 29SP | 601050 HELENA 3 345 601051 HMPT CNR3 345 2 | P13:345:XEL:PRIS32G:PRISLD3:2 | 0.05298 | Yes
GEN-2024-035 | 01 NORTH | G01 29SP | 601050 HELENA 3 345 601072 SHEAS LK3 345 1 | P13:345:XEL:PRIS32G:PRISLD3:2 | 0.05002 | Yes
GEN-2024-035 | 01 NORTH | G01 29SP | 613060 BYRON 3 345 615306 GRE-PL VLLY3 345 1 | P13:345:XEL:PRIS32G:PRISLD3:2 | 0.05372 | Yes
GEN-2024-035 | 01 NORTH | G01 29SP | 601039 NROC 3 345 613060 BYRON 3 345 1 | P13:345:XEL:PRIS32G:PRISLD3:2 | 0.05498 | Yes
GEN-2024-035 | 01 NORTH | G01 29SP | 635600 GRIMES 3 345 636003 BEAVER CRK 3 345 1 | P13:345-161:MEC:WEBSTER:AB | 0.06245 | Yes
GEN-2024-035 | 01 NORTH | G01 29SP | 636003 BEAVER CRK 3 345 636010 LEHIGH 3 345 1 | P13:345-161:MEC:WEBSTER:AB | 0.06245 | Yes
GEN-2024-035 | 01 NORTH | G01 29SP | 601031 BRKNGCO3 345 652537 WHITE 3 345 2 | P13:345-18.0:UMZ:# N-1 #:: 3WND DEERCREK-BE3-DEERC_CT-BEG-DEERC_ST-BEG-1 DEERCRK KU1A:EHV: | 0.10116 | Yes
GEN-2024-035 | 01 NORTH | G01 29SP | 601031 BRKNGCO3 345 652537 WHITE 3 345 1 | P13:345-18.0:UMZ:# N-1 #:: 3WND DEERCREK-BE3-DEERC_CT-BEG-DEERC_ST-BEG-1 DEERCRK KU1A:EHV: | 0.09104 | Yes
GEN-2024-035 | 01 NORTH | G01 29SP | 601048 LYON CO 3 345 601087 STEEP BK LK3 345 2 | P13:345-230.0:UMZ:# N-1 #:: 3WND WATERTN3-WATERTN4-WATERT19-1 652_ WT2 KU1A_:EHV: | 0.11143 | Yes
GEN-2024-035 | 01 NORTH | G01 29SP | 601048 LYON CO 3 345 601077 HAWKSNEST 3 345 1 | P13:345-230.0:UMZ:# N-1 #:: 3WND WATERTN3-WATERTN4-WATERT19-1 652_ WT2 KU1A_:EHV: | 0.11111 | Yes
GEN-2024-035 | 01 NORTH | G01 29SP | 601031 BRKNGCO3 345 601077 HAWKSNEST 3 345 1 | P13:345-230.0:UMZ:# N-1 #:: 3WND WATERTN3-WATERTN4-WATERT19-1 652_ WT2 KU1A_:EHV: | 0.11111 | Yes
GEN-2024-035 | 01 NORTH | G01 29SP | 661026 ELLENDL4 230 661098 ELLENDL345 4 230 Z | P14:345:UMZ:# 7211 #:: PROPER TAKE LINE WITH GROTON-LELAND OLDS LINE REACTOR:EHV: | 0.06637 | Yes
GEN-2024-035 | 01 NORTH | G01 29SP | 661026 ELLENDL4 230 995809 661:ELLENDL 115 1 | P14:345:UMZ:# 7211 #:: PROPER TAKE LINE WITH GROTON-LELAND OLDS LINE REACTOR:EHV: | 0.06637 | Yes
GEN-2024-035 | 01 NORTH | G01 29SP | 661027 ELLENDL7 115 995809 661:ELLENDL 115 1 | P14:345:UMZ:# 7211 #:: PROPER TAKE LINE WITH GROTON-LELAND OLDS LINE REACTOR:EHV: | 0.06637 | Yes
GEN-2024-035 | 01 NORTH | G01 29SP | 661026 ELLENDL4 230 661098 ELLENDL345 4 230 Z | P14:345:UMZ:# 7212 #:: PROPER TAKE LINE WITH LELAND OLDS-GROTON LINE REACTOR:EHV: | 0.06637 | Yes
GEN-2024-035 | 01 NORTH | G01 29SP | 661026 ELLENDL4 230 995809 661:ELLENDL 115 1 | P14:345:UMZ:# 7212 #:: PROPER TAKE LINE WITH LELAND OLDS-GROTON LINE REACTOR:EHV: | 0.06637 | Yes
GEN-2024-035 | 01 NORTH | G01 29SP | 661027 ELLENDL7 115 995809 661:ELLENDL 115 1 | P14:345:UMZ:# 7212 #:: PROPER TAKE LINE WITH LELAND OLDS-GROTON LINE REACTOR:EHV: | 0.06637 | Yes
GEN-2024-035 | 01 NORTH | G01 29SP | 601039 NROC 3 345 601051 HMPT CNR3 345 1 | P21:115:XEL:GRE-AIRTECH7:GRE-CANRIVT7:1:HV: | 0.05119 | Yes
GEN-2024-035 | 01 NORTH | G01 29SP | 601039 NROC 3 345 601051 HMPT CNR3 345 1 | P21:115:XEL:WFARIB7:GRE-AIRTECH7:1:HV: | 0.05119 | Yes
GEN-2024-035 | 01 NORTH | G01 29SP | 601039 NROC 3 345 601051 HMPT CNR3 345 1 | P21:115:XEL:WFARIB7:GRE-CANRIVT7:1:HV: | 0.05119 | Yes
GEN-2024-035 | 01 NORTH | G01 29SP | 601003 PR ISLD3 345 601039 NROC 3 345 1 | P21:161:GRE:GRE-SPRGCK25:GRE-RAVENNA5:1:HV: | 0.05152 | Yes
GEN-2024-035 | 01 NORTH | G01 29SP | 601003 PR ISLD3 345 601039 NROC 3 345 1 | P21:161:XEL:PRISLD5:GRE-RAVENNA5:1:HV: | 0.05152 | Yes
GEN-2024-035 | 01 NORTH | G01 29SP | 602008 MINVALT4 230 652550 GRANITF4 230 1 | P21:230:XEL-WAPA:MNVLTAP4:GRANITF4:1:HV: | 0.0577 | Yes
GEN-2024-035 | 01 NORTH | G01 29SP | 601006 SPLT RK3 345 652864 SIOUXCY-LNX3 345 1 | P21:345:UMZW:# 2410 #:: FT2 IN SD. FT2-FT22LNX3 OPENED:EHV: | 0.10921 | Yes
GEN-2024-035 | 01 NORTH | G01 29SP | 635200 RAUN 3 345 640226 HOSKINS3 345 1 | P21:345:UMZW:# 2410 #:: FT2 IN SD. FT2-FT22LNX3 OPENED:EHV: | 0.05294 | Yes
GEN-2024-035 | 01 NORTH | G01 29SP | 601006 SPLT RK3 345 652864 SIOUXCY-LNX3 345 1 | P21:345:UMZW:# 324 #:: FT2 IN SD. OPENING OF A LINE SECTION W/O A FAULT:EHV: | 0.10921 | Yes
GEN-2024-035 | 01 NORTH | G01 29SP | 635200 RAUN 3 345 640226 HOSKINS3 345 1 | P21:345:UMZW:# 324 #:: FT2 IN SD. OPENING OF A LINE SECTION W/O A FAULT:EHV: | 0.05294 | Yes
GEN-2024-035 | 01 NORTH | G01 29SP | 601031 BRKNGCO3 345 620483 ASTORIA 3 345 1 | P21:345:UMZW:# 326 #:: WT2 IN SD. OPENING OF A LINE SECTION W/O A FAULT (WT2-WT2LNX3 LINE REACTOR):EHV: | 0.09857 | Yes
GEN-2024-035 | 01 NORTH | G01 29SP | 602009 MNVLTAP4 230 652550 GRANITF4 230 1 | P21:345:UMZW:# 326 #:: WT2 IN SD. OPENING OF A LINE SECTION W/O A FAULT (WT2-WT2LNX3 LINE REACTOR):EHV: | 0.06638 | Yes
GEN-2024-035 | 01 NORTH | G01 29SP | 602008 MINVALT4 230 652550 GRANITF4 230 1 | P21:345:UMZW:# 326 #:: WT2 IN SD. OPENING OF A LINE SECTION W/O A FAULT (WT2-WT2LNX3 LINE REACTOR):EHV: | 0.05977 | Yes
GEN-2024-035 | 01 NORTH | G01 29SP | 620480 DEUEL CO 3 345 620483 ASTORIA 3 345 1 | P21:345:UMZW:# 326 #:: WT2 IN SD. OPENING OF A LINE SECTION W/O A FAULT (WT2-WT2LNX3 LINE REACTOR):EHV: | 0.09431 | Yes
GEN-2024-035 | 01 NORTH | G01 29SP | 620417 BSSOUTH3 345 620480 DEUEL CO 3 345 1 | P21:345:UMZW:# 326 #:: WT2 IN SD. OPENING OF A LINE SECTION W/O A FAULT (WT2-WT2LNX3 LINE REACTOR):EHV: | 0.09431 | Yes
GEN-2024-035 | 01 NORTH | G01 29SP | 601048 LYON CO 3 345 601087 STEEP BK LK3 345 2 | P21:345:XEL-OTP:BISON3:ALEXMRES3:1:EHV: | 0.08642 | Yes
GEN-2024-035 | 01 NORTH | G01 29SP | 601048 LYON CO 3 345 601077 HAWKSNEST 3 345 1 | P21:345:XEL-OTP:BISON3:ALEXMRES3:1:EHV: | 0.08618 | Yes
GEN-2024-035 | 01 NORTH | G01 29SP | 601031 BRKNGCO3 345 601077 HAWKSNEST 3 345 1 | P21:345:XEL-OTP:BISON3:ALEXMRES3:1:EHV: | 0.08618 | Yes
GEN-2024-035 | 01 NORTH | G01 29SP | 601050 HELENA 3 345 615647 GRE-CDRMTH23 345 2 | P22:345:GRE:CMT HEL 1:::EHV: | 0.07033 | Yes
GEN-2024-035 | 01 NORTH | G01 29SP | 601048 LYON CO 3 345 631138 LAKEFLD3 345 1 | P22:345:GRE:CMT HEL 1:::EHV: | 0.10883 | Yes
GEN-2024-035 | 01 NORTH | G01 29SP | 601050 HELENA 3 345 615646 GRE-CDRMTH13 345 1 | P22:345:GRE:CMT HEL 2:::EHV: | 0.0702 | Yes
GEN-2024-035 | 01 NORTH | G01 29SP | 601048 LYON CO 3 345 631138 LAKEFLD3 345 1 | P22:345:GRE:CMT HEL 2:::EHV: | 0.10888 | Yes
GEN-2024-035 | 01 NORTH | G01 29SP | 635200 RAUN 3 345 645552 S3452 REACT3 345 1 | P22:345:OPPD:S3451-RAUN:::EHV: | 0.10085 | Yes
GEN-2024-035 | 01 NORTH | G01 29SP | 635200 RAUN 3 345 652564 SIOUXCY3 345 1 | P22:345:OPPD:S3451-RAUN:::EHV: | 0.08212 | Yes
GEN-2024-035 | 01 NORTH | G01 29SP | 635200 RAUN 3 345 762779 G18-043 TAP 345 1 | P22:345:OPPD:S3458 NEBCTY1G:LT::EHV: | 0.07065 | Yes
GEN-2024-035 | 01 NORTH | G01 29SP | 635200 RAUN 3 345 762779 G18-043 TAP 345 1 | P22:345:OPPD:S3458 NEBCTY2G:::EHV: | 0.06835 | Yes
GEN-2024-035 | 01 NORTH | G01 29SP | 635200 RAUN 3 345 645552 S3452 REACT3 345 1 | P22:345:OPPD:S3458 NEBCTY2G:::EHV: | 0.06962 | Yes
GEN-2024-035 | 01 NORTH | G01 29SP | 635200 RAUN 3 345 762779 G18-043 TAP 345 1 | P22:345:OPPD:S3458 NEBCTY2G:LT::EHV: | 0.07065 | Yes
GEN-2024-035 | 01 NORTH | G01 29SP | 635200 RAUN 3 345 645552 S3452 REACT3 345 1 | P22:345:OPPD:S3458 NEBCTY2G:LT::EHV: | 0.07199 | Yes
GEN-2024-035 | 01 NORTH | G01 29SP | 635600 GRIMES 3 345 636003 BEAVER CRK 3 345 1 | P23:18:MEC:GDMEC:908::HV: | 0.06088 | Yes
GEN-2024-035 | 01 NORTH | G01 29SP | 636003 BEAVER CRK 3 345 636010 LEHIGH 3 345 1 | P23:18:MEC:GDMEC:908::HV: | 0.06088 | Yes
GEN-2024-035 | 01 NORTH | G01 29SP | 601039 NROC 3 345 601051 HMPT CNR3 345 1 | P23:345:GRE:CHL 304JB22:::EHV: | 0.05063 | Yes
GEN-2024-035 | 01 NORTH | G01 29SP | 601050 HELENA 3 345 615647 GRE-CDRMTH23 345 2 | P23:345:GRE:CMT 302JB4:::EHV: | 0.07033 | Yes
GEN-2024-035 | 01 NORTH | G01 29SP | 601050 HELENA 3 345 615646 GRE-CDRMTH13 345 1 | P23:345:GRE:CMT 302JB6:::EHV: | 0.06132 | Yes
GEN-2024-035 | 01 NORTH | G01 29SP | 73169 J2104 POI 345 615643 GRE-CEDRMT23 345 1 | P23:345:GRE:CMT 302JB6:::EHV: | 0.05992 | Yes
GEN-2024-035 | 01 NORTH | G01 29SP | 615643 GRE-CEDRMT23 345 615646 GRE-CDRMTH13 345 Z | P23:345:GRE:CMT 302JB6:::EHV: | 0.05017 | Yes
GEN-2024-035 | 01 NORTH | G01 29SP | 601048 LYON CO 3 345 631138 LAKEFLD3 345 1 | P23:345:GRE:CMT 302JB6:::EHV: | 0.11277 | Yes
GEN-2024-035 | 01 NORTH | G01 29SP | 73169 J2104 POI 345 601048 LYON CO 3 345 1 | P23:345:GRE:CMT 302JB6:::EHV: | 0.05992 | Yes
GEN-2024-035 | 01 NORTH | G01 29SP | 601050 HELENA 3 345 615646 GRE-CDRMTH13 345 1 | P23:345:GRE:CMT 302JB7:::EHV: | 0.0702 | Yes
GEN-2024-035 | 01 NORTH | G01 29SP | 635999 IRVINGTON3 345 636000 WEBSTER3 345 1 | P23:345:ITCM:BISON 3 3681-3682-3683:IA-NW::EHV: | 0.07147 | Yes
GEN-2024-035 | 01 NORTH | G01 29SP | 635369 KOSSUTH 3 345 635999 IRVINGTON3 345 1 | P23:345:ITCM:BISON 3 3681-3682-3683:IA-NW::EHV: | 0.07147 | Yes
GEN-2024-035 | 01 NORTH | G01 29SP | 631139 HAZLTON3 345 631142 ARNOLD 3 345 1 | P23:345:ITCM:HCKRYCK3 5267:IA-MVP::EHV: | 0.05191 | Yes
GEN-2024-035 | 01 NORTH | G01 29SP | 631139 HAZLTON3 345 631142 ARNOLD 3 345 1 | P23:345:ITCM:HCKRYCK3 5268:IA-MVP::EHV: | 0.05277 | Yes
GEN-2024-035 | 01 NORTH | G01 29SP | 635999 IRVINGTON3 345 636000 WEBSTER3 345 1 | P23:345:ITCM:KILLDEER3 3822:IA-MVP::EHV: | 0.06766 | Yes
GEN-2024-035 | 01 NORTH | G01 29SP | 635369 KOSSUTH 3 345 635999 IRVINGTON3 345 1 | P23:345:ITCM:KILLDEER3 3822:IA-MVP::EHV: | 0.06766 | Yes
GEN-2024-035 | 01 NORTH | G01 29SP | 635999 IRVINGTON3 345 636000 WEBSTER3 345 1 | P23:345:ITCM:KILLDEER3 3828:IA-MVP::EHV: | 0.06958 | Yes
GEN-2024-035 | 01 NORTH | G01 29SP | 635369 KOSSUTH 3 345 635999 IRVINGTON3 345 1 | P23:345:ITCM:KILLDEER3 3828:IA-MVP::EHV: | 0.06958 | Yes
GEN-2024-035 | 01 NORTH | G01 29SP | 631193 HUNTLEY3 345 631197 LEDYARD3 345 1 | P23:345:ITCM:LASALLE3 3904-3905-3906:IA-NW::EHV: | 0.08654 | Yes
GEN-2024-035 | 01 NORTH | G01 29SP | 635999 IRVINGTON3 345 636000 WEBSTER3 345 1 | P23:345:ITCM:QUINN3 3762-3763-3764:IA::EHV: | 0.06958 | Yes
GEN-2024-035 | 01 NORTH | G01 29SP | 635369 KOSSUTH 3 345 635999 IRVINGTON3 345 1 | P23:345:ITCM:QUINN3 3762-3763-3764:IA::EHV: | 0.06958 | Yes
GEN-2024-035 | 01 NORTH | G01 29SP | 635600 GRIMES 3 345 636003 BEAVER CRK 3 345 1 | P23:345:MEC:ARBOR HILL:901::EHV: | 0.0567 | Yes
GEN-2024-035 | 01 NORTH | G01 29SP | 635018 NORTHBORO 3 345 635570 ORIENT 3 345 1 | P23:345:MEC:ARBOR HILL:901::EHV: | 0.05294 | Yes
GEN-2024-035 | 01 NORTH | G01 29SP | 635017 ATCHISON 3 345 635018 NORTHBORO 3 345 1 | P23:345:MEC:ARBOR HILL:901::EHV: | 0.05294 | Yes
GEN-2024-035 | 01 NORTH | G01 29SP | 635017 ATCHISON 3 345 640139 COOPER 3 345 1 | P23:345:MEC:ARBOR HILL:901::EHV: | 0.05294 | Yes
GEN-2024-035 | 01 NORTH | G01 29SP | 636003 BEAVER CRK 3 345 636010 LEHIGH 3 345 1 | P23:345:MEC:ARBOR HILL:901::EHV: | 0.0567 | Yes
GEN-2024-035 | 01 NORTH | G01 29SP | 635600 GRIMES 3 345 636003 BEAVER CRK 3 345 1 | P23:345:MEC:ARBOR HILL:902::EHV: | 0.0567 | Yes
GEN-2024-035 | 01 NORTH | G01 29SP | 635018 NORTHBORO 3 345 635570 ORIENT 3 345 1 | P23:345:MEC:ARBOR HILL:902::EHV: | 0.05294 | Yes
GEN-2024-035 | 01 NORTH | G01 29SP | 635017 ATCHISON 3 345 635018 NORTHBORO 3 345 1 | P23:345:MEC:ARBOR HILL:902::EHV: | 0.05294 | Yes
GEN-2024-035 | 01 NORTH | G01 29SP | 635017 ATCHISON 3 345 640139 COOPER 3 345 1 | P23:345:MEC:ARBOR HILL:902::EHV: | 0.05294 | Yes
GEN-2024-035 | 01 NORTH | G01 29SP | 636003 BEAVER CRK 3 345 636010 LEHIGH 3 345 1 | P23:345:MEC:ARBOR HILL:902::EHV: | 0.0567 | Yes
GEN-2024-035 | 01 NORTH | G01 29SP | 635600 GRIMES 3 345 636003 BEAVER CRK 3 345 1 | P23:345:MEC:ARBOR HILL:903::EHV: | 0.0567 | Yes
GEN-2024-035 | 01 NORTH | G01 29SP | 635018 NORTHBORO 3 345 635570 ORIENT 3 345 1 | P23:345:MEC:ARBOR HILL:903::EHV: | 0.05294 | Yes
GEN-2024-035 | 01 NORTH | G01 29SP | 635017 ATCHISON 3 345 635018 NORTHBORO 3 345 1 | P23:345:MEC:ARBOR HILL:903::EHV: | 0.05294 | Yes
GEN-2024-035 | 01 NORTH | G01 29SP | 635017 ATCHISON 3 345 640139 COOPER 3 345 1 | P23:345:MEC:ARBOR HILL:903::EHV: | 0.05294 | Yes
GEN-2024-035 | 01 NORTH | G01 29SP | 636003 BEAVER CRK 3 345 636010 LEHIGH 3 345 1 | P23:345:MEC:ARBOR HILL:903::EHV: | 0.0567 | Yes
GEN-2024-035 | 01 NORTH | G01 29SP | 631139 HAZLTON3 345 631142 ARNOLD 3 345 1 | P23:345:MEC:BEAVER CREEK:901::EHV: | 0.05196 | Yes
GEN-2024-035 | 01 NORTH | G01 29SP | 631139 HAZLTON3 345 631142 ARNOLD 3 345 1 | P23:345:MEC:BEAVER CREEK:902::EHV: | 0.05196 | Yes
GEN-2024-035 | 01 NORTH | G01 29SP | 635600 GRIMES 3 345 636003 BEAVER CRK 3 345 1 | P23:345:MEC:BLACK HAWK:902::EHV: | 0.06391 | Yes
GEN-2024-035 | 01 NORTH | G01 29SP | 631139 HAZLTON3 345 631270 LASALLE 3 345 1 | P23:345:MEC:BLACK HAWK:902::EHV: | 0.05835 | Yes
GEN-2024-035 | 01 NORTH | G01 29SP | 636003 BEAVER CRK 3 345 636010 LEHIGH 3 345 1 | P23:345:MEC:BLACK HAWK:902::EHV: | 0.06391 | Yes
GEN-2024-035 | 01 NORTH | G01 29SP | 631144 MITCHLCO3 345 631270 LASALLE 3 345 1 | P23:345:MEC:BLACK HAWK:902::EHV: | 0.05835 | Yes
GEN-2024-035 | 01 NORTH | G01 29SP | 601002 ADAMS 3 345 631144 MITCHLCO3 345 1 | P23:345:MEC:BLACK HAWK:902::EHV: | 0.05835 | Yes
GEN-2024-035 | 01 NORTH | G01 29SP | 601002 ADAMS 3 345 615306 GRE-PL VLLY3 345 1 | P23:345:MEC:BLACK HAWK:902::EHV: | 0.05782 | Yes
GEN-2024-035 | 01 NORTH | G01 29SP | 635200 RAUN 3 345 762779 G18-043 TAP 345 1 | P23:345:MEC:CBEC:905::EHV: | 0.07143 | Yes
GEN-2024-035 | 01 NORTH | G01 29SP | 635600 GRIMES 3 345 636003 BEAVER CRK 3 345 1 | P23:345:MEC:CBEC:905::EHV: | 0.05956 | Yes
GEN-2024-035 | 01 NORTH | G01 29SP | 601006 SPLT RK3 345 652864 SIOUXCY-LNX3 345 1 | P23:345:MEC:CBEC:905::EHV: | 0.10096 | Yes
GEN-2024-035 | 01 NORTH | G01 29SP | 636003 BEAVER CRK 3 345 636010 LEHIGH 3 345 1 | P23:345:MEC:CBEC:905::EHV: | 0.05956 | Yes
GEN-2024-035 | 01 NORTH | G01 29SP | 635200 RAUN 3 345 645552 S3452 REACT3 345 1 | P23:345:MEC:CBEC:905::EHV: | 0.07282 | Yes
GEN-2024-035 | 01 NORTH | G01 29SP | 635200 RAUN 3 345 762779 G18-043 TAP 345 1 | P23:345:MEC:CBEC:908::EHV: | 0.07066 | Yes
GEN-2024-035 | 01 NORTH | G01 29SP | 635200 RAUN 3 345 645552 S3452 REACT3 345 1 | P23:345:MEC:CBEC:908::EHV: | 0.072 | Yes
GEN-2024-035 | 01 NORTH | G01 29SP | 635600 GRIMES 3 345 636003 BEAVER CRK 3 345 1 | P23:345:MEC:FALLOW:901::EHV: | 0.0567 | Yes
GEN-2024-035 | 01 NORTH | G01 29SP | 636003 BEAVER CRK 3 345 636010 LEHIGH 3 345 1 | P23:345:MEC:FALLOW:901::EHV: | 0.0567 | Yes
GEN-2024-035 | 01 NORTH | G01 29SP | 635600 GRIMES 3 345 636003 BEAVER CRK 3 345 1 | P23:345:MEC:FALLOW:902::EHV: | 0.0567 | Yes
GEN-2024-035 | 01 NORTH | G01 29SP | 636003 BEAVER CRK 3 345 636010 LEHIGH 3 345 1 | P23:345:MEC:FALLOW:902::EHV: | 0.0567 | Yes
GEN-2024-035 | 01 NORTH | G01 29SP | 635999 IRVINGTON3 345 636000 WEBSTER3 345 1 | P23:345:MEC:GARD AVE:901::EHV: | 0.05659 | Yes
GEN-2024-035 | 01 NORTH | G01 29SP | 635369 KOSSUTH 3 345 635999 IRVINGTON3 345 1 | P23:345:MEC:GARD AVE:901::EHV: | 0.05659 | Yes
GEN-2024-035 | 01 NORTH | G01 29SP | 636000 WEBSTER3 345 636010 LEHIGH 3 345 1 | P23:345:MEC:GARD AVE:901::EHV: | 0.06403 | Yes
GEN-2024-035 | 01 NORTH | G01 29SP | 635999 IRVINGTON3 345 636000 WEBSTER3 345 1 | P23:345:MEC:GARD AVE:903::EHV: | 0.05659 | Yes
GEN-2024-035 | 01 NORTH | G01 29SP | 635369 KOSSUTH 3 345 635999 IRVINGTON3 345 1 | P23:345:MEC:GARD AVE:903::EHV: | 0.05659 | Yes
GEN-2024-035 | 01 NORTH | G01 29SP | 636000 WEBSTER3 345 636010 LEHIGH 3 345 1 | P23:345:MEC:GARD AVE:903::EHV: | 0.06403 | Yes
GEN-2024-035 | 01 NORTH | G01 29SP | 635999 IRVINGTON3 345 636000 WEBSTER3 345 1 | P23:345:MEC:GARD AVE:904::EHV: | 0.05659 | Yes
GEN-2024-035 | 01 NORTH | G01 29SP | 635369 KOSSUTH 3 345 635999 IRVINGTON3 345 1 | P23:345:MEC:GARD AVE:904::EHV: | 0.05659 | Yes
GEN-2024-035 | 01 NORTH | G01 29SP | 636000 WEBSTER3 345 636010 LEHIGH 3 345 1 | P23:345:MEC:GARD AVE:904::EHV: | 0.06403 | Yes
GEN-2024-035 | 01 NORTH | G01 29SP | 631139 HAZLTON3 345 631142 ARNOLD 3 345 1 | P23:345:MEC:GRIMES:904::EHV: | 0.0519 | Yes
GEN-2024-035 | 01 NORTH | G01 29SP | 631139 HAZLTON3 345 631142 ARNOLD 3 345 1 | P23:345:MEC:GRIMES:905::EHV: | 0.05192 | Yes
GEN-2024-035 | 01 NORTH | G01 29SP | 636000 WEBSTER3 345 636010 LEHIGH 3 345 1 | P23:345:MEC:IDA CO:901::EHV: | 0.06403 | Yes
GEN-2024-035 | 01 NORTH | G01 29SP | 635200 RAUN 3 345 635398 REMSEN 3 345 1 | P23:345:MEC:IRVINGTON:901::EHV: | 0.08403 | Yes
GEN-2024-035 | 01 NORTH | G01 29SP | 627217 BLUEBILL3 345 631198 COLBY3 345 1 | P23:345:MEC:IRVINGTON:901::EHV: | 0.05201 | Yes
GEN-2024-035 | 01 NORTH | G01 29SP | 631206 QUINN3 345 636197 N FRANKLIN 3 345 1 | P23:345:MEC:IRVINGTON:901::EHV: | 0.05082 | Yes
GEN-2024-035 | 01 NORTH | G01 29SP | 631198 COLBY3 345 631199 KILLDEER3 345 1 | P23:345:MEC:IRVINGTON:901::EHV: | 0.05344 | Yes
GEN-2024-035 | 01 NORTH | G01 29SP | 635398 REMSEN 3 345 635399 CHEROKEE 3 345 1 | P23:345:MEC:IRVINGTON:901::EHV: | 0.08403 | Yes
GEN-2024-035 | 01 NORTH | G01 29SP | 627062 BISON 3 345 627217 BLUEBILL3 345 1 | P23:345:MEC:IRVINGTON:901::EHV: | 0.05201 | Yes
GEN-2024-035 | 01 NORTH | G01 29SP | 631199 KILLDEER3 345 631206 QUINN3 345 1 | P23:345:MEC:IRVINGTON:901::EHV: | 0.05082 | Yes
GEN-2024-035 | 01 NORTH | G01 29SP | 635399 CHEROKEE 3 345 635400 HIGHLAND 3 345 1 | P23:345:MEC:IRVINGTON:901::EHV: | 0.08403 | Yes
GEN-2024-035 | 01 NORTH | G01 29SP | 627062 BISON 3 345 631197 LEDYARD3 345 1 | P23:345:MEC:IRVINGTON:901::EHV: | 0.05201 | Yes
GEN-2024-035 | 01 NORTH | G01 29SP | 635200 RAUN 3 345 635398 REMSEN 3 345 1 | P23:345:MEC:IRVINGTON:902::EHV: | 0.08403 | Yes
GEN-2024-035 | 01 NORTH | G01 29SP | 627217 BLUEBILL3 345 631198 COLBY3 345 1 | P23:345:MEC:IRVINGTON:902::EHV: | 0.05201 | Yes
GEN-2024-035 | 01 NORTH | G01 29SP | 631206 QUINN3 345 636197 N FRANKLIN 3 345 1 | P23:345:MEC:IRVINGTON:902::EHV: | 0.05082 | Yes
GEN-2024-035 | 01 NORTH | G01 29SP | 631198 COLBY3 345 631199 KILLDEER3 345 1 | P23:345:MEC:IRVINGTON:902::EHV: | 0.05344 | Yes
GEN-2024-035 | 01 NORTH | G01 29SP | 635398 REMSEN 3 345 635399 CHEROKEE 3 345 1 | P23:345:MEC:IRVINGTON:902::EHV: | 0.08403 | Yes
GEN-2024-035 | 01 NORTH | G01 29SP | 627062 BISON 3 345 627217 BLUEBILL3 345 1 | P23:345:MEC:IRVINGTON:902::EHV: | 0.05201 | Yes
GEN-2024-035 | 01 NORTH | G01 29SP | 631199 KILLDEER3 345 631206 QUINN3 345 1 | P23:345:MEC:IRVINGTON:902::EHV: | 0.05082 | Yes
GEN-2024-035 | 01 NORTH | G01 29SP | 635399 CHEROKEE 3 345 635400 HIGHLAND 3 345 1 | P23:345:MEC:IRVINGTON:902::EHV: | 0.08403 | Yes
GEN-2024-035 | 01 NORTH | G01 29SP | 627062 BISON 3 345 631197 LEDYARD3 345 1 | P23:345:MEC:IRVINGTON:902::EHV: | 0.05201 | Yes
GEN-2024-035 | 01 NORTH | G01 29SP | 635200 RAUN 3 345 635398 REMSEN 3 345 1 | P23:345:MEC:IRVINGTON:903::EHV: | 0.08403 | Yes
GEN-2024-035 | 01 NORTH | G01 29SP | 627217 BLUEBILL3 345 631198 COLBY3 345 1 | P23:345:MEC:IRVINGTON:903::EHV: | 0.05201 | Yes
GEN-2024-035 | 01 NORTH | G01 29SP | 631206 QUINN3 345 636197 N FRANKLIN 3 345 1 | P23:345:MEC:IRVINGTON:903::EHV: | 0.05082 | Yes
GEN-2024-035 | 01 NORTH | G01 29SP | 631198 COLBY3 345 631199 KILLDEER3 345 1 | P23:345:MEC:IRVINGTON:903::EHV: | 0.05344 | Yes
GEN-2024-035 | 01 NORTH | G01 29SP | 635398 REMSEN 3 345 635399 CHEROKEE 3 345 1 | P23:345:MEC:IRVINGTON:903::EHV: | 0.08403 | Yes
GEN-2024-035 | 01 NORTH | G01 29SP | 627062 BISON 3 345 627217 BLUEBILL3 345 1 | P23:345:MEC:IRVINGTON:903::EHV: | 0.05201 | Yes
GEN-2024-035 | 01 NORTH | G01 29SP | 631199 KILLDEER3 345 631206 QUINN3 345 1 | P23:345:MEC:IRVINGTON:903::EHV: | 0.05082 | Yes
GEN-2024-035 | 01 NORTH | G01 29SP | 635399 CHEROKEE 3 345 635400 HIGHLAND 3 345 1 | P23:345:MEC:IRVINGTON:903::EHV: | 0.08403 | Yes
GEN-2024-035 | 01 NORTH | G01 29SP | 627062 BISON 3 345 631197 LEDYARD3 345 1 | P23:345:MEC:IRVINGTON:903::EHV: | 0.05201 | Yes
GEN-2024-035 | 01 NORTH | G01 29SP | 635200 RAUN 3 345 635398 REMSEN 3 345 1 | P23:345:MEC:KOSSUTH:901::EHV: | 0.08162 | Yes
GEN-2024-035 | 01 NORTH | G01 29SP | 635398 REMSEN 3 345 635399 CHEROKEE 3 345 1 | P23:345:MEC:KOSSUTH:901::EHV: | 0.08162 | Yes
GEN-2024-035 | 01 NORTH | G01 29SP | 635399 CHEROKEE 3 345 635400 HIGHLAND 3 345 1 | P23:345:MEC:KOSSUTH:901::EHV: | 0.08162 | Yes
GEN-2024-035 | 01 NORTH | G01 29SP | 631138 LAKEFLD3 345 635368 OBRIEN 3 345 1 | P23:345:MEC:KOSSUTH:901::EHV: | 0.08717 | Yes
GEN-2024-035 | 01 NORTH | G01 29SP | 631206 QUINN3 345 636197 N FRANKLIN 3 345 1 | P23:345:MEC:KOSSUTH:901::EHV: | 0.05218 | Yes
GEN-2024-035 | 01 NORTH | G01 29SP | 627217 BLUEBILL3 345 631198 COLBY3 345 1 | P23:345:MEC:KOSSUTH:901::EHV: | 0.05434 | Yes
GEN-2024-035 | 01 NORTH | G01 29SP | 631198 COLBY3 345 631199 KILLDEER3 345 1 | P23:345:MEC:KOSSUTH:901::EHV: | 0.05522 | Yes
GEN-2024-035 | 01 NORTH | G01 29SP | 631199 KILLDEER3 345 631206 QUINN3 345 1 | P23:345:MEC:KOSSUTH:901::EHV: | 0.05218 | Yes
GEN-2024-035 | 01 NORTH | G01 29SP | 627062 BISON 3 345 627217 BLUEBILL3 345 1 | P23:345:MEC:KOSSUTH:901::EHV: | 0.05434 | Yes
GEN-2024-035 | 01 NORTH | G01 29SP | 627062 BISON 3 345 631197 LEDYARD3 345 1 | P23:345:MEC:KOSSUTH:901::EHV: | 0.05434 | Yes
GEN-2024-035 | 01 NORTH | G01 29SP | 631193 HUNTLEY3 345 631197 LEDYARD3 345 1 | P23:345:MEC:KOSSUTH:901::EHV: | 0.05434 | Yes
GEN-2024-035 | 01 NORTH | G01 29SP | 635200 RAUN 3 345 635398 REMSEN 3 345 1 | P23:345:MEC:KOSSUTH:902::EHV: | 0.08162 | Yes
GEN-2024-035 | 01 NORTH | G01 29SP | 635398 REMSEN 3 345 635399 CHEROKEE 3 345 1 | P23:345:MEC:KOSSUTH:902::EHV: | 0.08162 | Yes
GEN-2024-035 | 01 NORTH | G01 29SP | 635399 CHEROKEE 3 345 635400 HIGHLAND 3 345 1 | P23:345:MEC:KOSSUTH:902::EHV: | 0.08162 | Yes
GEN-2024-035 | 01 NORTH | G01 29SP | 631138 LAKEFLD3 345 635368 OBRIEN 3 345 1 | P23:345:MEC:KOSSUTH:902::EHV: | 0.08717 | Yes
GEN-2024-035 | 01 NORTH | G01 29SP | 631206 QUINN3 345 636197 N FRANKLIN 3 345 1 | P23:345:MEC:KOSSUTH:902::EHV: | 0.05218 | Yes
GEN-2024-035 | 01 NORTH | G01 29SP | 627217 BLUEBILL3 345 631198 COLBY3 345 1 | P23:345:MEC:KOSSUTH:902::EHV: | 0.05434 | Yes
GEN-2024-035 | 01 NORTH | G01 29SP | 631198 COLBY3 345 631199 KILLDEER3 345 1 | P23:345:MEC:KOSSUTH:902::EHV: | 0.05522 | Yes
GEN-2024-035 | 01 NORTH | G01 29SP | 631199 KILLDEER3 345 631206 QUINN3 345 1 | P23:345:MEC:KOSSUTH:902::EHV: | 0.05218 | Yes
GEN-2024-035 | 01 NORTH | G01 29SP | 627062 BISON 3 345 627217 BLUEBILL3 345 1 | P23:345:MEC:KOSSUTH:902::EHV: | 0.05434 | Yes
GEN-2024-035 | 01 NORTH | G01 29SP | 627062 BISON 3 345 631197 LEDYARD3 345 1 | P23:345:MEC:KOSSUTH:902::EHV: | 0.05434 | Yes
GEN-2024-035 | 01 NORTH | G01 29SP | 631193 HUNTLEY3 345 631197 LEDYARD3 345 1 | P23:345:MEC:KOSSUTH:902::EHV: | 0.05434 | Yes
GEN-2024-035 | 01 NORTH | G01 29SP | 635200 RAUN 3 345 635398 REMSEN 3 345 1 | P23:345:MEC:KOSSUTH:904::EHV: | 0.08162 | Yes
GEN-2024-035 | 01 NORTH | G01 29SP | 635398 REMSEN 3 345 635399 CHEROKEE 3 345 1 | P23:345:MEC:KOSSUTH:904::EHV: | 0.08162 | Yes
GEN-2024-035 | 01 NORTH | G01 29SP | 635399 CHEROKEE 3 345 635400 HIGHLAND 3 345 1 | P23:345:MEC:KOSSUTH:904::EHV: | 0.08162 | Yes
GEN-2024-035 | 01 NORTH | G01 29SP | 631138 LAKEFLD3 345 635368 OBRIEN 3 345 1 | P23:345:MEC:KOSSUTH:904::EHV: | 0.08717 | Yes
GEN-2024-035 | 01 NORTH | G01 29SP | 631206 QUINN3 345 636197 N FRANKLIN 3 345 1 | P23:345:MEC:KOSSUTH:904::EHV: | 0.05218 | Yes
GEN-2024-035 | 01 NORTH | G01 29SP | 627217 BLUEBILL3 345 631198 COLBY3 345 1 | P23:345:MEC:KOSSUTH:904::EHV: | 0.05434 | Yes
GEN-2024-035 | 01 NORTH | G01 29SP | 631198 COLBY3 345 631199 KILLDEER3 345 1 | P23:345:MEC:KOSSUTH:904::EHV: | 0.05522 | Yes
GEN-2024-035 | 01 NORTH | G01 29SP | 631199 KILLDEER3 345 631206 QUINN3 345 1 | P23:345:MEC:KOSSUTH:904::EHV: | 0.05218 | Yes
GEN-2024-035 | 01 NORTH | G01 29SP | 627062 BISON 3 345 627217 BLUEBILL3 345 1 | P23:345:MEC:KOSSUTH:904::EHV: | 0.05434 | Yes
GEN-2024-035 | 01 NORTH | G01 29SP | 627062 BISON 3 345 631197 LEDYARD3 345 1 | P23:345:MEC:KOSSUTH:904::EHV: | 0.05434 | Yes
GEN-2024-035 | 01 NORTH | G01 29SP | 631193 HUNTLEY3 345 631197 LEDYARD3 345 1 | P23:345:MEC:KOSSUTH:904::EHV: | 0.05434 | Yes
GEN-2024-035 | 01 NORTH | G01 29SP | 635200 RAUN 3 345 762779 G18-043 TAP 345 1 | P23:345:MEC:LEHIGH:360::EHV: | 0.07539 | Yes
GEN-2024-035 | 01 NORTH | G01 29SP | 635200 RAUN 3 345 645552 S3452 REACT3 345 1 | P23:345:MEC:LEHIGH:360::EHV: | 0.07684 | Yes
GEN-2024-035 | 01 NORTH | G01 29SP | 635200 RAUN 3 345 652564 SIOUXCY3 345 1 | P23:345:MEC:LEHIGH:360::EHV: | 0.09831 | Yes
GEN-2024-035 | 01 NORTH | G01 29SP | 635999 IRVINGTON3 345 636000 WEBSTER3 345 1 | P23:345:MEC:LEHIGH:390::EHV: | 0.05659 | Yes
GEN-2024-035 | 01 NORTH | G01 29SP | 635369 KOSSUTH 3 345 635999 IRVINGTON3 345 1 | P23:345:MEC:LEHIGH:390::EHV: | 0.05659 | Yes
GEN-2024-035 | 01 NORTH | G01 29SP | 636000 WEBSTER3 345 636010 LEHIGH 3 345 1 | P23:345:MEC:LEHIGH:390::EHV: | 0.06403 | Yes
GEN-2024-035 | 01 NORTH | G01 29SP | 635200 RAUN 3 345 652564 SIOUXCY3 345 1 | P23:345:MEC:LEHIGH:390::EHV: | 0.0945 | Yes
GEN-2024-035 | 01 NORTH | G01 29SP | 635368 OBRIEN 3 345 635400 HIGHLAND 3 345 1 | P23:345:MEC:LEHIGH:390::EHV: | 0.07378 | Yes
GEN-2024-035 | 01 NORTH | G01 29SP | 631193 HUNTLEY3 345 631197 LEDYARD3 345 1 | P23:345:MEC:LEHIGH:390::EHV: | 0.07683 | Yes
GEN-2024-035 | 01 NORTH | G01 29SP | 635568 S HILLS 3 345 635630 BOONEVILLE 3 345 1 | P23:345:MEC:MADISON:901::EHV: | 0.05168 | Yes
GEN-2024-035 | 01 NORTH | G01 29SP | 635568 S HILLS 3 345 635570 ORIENT 3 345 1 | P23:345:MEC:MADISON:901::EHV: | 0.05168 | Yes
GEN-2024-035 | 01 NORTH | G01 29SP | 635568 S HILLS 3 345 635630 BOONEVILLE 3 345 1 | P23:345:MEC:MADISON:902::EHV: | 0.05168 | Yes
GEN-2024-035 | 01 NORTH | G01 29SP | 635568 S HILLS 3 345 635570 ORIENT 3 345 1 | P23:345:MEC:MADISON:902::EHV: | 0.05168 | Yes
GEN-2024-035 | 01 NORTH | G01 29SP | 635568 S HILLS 3 345 635630 BOONEVILLE 3 345 1 | P23:345:MEC:MADISON:903::EHV: | 0.05168 | Yes
GEN-2024-035 | 01 NORTH | G01 29SP | 635568 S HILLS 3 345 635570 ORIENT 3 345 1 | P23:345:MEC:MADISON:903::EHV: | 0.05168 | Yes
GEN-2024-035 | 01 NORTH | G01 29SP | 635600 GRIMES 3 345 636003 BEAVER CRK 3 345 1 | P23:345:MEC:ORIENT:902::EHV: | 0.05321 | Yes
GEN-2024-035 | 01 NORTH | G01 29SP | 636003 BEAVER CRK 3 345 636010 LEHIGH 3 345 1 | P23:345:MEC:ORIENT:902::EHV: | 0.05321 | Yes
GEN-2024-035 | 01 NORTH | G01 29SP | 635200 RAUN 3 345 635398 REMSEN 3 345 1 | P23:345:MEC:PALO ALTO:903::EHV: | 0.07571 | Yes
GEN-2024-035 | 01 NORTH | G01 29SP | 635398 REMSEN 3 345 635399 CHEROKEE 3 345 1 | P23:345:MEC:PALO ALTO:903::EHV: | 0.07571 | Yes
GEN-2024-035 | 01 NORTH | G01 29SP | 635399 CHEROKEE 3 345 635400 HIGHLAND 3 345 1 | P23:345:MEC:PALO ALTO:903::EHV: | 0.07571 | Yes
GEN-2024-035 | 01 NORTH | G01 29SP | 631138 LAKEFLD3 345 635368 OBRIEN 3 345 1 | P23:345:MEC:PALO ALTO:903::EHV: | 0.08051 | Yes
GEN-2024-035 | 01 NORTH | G01 29SP | 631193 HUNTLEY3 345 631197 LEDYARD3 345 1 | P23:345:MEC:PALO ALTO:903::EHV: | 0.08364 | Yes
GEN-2024-035 | 01 NORTH | G01 29SP | 631197 LEDYARD3 345 635369 KOSSUTH 3 345 1 | P23:345:MEC:PALO ALTO:903::EHV: | 0.05449 | Yes
GEN-2024-035 | 01 NORTH | G01 29SP | 631193 HUNTLEY3 345 631197 LEDYARD3 345 1 | P23:345:MEC:PALO ALTO:904::EHV: | 0.0781 | Yes
GEN-2024-035 | 01 NORTH | G01 29SP | 635999 IRVINGTON3 345 636000 WEBSTER3 345 1 | P23:345:MEC:RAUN:150::EHV: | 0.0725 | Yes
GEN-2024-035 | 01 NORTH | G01 29SP | 635369 KOSSUTH 3 345 635999 IRVINGTON3 345 1 | P23:345:MEC:RAUN:150::EHV: | 0.0725 | Yes
GEN-2024-035 | 01 NORTH | G01 29SP | 635018 NORTHBORO 3 345 635570 ORIENT 3 345 1 | P23:345:MEC:ROLLING HILLS:902::EHV: | 0.05362 | Yes
GEN-2024-035 | 01 NORTH | G01 29SP | 635017 ATCHISON 3 345 635018 NORTHBORO 3 345 1 | P23:345:MEC:ROLLING HILLS:902::EHV: | 0.05362 | Yes
GEN-2024-035 | 01 NORTH | G01 29SP | 635017 ATCHISON 3 345 640139 COOPER 3 345 1 | P23:345:MEC:ROLLING HILLS:902::EHV: | 0.05362 | Yes
GEN-2024-035 | 01 NORTH | G01 29SP | 635018 NORTHBORO 3 345 635570 ORIENT 3 345 1 | P23:345:MEC:ROLLING HILLS:903::EHV: | 0.05362 | Yes
GEN-2024-035 | 01 NORTH | G01 29SP | 635017 ATCHISON 3 345 635018 NORTHBORO 3 345 1 | P23:345:MEC:ROLLING HILLS:903::EHV: | 0.05362 | Yes
GEN-2024-035 | 01 NORTH | G01 29SP | 635017 ATCHISON 3 345 640139 COOPER 3 345 1 | P23:345:MEC:ROLLING HILLS:903::EHV: | 0.05362 | Yes
GEN-2024-035 | 01 NORTH | G01 29SP | 631139 HAZLTON3 345 631270 LASALLE 3 345 1 | P23:345:MEC:SUB 93:954::EHV: | 0.05447 | Yes
GEN-2024-035 | 01 NORTH | G01 29SP | 631144 MITCHLCO3 345 631270 LASALLE 3 345 1 | P23:345:MEC:SUB 93:954::EHV: | 0.05447 | Yes
GEN-2024-035 | 01 NORTH | G01 29SP | 601002 ADAMS 3 345 631144 MITCHLCO3 345 1 | P23:345:MEC:SUB 93:954::EHV: | 0.05447 | Yes
GEN-2024-035 | 01 NORTH | G01 29SP | 631139 HAZLTON3 345 631270 LASALLE 3 345 1 | P23:345:MEC:SUB 93:964::EHV: | 0.05338 | Yes
GEN-2024-035 | 01 NORTH | G01 29SP | 631144 MITCHLCO3 345 631270 LASALLE 3 345 1 | P23:345:MEC:SUB 93:964::EHV: | 0.05338 | Yes
GEN-2024-035 | 01 NORTH | G01 29SP | 601002 ADAMS 3 345 631144 MITCHLCO3 345 1 | P23:345:MEC:SUB 93:964::EHV: | 0.05338 | Yes
GEN-2024-035 | 01 NORTH | G01 29SP | 601002 ADAMS 3 345 615306 GRE-PL VLLY3 345 1 | P23:345:MEC:SUB 93:964::EHV: | 0.05429 | Yes
GEN-2024-035 | 01 NORTH | G01 29SP | 631139 HAZLTON3 345 631270 LASALLE 3 345 1 | P23:345:MEC:WEBSTER:905::EHV: | 0.05771 | Yes
GEN-2024-035 | 01 NORTH | G01 29SP | 631144 MITCHLCO3 345 631270 LASALLE 3 345 1 | P23:345:MEC:WEBSTER:905::EHV: | 0.05771 | Yes
GEN-2024-035 | 01 NORTH | G01 29SP | 635200 RAUN 3 345 635398 REMSEN 3 345 1 | P23:345:MEC:WEBSTER:905::EHV: | 0.09104 | Yes
GEN-2024-035 | 01 NORTH | G01 29SP | 601002 ADAMS 3 345 631144 MITCHLCO3 345 1 | P23:345:MEC:WEBSTER:905::EHV: | 0.05771 | Yes
GEN-2024-035 | 01 NORTH | G01 29SP | 635398 REMSEN 3 345 635399 CHEROKEE 3 345 1 | P23:345:MEC:WEBSTER:905::EHV: | 0.09104 | Yes
GEN-2024-035 | 01 NORTH | G01 29SP | 635399 CHEROKEE 3 345 635400 HIGHLAND 3 345 1 | P23:345:MEC:WEBSTER:905::EHV: | 0.09104 | Yes
GEN-2024-035 | 01 NORTH | G01 29SP | 601048 LYON CO 3 345 601087 STEEP BK LK3 345 2 | P23:345:MRES:ALEXMRES3:3375::EHV: | 0.0865 | Yes
GEN-2024-035 | 01 NORTH | G01 29SP | 601048 LYON CO 3 345 601077 HAWKSNEST 3 345 1 | P23:345:MRES:ALEXMRES3:3375::EHV: | 0.08626 | Yes
GEN-2024-035 | 01 NORTH | G01 29SP | 601031 BRKNGCO3 345 601077 HAWKSNEST 3 345 1 | P23:345:MRES:ALEXMRES3:3375::EHV: | 0.08626 | Yes
GEN-2024-035 | 01 NORTH | G01 29SP | 635200 RAUN 3 345 645552 S3452 REACT3 345 1 | P23:345:OPPD:S3451-RAUN:::EHV: | 0.10085 | Yes
GEN-2024-035 | 01 NORTH | G01 29SP | 635200 RAUN 3 345 652564 SIOUXCY3 345 1 | P23:345:OPPD:S3451-RAUN:::EHV: | 0.08212 | Yes
GEN-2024-035 | 01 NORTH | G01 29SP | 635200 RAUN 3 345 762779 G18-043 TAP 345 1 | P23:345:OPPD:S3458 NEBCTY1G:LT::EHV: | 0.07065 | Yes
GEN-2024-035 | 01 NORTH | G01 29SP | 635200 RAUN 3 345 762779 G18-043 TAP 345 1 | P23:345:OPPD:S3458 NEBCTY2G:LT::EHV: | 0.07065 | Yes
GEN-2024-035 | 01 NORTH | G01 29SP | 635200 RAUN 3 345 645552 S3452 REACT3 345 1 | P23:345:OPPD:S3458 NEBCTY2G:LT::EHV: | 0.07199 | Yes
GEN-2024-035 | 01 NORTH | G01 29SP | 601031 BRKNGCO3 345 652537 WHITE 3 345 2 | P23:345:OTP::ASTORIA 3:3115:EHV: | 0.09789 | Yes
GEN-2024-035 | 01 NORTH | G01 29SP | 601031 BRKNGCO3 345 652537 WHITE 3 345 1 | P23:345:OTP::ASTORIA 3:3115:EHV: | 0.0881 | Yes
GEN-2024-035 | 01 NORTH | G01 29SP | 601031 BRKNGCO3 345 652537 WHITE 3 345 2 | P23:345:OTP::ASTORIA 3:3125:EHV: | 0.09747 | Yes
GEN-2024-035 | 01 NORTH | G01 29SP | 601031 BRKNGCO3 345 652537 WHITE 3 345 1 | P23:345:OTP::ASTORIA 3:3125:EHV: | 0.08773 | Yes
GEN-2024-035 | 01 NORTH | G01 29SP | 601031 BRKNGCO3 345 652537 WHITE 3 345 2 | P23:345:OTP::ASTORIA 3:3175:EHV: | 0.09789 | Yes
GEN-2024-035 | 01 NORTH | G01 29SP | 601031 BRKNGCO3 345 652537 WHITE 3 345 1 | P23:345:OTP::ASTORIA 3:3175:EHV: | 0.0881 | Yes
GEN-2024-035 | 01 NORTH | G01 29SP | 601031 BRKNGCO3 345 652537 WHITE 3 345 2 | P23:345:OTP:DEUEL CO 3:3415::EHV: | 0.09789 | Yes
GEN-2024-035 | 01 NORTH | G01 29SP | 601031 BRKNGCO3 345 652537 WHITE 3 345 1 | P23:345:OTP:DEUEL CO 3:3415::EHV: | 0.0881 | Yes
GEN-2024-035 | 01 NORTH | G01 29SP | 601031 BRKNGCO3 345 652537 WHITE 3 345 2 | P23:345:OTP:DEUEL CO 3:3425::EHV: | 0.09789 | Yes
GEN-2024-035 | 01 NORTH | G01 29SP | 601031 BRKNGCO3 345 652537 WHITE 3 345 1 | P23:345:OTP:DEUEL CO 3:3425::EHV: | 0.0881 | Yes
GEN-2024-035 | 01 NORTH | G01 29SP | 601031 BRKNGCO3 345 652537 WHITE 3 345 2 | P23:345:OTP:DEUEL CO 3:3465::EHV: | 0.09789 | Yes
GEN-2024-035 | 01 NORTH | G01 29SP | 601031 BRKNGCO3 345 652537 WHITE 3 345 1 | P23:345:OTP:DEUEL CO 3:3465::EHV: | 0.0881 | Yes
GEN-2024-035 | 01 NORTH | G01 29SP | 601031 BRKNGCO3 345 652537 WHITE 3 345 2 | P23:345:OTP:DEUEL CO 3:BRKA:V2020:EHV: | 0.09789 | Yes
GEN-2024-035 | 01 NORTH | G01 29SP | 601031 BRKNGCO3 345 652537 WHITE 3 345 1 | P23:345:OTP:DEUEL CO 3:BRKA:V2020:EHV: | 0.0881 | Yes
GEN-2024-035 | 01 NORTH | G01 29SP | 601031 BRKNGCO3 345 620483 ASTORIA 3 345 1 | P23:345:UMZB:# 7110 #:: CKE IN SD. CKE BREAKER FAULT (192):EHV: | 0.08689 | Yes
GEN-2024-035 | 01 NORTH | G01 29SP | 661098 ELLENDL345 4 230 995801 661:ELLENDL 230 1 | P23:345:UMZB:# 7110 #:: CKE IN SD. CKE BREAKER FAULT (192):EHV: | 0.08282 | Yes
GEN-2024-035 | 01 NORTH | G01 29SP | 620416 TWIN BRKS 3 345 620417 BSSOUTH3 345 1 | P23:345:UMZB:# 7110 #:: CKE IN SD. CKE BREAKER FAULT (192):EHV: | 0.05562 | Yes
GEN-2024-035 | 01 NORTH | G01 29SP | 660000 ABR JCT 115 661027 ELLENDL7 115 1 | P23:345:UMZB:# 7110 #:: CKE IN SD. CKE BREAKER FAULT (192):EHV: | 0.10747 | Yes
GEN-2024-035 | 01 NORTH | G01 29SP | 601031 BRKNGCO3 345 620483 ASTORIA 3 345 1 | P23:345:UMZB:# 7111 #:: CKE IN SD. CKE BREAKER FAULT (292):EHV: | 0.08689 | Yes
GEN-2024-035 | 01 NORTH | G01 29SP | 661098 ELLENDL345 4 230 995801 661:ELLENDL 230 1 | P23:345:UMZB:# 7111 #:: CKE IN SD. CKE BREAKER FAULT (292):EHV: | 0.08282 | Yes
GEN-2024-035 | 01 NORTH | G01 29SP | 620416 TWIN BRKS 3 345 620417 BSSOUTH3 345 1 | P23:345:UMZB:# 7111 #:: CKE IN SD. CKE BREAKER FAULT (292):EHV: | 0.05562 | Yes
GEN-2024-035 | 01 NORTH | G01 29SP | 660000 ABR JCT 115 661027 ELLENDL7 115 1 | P23:345:UMZB:# 7111 #:: CKE IN SD. CKE BREAKER FAULT (292):EHV: | 0.10747 | Yes
GEN-2024-035 | 01 NORTH | G01 29SP | 620416 TWIN BRKS 3 345 661950 ELN345SHNT 3 345 1 | P23:345:UMZB:# 7111 #:: CKE IN SD. CKE BREAKER FAULT (292):EHV: | 0.05562 | Yes
GEN-2024-035 | 01 NORTH | G01 29SP | 601031 BRKNGCO3 345 620483 ASTORIA 3 345 1 | P23:345:UMZB:# 7112 #:: CKE IN SD. CKE BREAKER FAULT (392):EHV: | 0.08689 | Yes
GEN-2024-035 | 01 NORTH | G01 29SP | 620416 TWIN BRKS 3 345 620417 BSSOUTH3 345 1 | P23:345:UMZB:# 7112 #:: CKE IN SD. CKE BREAKER FAULT (392):EHV: | 0.05562 | Yes
GEN-2024-035 | 01 NORTH | G01 29SP | 660000 ABR JCT 115 661027 ELLENDL7 115 1 | P23:345:UMZB:# 7112 #:: CKE IN SD. CKE BREAKER FAULT (392):EHV: | 0.10747 | Yes
GEN-2024-035 | 01 NORTH | G01 29SP | 661097 ELLENDL345 3 345 661950 ELN345SHNT 3 345 Z | P23:345:UMZB:# 7112 #:: CKE IN SD. CKE BREAKER FAULT (392):EHV: | 0.05562 | Yes
GEN-2024-035 | 01 NORTH | G01 29SP | 601031 BRKNGCO3 345 620483 ASTORIA 3 345 1 | P23:345:UMZW:# 823 #:: WH IN SD. :EHV: | 0.09855 | Yes
GEN-2024-035 | 01 NORTH | G01 29SP | 602009 MNVLTAP4 230 652550 GRANITF4 230 1 | P23:345:UMZW:# 823 #:: WH IN SD. :EHV: | 0.06638 | Yes
GEN-2024-035 | 01 NORTH | G01 29SP | 602008 MINVALT4 230 652550 GRANITF4 230 1 | P23:345:UMZW:# 823 #:: WH IN SD. :EHV: | 0.05976 | Yes
GEN-2024-035 | 01 NORTH | G01 29SP | 620480 DEUEL CO 3 345 620483 ASTORIA 3 345 1 | P23:345:UMZW:# 823 #:: WH IN SD. :EHV: | 0.09429 | Yes
GEN-2024-035 | 01 NORTH | G01 29SP | 620417 BSSOUTH3 345 620480 DEUEL CO 3 345 1 | P23:345:UMZW:# 823 #:: WH IN SD. :EHV: | 0.09429 | Yes
GEN-2024-035 | 01 NORTH | G01 29SP | 601031 BRKNGCO3 345 620483 ASTORIA 3 345 1 | P23:345:UMZW:# 824 #:: WH IN SD. :EHV: | 0.09856 | Yes
GEN-2024-035 | 01 NORTH | G01 29SP | 602009 MNVLTAP4 230 652550 GRANITF4 230 1 | P23:345:UMZW:# 824 #:: WH IN SD. :EHV: | 0.06638 | Yes
GEN-2024-035 | 01 NORTH | G01 29SP | 602008 MINVALT4 230 652550 GRANITF4 230 1 | P23:345:UMZW:# 824 #:: WH IN SD. :EHV: | 0.05976 | Yes
GEN-2024-035 | 01 NORTH | G01 29SP | 620480 DEUEL CO 3 345 620483 ASTORIA 3 345 1 | P23:345:UMZW:# 824 #:: WH IN SD. :EHV: | 0.09429 | Yes
GEN-2024-035 | 01 NORTH | G01 29SP | 620417 BSSOUTH3 345 620480 DEUEL CO 3 345 1 | P23:345:UMZW:# 824 #:: WH IN SD. :EHV: | 0.09429 | Yes
GEN-2024-035 | 01 NORTH | G01 29SP | 601048 LYON CO 3 345 601087 STEEP BK LK3 345 2 | P23:345:XEL:396 BKR SPK:::EHV: | 0.09888 | Yes
GEN-2024-035 | 01 NORTH | G01 29SP | 601048 LYON CO 3 345 601077 HAWKSNEST 3 345 1 | P23:345:XEL:396 BKR SPK:::EHV: | 0.0986 | Yes
GEN-2024-035 | 01 NORTH | G01 29SP | 601031 BRKNGCO3 345 601077 HAWKSNEST 3 345 1 | P23:345:XEL:396 BKR SPK:::EHV: | 0.0986 | Yes
GEN-2024-035 | 01 NORTH | G01 29SP | 635200 RAUN 3 345 652564 SIOUXCY3 345 1 | P23:345:XEL:396 BKR SPK:::EHV: | 0.05122 | Yes
GEN-2024-035 | 01 NORTH | G01 29SP | 601050 HELENA 3 345 601072 SHEAS LK3 345 1 | P23:345:XEL:8N22 SHC:::EHV: | 0.05002 | Yes
GEN-2024-035 | 01 NORTH | G01 29SP | 613060 BYRON 3 345 615306 GRE-PL VLLY3 345 1 | P23:345:XEL:8N22 SHC:::EHV: | 0.05372 | Yes
GEN-2024-035 | 01 NORTH | G01 29SP | 635368 OBRIEN 3 345 635400 HIGHLAND 3 345 1 | P23:345:XEL:8N22 SHC:::EHV: | 0.07187 | Yes
GEN-2024-035 | 01 NORTH | G01 29SP | 601039 NROC 3 345 613060 BYRON 3 345 1 | P23:345:XEL:8N22 SHC:::EHV: | 0.05498 | Yes
GEN-2024-035 | 01 NORTH | G01 29SP | 601006 SPLT RK3 345 652536 WHITE-SRX3 345 1 | P23:345:XEL:8N60 LYC:::EHV: | 0.14105 | Yes
GEN-2024-035 | 01 NORTH | G01 29SP | 601048 LYON CO 3 345 631138 LAKEFLD3 345 1 | P23:345:XEL:8N60 LYC:::EHV: | 0.13241 | Yes
GEN-2024-035 | 01 NORTH | G01 29SP | 73169 J2104 POI 345 615643 GRE-CEDRMT23 345 1 | P23:345:XEL:8N61 LYC:::EHV: | 0.06849 | Yes
GEN-2024-035 | 01 NORTH | G01 29SP | 73169 J2104 POI 345 601048 LYON CO 3 345 1 | P23:345:XEL:8N61 LYC:::EHV: | 0.06849 | Yes
GEN-2024-035 | 01 NORTH | G01 29SP | 601006 SPLT RK3 345 652536 WHITE-SRX3 345 1 | P23:345:XEL:8N63 LYC:::EHV: | 0.14374 | Yes
GEN-2024-035 | 01 NORTH | G01 29SP | 601048 LYON CO 3 345 601087 STEEP BK LK3 345 2 | P23:345:XEL:8N63 LYC:::EHV: | 0.12178 | Yes
GEN-2024-035 | 01 NORTH | G01 29SP | 601031 BRKNGCO3 345 601087 STEEP BK LK3 345 2 | P23:345:XEL:8N63 LYC:::EHV: | 0.12178 | Yes
GEN-2024-035 | 01 NORTH | G01 29SP | 601048 LYON CO 3 345 615648 GRE-CDRMTL23 345 2 | P23:345:XEL:8N63 LYC:::EHV: | 0.06409 | Yes
GEN-2024-035 | 01 NORTH | G01 29SP | 601050 HELENA 3 345 601072 SHEAS LK3 345 1 | P23:345:XEL:8N8 MNN:::EHV: | 0.05002 | Yes
GEN-2024-035 | 01 NORTH | G01 29SP | 613060 BYRON 3 345 615306 GRE-PL VLLY3 345 1 | P23:345:XEL:8N8 MNN:::EHV: | 0.05372 | Yes
GEN-2024-035 | 01 NORTH | G01 29SP | 601039 NROC 3 345 613060 BYRON 3 345 1 | P23:345:XEL:8N8 MNN:::EHV: | 0.05498 | Yes
GEN-2024-035 | 01 NORTH | G01 29SP | 601050 HELENA 3 345 601051 HMPT CNR3 345 2 | P23:345:XEL:8P2 KING:::EHV: | 0.05367 | Yes
GEN-2024-035 | 01 NORTH | G01 29SP | 601050 HELENA 3 345 615647 GRE-CDRMTH23 345 2 | P23:345:XEL:8S67 HNA:::EHV: | 0.07033 | Yes
GEN-2024-035 | 01 NORTH | G01 29SP | 601048 LYON CO 3 345 631138 LAKEFLD3 345 1 | P23:345:XEL:8S67 HNA:::EHV: | 0.10883 | Yes
GEN-2024-035 | 01 NORTH | G01 29SP | 601050 HELENA 3 345 615647 GRE-CDRMTH23 345 2 | P23:345:XEL:8S68 HNA:::EHV: | 0.07025 | Yes
GEN-2024-035 | 01 NORTH | G01 29SP | 601048 LYON CO 3 345 631138 LAKEFLD3 345 1 | P23:345:XEL:8S68 HNA:::EHV: | 0.10885 | Yes
GEN-2024-035 | 01 NORTH | G01 29SP | 601050 HELENA 3 345 615646 GRE-CDRMTH13 345 1 | P23:345:XEL:8S70 HNA:::EHV: | 0.07018 | Yes
GEN-2024-035 | 01 NORTH | G01 29SP | 601048 LYON CO 3 345 631138 LAKEFLD3 345 1 | P23:345:XEL:8S70 HNA:::EHV: | 0.10889 | Yes
GEN-2024-035 | 01 NORTH | G01 29SP | 601050 HELENA 3 345 615646 GRE-CDRMTH13 345 1 | P23:345:XEL:8S71 HNA:::EHV: | 0.06252 | Yes
GEN-2024-035 | 01 NORTH | G01 29SP | 601039 NROC 3 345 601051 HMPT CNR3 345 1 | P23:345:XEL:8S85 NRH:::EHV: | 0.07347 | Yes
GEN-2024-035 | 01 NORTH | G01 29SP | 601039 NROC 3 345 601051 HMPT CNR3 345 1 | P23:345:XEL:8S98 NRH:::EHV: | 0.06332 | Yes
GEN-2024-035 | 01 NORTH | G01 29SP | 601031 BRKNGCO3 345 652537 WHITE 3 345 2 | P23:345:XEL:8X37 BOK:::EHV: | 0.0812 | Yes
GEN-2024-035 | 01 NORTH | G01 29SP | 601031 BRKNGCO3 345 652537 WHITE 3 345 1 | P23:345:XEL:8X37 BOK:::EHV: | 0.07308 | Yes
GEN-2024-035 | 01 NORTH | G01 29SP | 601048 LYON CO 3 345 615648 GRE-CDRMTL23 345 2 | P23:345:XEL:BKR:GRE_CEDARM:302JB4:EHV: | 0.06005 | Yes
GEN-2024-035 | 01 NORTH | G01 29SP | 615647 GRE-CDRMTH23 345 615648 GRE-CDRMTL23 345 Z | P23:345:XEL:BKR:GRE_CEDARM:302JB4:EHV: | 0.06143 | Yes
GEN-2024-035 | 01 NORTH | G01 29SP | 601050 HELENA 3 345 615647 GRE-CDRMTH23 345 2 | P23:345:XEL:BKR:GRE_CEDARM:302JB4:EHV: | 0.06143 | Yes
GEN-2024-035 | 01 NORTH | G01 29SP | 601048 LYON CO 3 345 631138 LAKEFLD3 345 1 | P23:345:XEL:BKR:GRE_CEDARM:302JB4:EHV: | 0.11273 | Yes
GEN-2024-035 | 01 NORTH | G01 29SP | 601048 LYON CO 3 345 615648 GRE-CDRMTL23 345 2 | P23:345:XEL:BKR:GRE_CEDARM:302JB7:EHV: | 0.05982 | Yes
GEN-2024-035 | 01 NORTH | G01 29SP | 615641 GRE-CDRMTCB3 345 615648 GRE-CDRMTL23 345 Z | P23:345:XEL:BKR:GRE_CEDARM:302JB7:EHV: | 0.05982 | Yes
GEN-2024-035 | 01 NORTH | G01 29SP | 615641 GRE-CDRMTCB3 345 615642 GRE-CEDRMT13 345 Z | P23:345:XEL:BKR:GRE_CEDARM:302JB7:EHV: | 0.05982 | Yes
GEN-2024-035 | 01 NORTH | G01 29SP | 615642 GRE-CEDRMT13 345 615646 GRE-CDRMTH13 345 Z | P23:345:XEL:BKR:GRE_CEDARM:302JB7:EHV: | 0.06122 | Yes
GEN-2024-035 | 01 NORTH | G01 29SP | 601050 HELENA 3 345 615646 GRE-CDRMTH13 345 1 | P23:345:XEL:BKR:GRE_CEDARM:302JB7:EHV: | 0.06122 | Yes
GEN-2024-035 | 01 NORTH | G01 29SP | 601048 LYON CO 3 345 631138 LAKEFLD3 345 1 | P23:345:XEL:BKR:GRE_CEDARM:302JB7:EHV: | 0.11281 | Yes
GEN-2024-035 | 01 NORTH | G01 29SP | 601003 PR ISLD3 345 601039 NROC 3 345 1 | P23:345:XEL:FUTURE 8S49 HMP:::EHV: | 0.06358 | Yes
GEN-2024-035 | 01 NORTH | G01 29SP | 601003 PR ISLD3 345 601039 NROC 3 345 1 | P23:345:XEL:FUTURE 8S84 NRH:::EHV: | 0.07442 | Yes
GEN-2024-035 | 01 NORTH | G01 29SP | 601006 SPLT RK3 345 652536 WHITE-SRX3 345 1 | P23:345:XEL:HAWKSNEST3:8N82::EHV: | 0.14232 | Yes
GEN-2024-035 | 01 NORTH | G01 29SP | 601048 LYON CO 3 345 601087 STEEP BK LK3 345 2 | P23:345:XEL:HAWKSNEST3:8N82::EHV: | 0.1261 | Yes
GEN-2024-035 | 01 NORTH | G01 29SP | 601031 BRKNGCO3 345 601087 STEEP BK LK3 345 2 | P23:345:XEL:HAWKSNEST3:8N82::EHV: | 0.1261 | Yes
GEN-2024-035 | 01 NORTH | G01 29SP | 601031 BRKNGCO3 345 601077 HAWKSNEST 3 345 1 | P23:345:XEL:HAWKSNEST3:8N85::EHV: | 0.08329 | Yes
GEN-2024-035 | 01 NORTH | G01 29SP | 601050 HELENA 3 345 615647 GRE-CDRMTH23 345 2 | P23:345:XEL:HELENA3:8S68::EHV: | 0.07025 | Yes
GEN-2024-035 | 01 NORTH | G01 29SP | 601048 LYON CO 3 345 631138 LAKEFLD3 345 1 | P23:345:XEL:HELENA3:8S68::EHV: | 0.10885 | Yes
GEN-2024-035 | 01 NORTH | G01 29SP | 601050 HELENA 3 345 615646 GRE-CDRMTH13 345 1 | P23:345:XEL:HELENA3:8S71::EHV: | 0.06252 | Yes
GEN-2024-035 | 01 NORTH | G01 29SP | 601006 SPLT RK3 345 652536 WHITE-SRX3 345 1 | P23:345:XEL:LYONCO3:8N60::EHV: | 0.14113 | Yes
GEN-2024-035 | 01 NORTH | G01 29SP | 601006 SPLT RK3 345 652864 SIOUXCY-LNX3 345 1 | P23:345:XEL:LYONCO3:8N60::EHV: | 0.10677 | Yes
GEN-2024-035 | 01 NORTH | G01 29SP | 601048 LYON CO 3 345 631138 LAKEFLD3 345 1 | P23:345:XEL:LYONCO3:8N60::EHV: | 0.13259 | Yes
GEN-2024-035 | 01 NORTH | G01 29SP | 73169 J2104 POI 345 615643 GRE-CEDRMT23 345 1 | P23:345:XEL:LYONCO3:8N61::EHV: | 0.06849 | Yes
GEN-2024-035 | 01 NORTH | G01 29SP | 73169 J2104 POI 345 601048 LYON CO 3 345 1 | P23:345:XEL:LYONCO3:8N61::EHV: | 0.06849 | Yes
GEN-2024-035 | 01 NORTH | G01 29SP | 601006 SPLT RK3 345 652536 WHITE-SRX3 345 1 | P23:345:XEL:LYONCO3:8N63::EHV: | 0.14374 | Yes
GEN-2024-035 | 01 NORTH | G01 29SP | 601048 LYON CO 3 345 601087 STEEP BK LK3 345 2 | P23:345:XEL:LYONCO3:8N63::EHV: | 0.12177 | Yes
GEN-2024-035 | 01 NORTH | G01 29SP | 601048 LYON CO 3 345 615648 GRE-CDRMTL23 345 2 | P23:345:XEL:LYONCO3:8N63::EHV: | 0.06407 | Yes
GEN-2024-035 | 01 NORTH | G01 29SP | 601031 BRKNGCO3 345 601087 STEEP BK LK3 345 2 | P23:345:XEL:LYONCO3:8N63::EHV: | 0.12177 | Yes
GEN-2024-035 | 01 NORTH | G01 29SP | 601004 WILMART3 345 601072 SHEAS LK3 345 1 | P23:345:XEL:PRISLD3:8H14::EHV: | 0.0524 | Yes
GEN-2024-035 | 01 NORTH | G01 29SP | 601050 HELENA 3 345 601072 SHEAS LK3 345 1 | P23:345:XEL:PRISLD3:8H14::EHV: | 0.05276 | Yes
GEN-2024-035 | 01 NORTH | G01 29SP | 613060 BYRON 3 345 615306 GRE-PL VLLY3 345 1 | P23:345:XEL:PRISLD3:8H14::EHV: | 0.05306 | Yes
GEN-2024-035 | 01 NORTH | G01 29SP | 601039 NROC 3 345 613060 BYRON 3 345 1 | P23:345:XEL:PRISLD3:8H14::EHV: | 0.05423 | Yes
GEN-2024-035 | 01 NORTH | G01 29SP | 601050 HELENA 3 345 601051 HMPT CNR3 345 2 | P23:345:XEL:PRISLD3:8H17::EHV: | 0.0554 | Yes
GEN-2024-035 | 01 NORTH | G01 29SP | 601050 HELENA 3 345 601072 SHEAS LK3 345 1 | P23:345:XEL:PRISLD3:8H17::EHV: | 0.05003 | Yes
GEN-2024-035 | 01 NORTH | G01 29SP | 613060 BYRON 3 345 615306 GRE-PL VLLY3 345 1 | P23:345:XEL:PRISLD3:8H17::EHV: | 0.05338 | Yes
GEN-2024-035 | 01 NORTH | G01 29SP | 601039 NROC 3 345 613060 BYRON 3 345 1 | P23:345:XEL:PRISLD3:8H17::EHV: | 0.05458 | Yes
GEN-2024-035 | 01 NORTH | G01 29SP | 601050 HELENA 3 345 615646 GRE-CDRMTH13 345 1 | P23:345:XEL:SPS 8S71 HNA:::EHV: | 0.06252 | Yes
GEN-2024-035 | 01 NORTH | G01 29SP | 601031 BRKNGCO3 345 601087 STEEP BK LK3 345 2 | P23:345:XEL:STEEPBKLK3:BKR1::EHV: | 0.08353 | Yes
GEN-2024-035 | 01 NORTH | G01 29SP | 601031 BRKNGCO3 345 601087 STEEP BK LK3 345 2 | P23:345:XEL:STEEPBKLK3:BKR2::EHV: | 0.08353 | Yes
GEN-2024-035 | 01 NORTH | G01 29SP | 601003 PR ISLD3 345 601039 NROC 3 345 1 | P23:345:XEL-GRE:FUTURE 8S46 HMP:::EHV: | 0.07704 | Yes
GEN-2024-035 | 01 NORTH | G01 29SP | 601039 NROC 3 345 601051 HMPT CNR3 345 1 | P23:345:XEL-SMMPA:8H8 PRI AS:::EHV: | 0.07575 | Yes
GEN-2024-035 | 01 NORTH | G01 29SP | 661098 ELLENDL345 4 230 995801 661:ELLENDL 230 1 | P42:345:UMZB:# 7113 #:: CKE IN SD. CKE-WT2 BRANCH FAULT & CKE 192 STUCK BKR:EHV: | 0.08282 | Yes
GEN-2024-035 | 01 NORTH | G01 29SP | 620416 TWIN BRKS 3 345 620417 BSSOUTH3 345 1 | P42:345:UMZB:# 7113 #:: CKE IN SD. CKE-WT2 BRANCH FAULT & CKE 192 STUCK BKR:EHV: | 0.05562 | Yes
GEN-2024-035 | 01 NORTH | G01 29SP | 660000 ABR JCT 115 661027 ELLENDL7 115 1 | P42:345:UMZB:# 7113 #:: CKE IN SD. CKE-WT2 BRANCH FAULT & CKE 192 STUCK BKR:EHV: | 0.10747 | Yes
GEN-2024-035 | 01 NORTH | G01 29SP | 661097 ELLENDL345 3 345 661950 ELN345SHNT 3 345 Z | P42:345:UMZB:# 7113 #:: CKE IN SD. CKE-WT2 BRANCH FAULT & CKE 192 STUCK BKR:EHV: | 0.05562 | Yes
GEN-2024-035 | 01 NORTH | G01 29SP | 620416 TWIN BRKS 3 345 661950 ELN345SHNT 3 345 1 | P42:345:UMZB:# 7113 #:: CKE IN SD. CKE-WT2 BRANCH FAULT & CKE 192 STUCK BKR:EHV: | 0.05562 | Yes
GEN-2024-035 | 01 NORTH | G01 29SP | 601031 BRKNGCO3 345 620483 ASTORIA 3 345 1 | P42:345:UMZB:# 7114 #:: CKE IN SD. CKE-WT2 BRANCH FAULT & CKE 292 STUCK BKR:EHV: | 0.08689 | Yes
GEN-2024-035 | 01 NORTH | G01 29SP | 661098 ELLENDL345 4 230 995801 661:ELLENDL 230 1 | P42:345:UMZB:# 7114 #:: CKE IN SD. CKE-WT2 BRANCH FAULT & CKE 292 STUCK BKR:EHV: | 0.08282 | Yes
GEN-2024-035 | 01 NORTH | G01 29SP | 620416 TWIN BRKS 3 345 620417 BSSOUTH3 345 1 | P42:345:UMZB:# 7114 #:: CKE IN SD. CKE-WT2 BRANCH FAULT & CKE 292 STUCK BKR:EHV: | 0.05562 | Yes
GEN-2024-035 | 01 NORTH | G01 29SP | 660000 ABR JCT 115 661027 ELLENDL7 115 1 | P42:345:UMZB:# 7114 #:: CKE IN SD. CKE-WT2 BRANCH FAULT & CKE 292 STUCK BKR:EHV: | 0.10747 | Yes
GEN-2024-035 | 01 NORTH | G01 29SP | 620327 HANKSON4 230 620363 FORMAN 4 230 1 | P42:345:UMZB:# 7114 #:: CKE IN SD. CKE-WT2 BRANCH FAULT & CKE 292 STUCK BKR:EHV: | 0.06207 | Yes
GEN-2024-035 | 01 NORTH | G01 29SP | 661097 ELLENDL345 3 345 661950 ELN345SHNT 3 345 Z | P42:345:UMZB:# 7114 #:: CKE IN SD. CKE-WT2 BRANCH FAULT & CKE 292 STUCK BKR:EHV: | 0.05562 | Yes
GEN-2024-035 | 01 NORTH | G01 29SP | 620416 TWIN BRKS 3 345 661950 ELN345SHNT 3 345 1 | P42:345:UMZB:# 7114 #:: CKE IN SD. CKE-WT2 BRANCH FAULT & CKE 292 STUCK BKR:EHV: | 0.05562 | Yes
GEN-2024-035 | 01 NORTH | G01 29SP | 601031 BRKNGCO3 345 620483 ASTORIA 3 345 1 | P42:345:UMZB:# 7115 #:: CKE IN SD. CKE-GRT BRANCH FAULT & CKE 292 STUCK BKR:EHV: | 0.08689 | Yes
GEN-2024-035 | 01 NORTH | G01 29SP | 661098 ELLENDL345 4 230 995801 661:ELLENDL 230 1 | P42:345:UMZB:# 7115 #:: CKE IN SD. CKE-GRT BRANCH FAULT & CKE 292 STUCK BKR:EHV: | 0.08282 | Yes
GEN-2024-035 | 01 NORTH | G01 29SP | 620416 TWIN BRKS 3 345 620417 BSSOUTH3 345 1 | P42:345:UMZB:# 7115 #:: CKE IN SD. CKE-GRT BRANCH FAULT & CKE 292 STUCK BKR:EHV: | 0.05562 | Yes
GEN-2024-035 | 01 NORTH | G01 29SP | 660000 ABR JCT 115 661027 ELLENDL7 115 1 | P42:345:UMZB:# 7115 #:: CKE IN SD. CKE-GRT BRANCH FAULT & CKE 292 STUCK BKR:EHV: | 0.10747 | Yes
GEN-2024-035 | 01 NORTH | G01 29SP | 661097 ELLENDL345 3 345 661950 ELN345SHNT 3 345 Z | P42:345:UMZB:# 7115 #:: CKE IN SD. CKE-GRT BRANCH FAULT & CKE 292 STUCK BKR:EHV: | 0.05562 | Yes
GEN-2024-035 | 01 NORTH | G01 29SP | 601031 BRKNGCO3 345 620483 ASTORIA 3 345 1 | P42:345:UMZB:# 7116 #:: CKE IN SD. CKE-GRT BRANCH FAULT & CKE 392 STUCK BKR:EHV: | 0.08689 | Yes
GEN-2024-035 | 01 NORTH | G01 29SP | 661098 ELLENDL345 4 230 995801 661:ELLENDL 230 1 | P42:345:UMZB:# 7116 #:: CKE IN SD. CKE-GRT BRANCH FAULT & CKE 392 STUCK BKR:EHV: | 0.08282 | Yes
GEN-2024-035 | 01 NORTH | G01 29SP | 620416 TWIN BRKS 3 345 620417 BSSOUTH3 345 1 | P42:345:UMZB:# 7116 #:: CKE IN SD. CKE-GRT BRANCH FAULT & CKE 392 STUCK BKR:EHV: | 0.05562 | Yes
GEN-2024-035 | 01 NORTH | G01 29SP | 660000 ABR JCT 115 661027 ELLENDL7 115 1 | P42:345:UMZB:# 7116 #:: CKE IN SD. CKE-GRT BRANCH FAULT & CKE 392 STUCK BKR:EHV: | 0.10747 | Yes
GEN-2024-035 | 01 NORTH | G01 29SP | 620327 HANKSON4 230 620363 FORMAN 4 230 1 | P42:345:UMZB:# 7116 #:: CKE IN SD. CKE-GRT BRANCH FAULT & CKE 392 STUCK BKR:EHV: | 0.06207 | Yes
GEN-2024-035 | 01 NORTH | G01 29SP | 661097 ELLENDL345 3 345 661950 ELN345SHNT 3 345 Z | P42:345:UMZB:# 7116 #:: CKE IN SD. CKE-GRT BRANCH FAULT & CKE 392 STUCK BKR:EHV: | 0.05562 | Yes
GEN-2024-035 | 01 NORTH | G01 29SP | 620416 TWIN BRKS 3 345 661950 ELN345SHNT 3 345 1 | P42:345:UMZB:# 7116 #:: CKE IN SD. CKE-GRT BRANCH FAULT & CKE 392 STUCK BKR:EHV: | 0.05562 | Yes
GEN-2024-035 | 01 NORTH | G01 29SP | 601031 BRKNGCO3 345 620483 ASTORIA 3 345 1 | P42:345:UMZB:# 7117 #:: CKE IN SD. CKE-CKW BRANCH FAULT & CKE 192 STUCK BKR:EHV: | 0.08689 | Yes
GEN-2024-035 | 01 NORTH | G01 29SP | 661098 ELLENDL345 4 230 995801 661:ELLENDL 230 1 | P42:345:UMZB:# 7117 #:: CKE IN SD. CKE-CKW BRANCH FAULT & CKE 192 STUCK BKR:EHV: | 0.08282 | Yes
GEN-2024-035 | 01 NORTH | G01 29SP | 620416 TWIN BRKS 3 345 620417 BSSOUTH3 345 1 | P42:345:UMZB:# 7117 #:: CKE IN SD. CKE-CKW BRANCH FAULT & CKE 192 STUCK BKR:EHV: | 0.05562 | Yes
GEN-2024-035 | 01 NORTH | G01 29SP | 620480 DEUEL CO 3 345 620483 ASTORIA 3 345 1 | P42:345:UMZB:# 7117 #:: CKE IN SD. CKE-CKW BRANCH FAULT & CKE 192 STUCK BKR:EHV: | 0.08582 | Yes
GEN-2024-035 | 01 NORTH | G01 29SP | 660000 ABR JCT 115 661027 ELLENDL7 115 1 | P42:345:UMZB:# 7117 #:: CKE IN SD. CKE-CKW BRANCH FAULT & CKE 192 STUCK BKR:EHV: | 0.10747 | Yes
GEN-2024-035 | 01 NORTH | G01 29SP | 661097 ELLENDL345 3 345 661950 ELN345SHNT 3 345 Z | P42:345:UMZB:# 7117 #:: CKE IN SD. CKE-CKW BRANCH FAULT & CKE 192 STUCK BKR:EHV: | 0.05562 | Yes
GEN-2024-035 | 01 NORTH | G01 29SP | 620416 TWIN BRKS 3 345 661950 ELN345SHNT 3 345 1 | P42:345:UMZB:# 7117 #:: CKE IN SD. CKE-CKW BRANCH FAULT & CKE 192 STUCK BKR:EHV: | 0.05562 | Yes
GEN-2024-035 | 01 NORTH | G01 29SP | 601031 BRKNGCO3 345 620483 ASTORIA 3 345 1 | P42:345:UMZB:# 7118 #:: CKE IN SD. CKE-CKW BRANCH FAULT & CKE 392 STUCK BKR:EHV: | 0.08689 | Yes
GEN-2024-035 | 01 NORTH | G01 29SP | 661098 ELLENDL345 4 230 995801 661:ELLENDL 230 1 | P42:345:UMZB:# 7118 #:: CKE IN SD. CKE-CKW BRANCH FAULT & CKE 392 STUCK BKR:EHV: | 0.08282 | Yes
GEN-2024-035 | 01 NORTH | G01 29SP | 620416 TWIN BRKS 3 345 620417 BSSOUTH3 345 1 | P42:345:UMZB:# 7118 #:: CKE IN SD. CKE-CKW BRANCH FAULT & CKE 392 STUCK BKR:EHV: | 0.05562 | Yes
GEN-2024-035 | 01 NORTH | G01 29SP | 660000 ABR JCT 115 661027 ELLENDL7 115 1 | P42:345:UMZB:# 7118 #:: CKE IN SD. CKE-CKW BRANCH FAULT & CKE 392 STUCK BKR:EHV: | 0.10747 | Yes
GEN-2024-035 | 01 NORTH | G01 29SP | 620416 TWIN BRKS 3 345 661950 ELN345SHNT 3 345 1 | P42:345:UMZB:# 7118 #:: CKE IN SD. CKE-CKW BRANCH FAULT & CKE 392 STUCK BKR:EHV: | 0.05562 | Yes
GEN-2024-035 | 01 NORTH | G01 29SP | 601006 SPLT RK3 345 652864 SIOUXCY-LNX3 345 1 | P51:22:KCPL:LACYGNE7:::EHV: | 0.09995 | Yes
GEN-2024-035 | 01 NORTH | G01 29SP | 635600 GRIMES 3 345 636003 BEAVER CRK 3 345 1 | P55:345:MEC:ARBOR HILL | 0.0567 | Yes
GEN-2024-035 | 01 NORTH | G01 29SP | 635018 NORTHBORO 3 345 635570 ORIENT 3 345 1 | P55:345:MEC:ARBOR HILL | 0.05294 | Yes
GEN-2024-035 | 01 NORTH | G01 29SP | 635017 ATCHISON 3 345 635018 NORTHBORO 3 345 1 | P55:345:MEC:ARBOR HILL | 0.05294 | Yes
GEN-2024-035 | 01 NORTH | G01 29SP | 635017 ATCHISON 3 345 640139 COOPER 3 345 1 | P55:345:MEC:ARBOR HILL | 0.05294 | Yes
GEN-2024-035 | 01 NORTH | G01 29SP | 636003 BEAVER CRK 3 345 636010 LEHIGH 3 345 1 | P55:345:MEC:ARBOR HILL | 0.0567 | Yes
GEN-2024-035 | 01 NORTH | G01 29SP | 631139 HAZLTON3 345 631142 ARNOLD 3 345 1 | P55:345:MEC:BEAVER CREEK | 0.05196 | Yes
GEN-2024-035 | 01 NORTH | G01 29SP | 635600 GRIMES 3 345 636003 BEAVER CRK 3 345 1 | P55:345:MEC:FALLOW AVE | 0.0567 | Yes
GEN-2024-035 | 01 NORTH | G01 29SP | 636003 BEAVER CRK 3 345 636010 LEHIGH 3 345 1 | P55:345:MEC:FALLOW AVE | 0.0567 | Yes
GEN-2024-035 | 01 NORTH | G01 29SP | 635999 IRVINGTON3 345 636000 WEBSTER3 345 1 | P55:345:MEC:GARD AVE | 0.05659 | Yes
GEN-2024-035 | 01 NORTH | G01 29SP | 635369 KOSSUTH 3 345 635999 IRVINGTON3 345 1 | P55:345:MEC:GARD AVE | 0.05659 | Yes
GEN-2024-035 | 01 NORTH | G01 29SP | 636000 WEBSTER3 345 636010 LEHIGH 3 345 1 | P55:345:MEC:GARD AVE | 0.06403 | Yes
GEN-2024-035 | 01 NORTH | G01 29SP | 635600 GRIMES 3 345 636003 BEAVER CRK 3 345 1 | P55:345:MEC:GDMEC | 0.06064 | Yes
GEN-2024-035 | 01 NORTH | G01 29SP | 636003 BEAVER CRK 3 345 636010 LEHIGH 3 345 1 | P55:345:MEC:GDMEC | 0.06064 | Yes
GEN-2024-035 | 01 NORTH | G01 29SP | 635200 RAUN 3 345 635398 REMSEN 3 345 1 | P55:345:MEC:IRVINGTON | 0.08403 | Yes
GEN-2024-035 | 01 NORTH | G01 29SP | 627217 BLUEBILL3 345 631198 COLBY3 345 1 | P55:345:MEC:IRVINGTON | 0.05201 | Yes
GEN-2024-035 | 01 NORTH | G01 29SP | 631206 QUINN3 345 636197 N FRANKLIN 3 345 1 | P55:345:MEC:IRVINGTON | 0.05082 | Yes
GEN-2024-035 | 01 NORTH | G01 29SP | 631198 COLBY3 345 631199 KILLDEER3 345 1 | P55:345:MEC:IRVINGTON | 0.05344 | Yes
GEN-2024-035 | 01 NORTH | G01 29SP | 635398 REMSEN 3 345 635399 CHEROKEE 3 345 1 | P55:345:MEC:IRVINGTON | 0.08403 | Yes
GEN-2024-035 | 01 NORTH | G01 29SP | 627062 BISON 3 345 627217 BLUEBILL3 345 1 | P55:345:MEC:IRVINGTON | 0.05201 | Yes
GEN-2024-035 | 01 NORTH | G01 29SP | 631199 KILLDEER3 345 631206 QUINN3 345 1 | P55:345:MEC:IRVINGTON | 0.05082 | Yes
GEN-2024-035 | 01 NORTH | G01 29SP | 635399 CHEROKEE 3 345 635400 HIGHLAND 3 345 1 | P55:345:MEC:IRVINGTON | 0.08403 | Yes
GEN-2024-035 | 01 NORTH | G01 29SP | 627062 BISON 3 345 631197 LEDYARD3 345 1 | P55:345:MEC:IRVINGTON | 0.05201 | Yes
GEN-2024-035 | 01 NORTH | G01 29SP | 635200 RAUN 3 345 635398 REMSEN 3 345 1 | P55:345:MEC:KOSSUTH | 0.08162 | Yes
GEN-2024-035 | 01 NORTH | G01 29SP | 635398 REMSEN 3 345 635399 CHEROKEE 3 345 1 | P55:345:MEC:KOSSUTH | 0.08162 | Yes
GEN-2024-035 | 01 NORTH | G01 29SP | 635399 CHEROKEE 3 345 635400 HIGHLAND 3 345 1 | P55:345:MEC:KOSSUTH | 0.08162 | Yes
GEN-2024-035 | 01 NORTH | G01 29SP | 631138 LAKEFLD3 345 635368 OBRIEN 3 345 1 | P55:345:MEC:KOSSUTH | 0.08717 | Yes
GEN-2024-035 | 01 NORTH | G01 29SP | 631206 QUINN3 345 636197 N FRANKLIN 3 345 1 | P55:345:MEC:KOSSUTH | 0.05218 | Yes
GEN-2024-035 | 01 NORTH | G01 29SP | 627217 BLUEBILL3 345 631198 COLBY3 345 1 | P55:345:MEC:KOSSUTH | 0.05434 | Yes
GEN-2024-035 | 01 NORTH | G01 29SP | 631198 COLBY3 345 631199 KILLDEER3 345 1 | P55:345:MEC:KOSSUTH | 0.05522 | Yes
GEN-2024-035 | 01 NORTH | G01 29SP | 631199 KILLDEER3 345 631206 QUINN3 345 1 | P55:345:MEC:KOSSUTH | 0.05218 | Yes
GEN-2024-035 | 01 NORTH | G01 29SP | 627062 BISON 3 345 627217 BLUEBILL3 345 1 | P55:345:MEC:KOSSUTH | 0.05434 | Yes
GEN-2024-035 | 01 NORTH | G01 29SP | 627062 BISON 3 345 631197 LEDYARD3 345 1 | P55:345:MEC:KOSSUTH | 0.05434 | Yes
GEN-2024-035 | 01 NORTH | G01 29SP | 631193 HUNTLEY3 345 631197 LEDYARD3 345 1 | P55:345:MEC:KOSSUTH | 0.05434 | Yes
GEN-2024-035 | 01 NORTH | G01 29SP | 635568 S HILLS 3 345 635630 BOONEVILLE 3 345 1 | P55:345:MEC:MADISON | 0.05168 | Yes
GEN-2024-035 | 01 NORTH | G01 29SP | 635568 S HILLS 3 345 635570 ORIENT 3 345 1 | P55:345:MEC:MADISON | 0.05168 | Yes
GEN-2024-035 | 01 NORTH | G01 29SP | 631193 HUNTLEY3 345 631197 LEDYARD3 345 1 | P55:345:MEC:PALO ALTO | 0.08364 | Yes
GEN-2024-035 | 01 NORTH | G01 29SP | 631138 LAKEFLD3 345 635368 OBRIEN 3 345 1 | P55:345:MEC:PALO ALTO | 0.08051 | Yes
GEN-2024-035 | 01 NORTH | G01 29SP | 631197 LEDYARD3 345 635369 KOSSUTH 3 345 1 | P55:345:MEC:PALO ALTO | 0.05449 | Yes
GEN-2024-035 | 01 NORTH | G01 29SP | 635600 GRIMES 3 345 636003 BEAVER CRK 3 345 1 | P55:345:MEC:RACCOON TRAIL | 0.05107 | Yes
GEN-2024-035 | 01 NORTH | G01 29SP | 636003 BEAVER CRK 3 345 636010 LEHIGH 3 345 1 | P55:345:MEC:RACCOON TRAIL | 0.05107 | Yes
GEN-2024-035 | 01 NORTH | G01 29SP | 635018 NORTHBORO 3 345 635570 ORIENT 3 345 1 | P55:345:MEC:ROLLING HILLS | 0.05362 | Yes
GEN-2024-035 | 01 NORTH | G01 29SP | 635017 ATCHISON 3 345 635018 NORTHBORO 3 345 1 | P55:345:MEC:ROLLING HILLS | 0.05362 | Yes
GEN-2024-035 | 01 NORTH | G01 29SP | 635017 ATCHISON 3 345 640139 COOPER 3 345 1 | P55:345:MEC:ROLLING HILLS | 0.05362 | Yes
GEN-2024-035 | 01 NORTH | G01 29SP | 631139 HAZLTON3 345 631270 LASALLE 3 345 1 | P55:345:MEC:SUB 93 | 0.0531 | Yes
GEN-2024-035 | 01 NORTH | G01 29SP | 631144 MITCHLCO3 345 631270 LASALLE 3 345 1 | P55:345:MEC:SUB 93 | 0.0531 | Yes
GEN-2024-035 | 01 NORTH | G01 29SP | 601002 ADAMS 3 345 631144 MITCHLCO3 345 1 | P55:345:MEC:SUB 93 | 0.0531 | Yes
GEN-2024-035 | 01 NORTH | G01 29SP | 601002 ADAMS 3 345 615306 GRE-PL VLLY3 345 1 | P55:345:MEC:SUB 93 | 0.05403 | Yes
GEN-2024-035 | 01 NORTH | G01 29SP | 635200 RAUN 3 345 762779 G18-043 TAP 345 1 | P55:345:OPPD:S3458 3::FN13:EHV: | 0.05848 | Yes
GEN-2024-035 | 01 NORTH | G01 29SP | 601006 SPLT RK3 345 652536 WHITE-SRX3 345 1 | P55:345:OPPD:S3458 3::FN13:EHV: | 0.12724 | Yes
GEN-2024-035 | 01 NORTH | G01 29SP | 635018 NORTHBORO 3 345 635570 ORIENT 3 345 1 | P55:345:OPPD:S3458 3::FN13:EHV: | 0.06566 | Yes
GEN-2024-035 | 01 NORTH | G01 29SP | 601006 SPLT RK3 345 652864 SIOUXCY-LNX3 345 1 | P55:345:OPPD:S3458 3::FN13:EHV: | 0.09625 | Yes
GEN-2024-035 | 01 NORTH | G01 29SP | 635017 ATCHISON 3 345 635018 NORTHBORO 3 345 1 | P55:345:OPPD:S3458 3::FN13:EHV: | 0.06566 | Yes
GEN-2024-035 | 01 NORTH | G01 29SP | 635017 ATCHISON 3 345 640139 COOPER 3 345 1 | P55:345:OPPD:S3458 3::FN13:EHV: | 0.06565 | Yes
GEN-2024-035 | 01 NORTH | G01 29SP | 635200 RAUN 3 345 635398 REMSEN 3 345 1 | P55:345:OPPD:S3458 3::FN13:EHV: | 0.06487 | Yes
GEN-2024-035 | 01 NORTH | G01 29SP | 635200 RAUN 3 345 645552 S3452 REACT3 345 1 | P55:345:OPPD:S3458 3::FN13:EHV: | 0.05939 | Yes
GEN-2024-035 | 01 NORTH | G01 29SP | 635398 REMSEN 3 345 635399 CHEROKEE 3 345 1 | P55:345:OPPD:S3458 3::FN13:EHV: | 0.06489 | Yes
GEN-2024-035 | 01 NORTH | G01 29SP | 635399 CHEROKEE 3 345 635400 HIGHLAND 3 345 1 | P55:345:OPPD:S3458 3::FN13:EHV: | 0.0649 | Yes
GEN-2024-035 | 01 NORTH | G01 29SP | 635200 RAUN 3 345 762779 G18-043 TAP 345 1 | P55:345:OPPD:S3740 3::FN13:EHV: | 0.06714 | Yes
GEN-2024-035 | 01 NORTH | G01 29SP | 635018 NORTHBORO 3 345 635570 ORIENT 3 345 1 | P55:345:OPPD:S3740 3::FN13:EHV: | 0.05546 | Yes
GEN-2024-035 | 01 NORTH | G01 29SP | 635017 ATCHISON 3 345 635018 NORTHBORO 3 345 1 | P55:345:OPPD:S3740 3::FN13:EHV: | 0.05546 | Yes
GEN-2024-035 | 01 NORTH | G01 29SP | 635017 ATCHISON 3 345 640139 COOPER 3 345 1 | P55:345:OPPD:S3740 3::FN13:EHV: | 0.05546 | Yes
GEN-2024-035 | 01 NORTH | G01 29SP | 635200 RAUN 3 345 645552 S3452 REACT3 345 1 | P55:345:OPPD:S3740 3::FN13:EHV: | 0.06835 | Yes
GEN-2024-035 | 01 NORTH | G01 29SP | 601003 PR ISLD3 345 601039 NROC 3 345 1 | P55:345:XEL:HMP2 | 0.06335 | Yes
GEN-2024-035 | 01 NORTH | G01 29SP | 601050 HELENA 3 345 615647 GRE-CDRMTH23 345 2 | P55:345:XEL:HNA1 | 0.07146 | Yes
GEN-2024-035 | 01 NORTH | G01 29SP | 601006 SPLT RK3 345 652536 WHITE-SRX3 345 1 | P55:345:XEL:HNL1 | 0.14232 | Yes
GEN-2024-035 | 01 NORTH | G01 29SP | 601048 LYON CO 3 345 601087 STEEP BK LK3 345 2 | P55:345:XEL:HNL1 | 0.1261 | Yes
GEN-2024-035 | 01 NORTH | G01 29SP | 601031 BRKNGCO3 345 601087 STEEP BK LK3 345 2 | P55:345:XEL:HNL1 | 0.1261 | Yes
GEN-2024-035 | 01 NORTH | G01 29SP | 601039 NROC 3 345 613060 BYRON 3 345 1 | P55:345:XEL:MNN1 | 0.05469 | Yes
GEN-2024-035 | 01 NORTH | G01 29SP | 601039 NROC 3 345 601051 HMPT CNR3 345 1 | P55:345:XEL:NRH1 | 0.05908 | Yes
GEN-2024-035 | 01 NORTH | G01 29SP | 601050 HELENA 3 345 601051 HMPT CNR3 345 2 | P55:345:XEL:PRI1 | 0.05541 | Yes
GEN-2024-035 | 01 NORTH | G01 29SP | 601050 HELENA 3 345 601072 SHEAS LK3 345 1 | P55:345:XEL:PRI1 | 0.05003 | Yes
GEN-2024-035 | 01 NORTH | G01 29SP | 601048 LYON CO 3 345 601087 STEEP BK LK3 345 2 | P55:345:XEL:PRI1 | 0.08361 | Yes
GEN-2024-035 | 01 NORTH | G01 29SP | 601048 LYON CO 3 345 601077 HAWKSNEST 3 345 1 | P55:345:XEL:PRI1 | 0.08337 | Yes
GEN-2024-035 | 01 NORTH | G01 29SP | 613060 BYRON 3 345 615306 GRE-PL VLLY3 345 1 | P55:345:XEL:PRI1 | 0.05338 | Yes
GEN-2024-035 | 01 NORTH | G01 29SP | 601031 BRKNGCO3 345 601077 HAWKSNEST 3 345 1 | P55:345:XEL:PRI1 | 0.08337 | Yes
GEN-2024-035 | 01 NORTH | G01 29SP | 601031 BRKNGCO3 345 601087 STEEP BK LK3 345 2 | P55:345:XEL:PRI1 | 0.08361 | Yes
GEN-2024-035 | 01 NORTH | G01 29SP | 635368 OBRIEN 3 345 635400 HIGHLAND 3 345 1 | P55:345:XEL:PRI1 | 0.07183 | Yes
GEN-2024-035 | 01 NORTH | G01 29SP | 601039 NROC 3 345 613060 BYRON 3 345 1 | P55:345:XEL:PRI1 | 0.05457 | Yes
GEN-2024-035 | 01 NORTH | G01 29SP | 635200 RAUN 3 345 652564 SIOUXCY3 345 1 | P55:345:XEL:PRI1 | 0.09264 | Yes
GEN-2024-035 | 01 NORTH | G01 29SP | 631138 LAKEFLD3 345 635368 OBRIEN 3 345 1 | P55:345:XEL:PRI1 | 0.08717 | Yes
GEN-2024-035 | 01 NORTH | G01 29SP | 601002 ADAMS 3 345 615306 GRE-PL VLLY3 345 1 | P55:345:XEL:PRI1 | 0.05496 | Yes
GEN-2024-035 | 01 NORTH | G01 29SP | 631193 HUNTLEY3 345 631197 LEDYARD3 345 1 | P55:345:XEL:PRI1 | 0.07806 | Yes
GEN-2024-035 | 01 NORTH | G01 29SP | 601006 SPLT RK3 345 652536 WHITE-SRX3 345 1 | P55:345:XEL:SBL BUS 1 | 0.14238 | Yes
GEN-2024-035 | 01 NORTH | G01 29SP | 601048 LYON CO 3 345 601077 HAWKSNEST 3 345 1 | P55:345:XEL:SBL BUS 1 | 0.12593 | Yes
GEN-2024-035 | 01 NORTH | G01 29SP | 601031 BRKNGCO3 345 601077 HAWKSNEST 3 345 1 | P55:345:XEL:SBL BUS 1 | 0.12593 | Yes
GEN-2024-035 | 01 NORTH | G01 29SP | 601050 HELENA 3 345 601051 HMPT CNR3 345 2 | 601001 FORBES 2 500 601017 CHIS-N 2 500 1 | 0.05493 | Yes
GEN-2024-035 | 01 NORTH | G01 29SP | 601003 PR ISLD3 345 601039 NROC 3 345 1 | 601004 WILMART3 345 601039 NROC 3 345 1 | 0.05335 | Yes
GEN-2024-035 | 01 NORTH | G01 29SP | 601039 NROC 3 345 601051 HMPT CNR3 345 1 | 601004 WILMART3 345 601039 NROC 3 345 1 | 0.05265 | Yes
GEN-2024-035 | 01 NORTH | G01 29SP | 601050 HELENA 3 345 601051 HMPT CNR3 345 2 | 601004 WILMART3 345 601039 NROC 3 345 1 | 0.05606 | Yes
GEN-2024-035 | 01 NORTH | G01 29SP | 601006 SPLT RK3 345 652536 WHITE-SRX3 345 1 | 601031 BRKNGCO3 345 601077 HAWKSNEST 3 345 1 | 0.14232 | Yes
GEN-2024-035 | 01 NORTH | G01 29SP | 601048 LYON CO 3 345 601087 STEEP BK LK3 345 2 | 601031 BRKNGCO3 345 601077 HAWKSNEST 3 345 1 | 0.1261 | Yes
GEN-2024-035 | 01 NORTH | G01 29SP | 601031 BRKNGCO3 345 601087 STEEP BK LK3 345 2 | 601031 BRKNGCO3 345 601077 HAWKSNEST 3 345 1 | 0.1261 | Yes
GEN-2024-035 | 01 NORTH | G01 29SP | 601006 SPLT RK3 345 652536 WHITE-SRX3 345 1 | 601031 BRKNGCO3 345 601087 STEEP BK LK3 345 2 | 0.14238 | Yes
GEN-2024-035 | 01 NORTH | G01 29SP | 601048 LYON CO 3 345 601077 HAWKSNEST 3 345 1 | 601031 BRKNGCO3 345 601087 STEEP BK LK3 345 2 | 0.12593 | Yes
GEN-2024-035 | 01 NORTH | G01 29SP | 601031 BRKNGCO3 345 601077 HAWKSNEST 3 345 1 | 601031 BRKNGCO3 345 601087 STEEP BK LK3 345 2 | 0.12593 | Yes
GEN-2024-035 | 01 NORTH | G01 29SP | 601006 SPLT RK3 345 652864 SIOUXCY-LNX3 345 1 | 601034 NOBLES 3 345 631138 LAKEFLD3 345 1 | 0.1098 | Yes
GEN-2024-035 | 01 NORTH | G01 29SP | 601048 LYON CO 3 345 601087 STEEP BK LK3 345 2 | 601034 NOBLES 3 345 631138 LAKEFLD3 345 1 | 0.08758 | Yes
GEN-2024-035 | 01 NORTH | G01 29SP | 601048 LYON CO 3 345 601077 HAWKSNEST 3 345 1 | 601034 NOBLES 3 345 631138 LAKEFLD3 345 1 | 0.08733 | Yes
GEN-2024-035 | 01 NORTH | G01 29SP | 601031 BRKNGCO3 345 601077 HAWKSNEST 3 345 1 | 601034 NOBLES 3 345 631138 LAKEFLD3 345 1 | 0.08733 | Yes
GEN-2024-035 | 01 NORTH | G01 29SP | 601031 BRKNGCO3 345 601087 STEEP BK LK3 345 2 | 601034 NOBLES 3 345 631138 LAKEFLD3 345 1 | 0.08758 | Yes
GEN-2024-035 | 01 NORTH | G01 29SP | 601048 LYON CO 3 345 631138 LAKEFLD3 345 1 | 601034 NOBLES 3 345 631138 LAKEFLD3 345 1 | 0.10992 | Yes
GEN-2024-035 | 01 NORTH | G01 29SP | 631139 HAZLTON3 345 631270 LASALLE 3 345 1 | 601039 NROC 3 345 601083 TREMVAL3 345 1 | 0.05678 | Yes
GEN-2024-035 | 01 NORTH | G01 29SP | 631144 MITCHLCO3 345 631270 LASALLE 3 345 1 | 601039 NROC 3 345 601083 TREMVAL3 345 1 | 0.05678 | Yes
GEN-2024-035 | 01 NORTH | G01 29SP | 601002 ADAMS 3 345 631144 MITCHLCO3 345 1 | 601039 NROC 3 345 601083 TREMVAL3 345 1 | 0.05678 | Yes
GEN-2024-035 | 01 NORTH | G01 29SP | 601002 ADAMS 3 345 615306 GRE-PL VLLY3 345 1 | 601039 NROC 3 345 601083 TREMVAL3 345 1 | 0.05819 | Yes
GEN-2024-035 | 01 NORTH | G01 29SP | 601006 SPLT RK3 345 652536 WHITE-SRX3 345 1 | 601048 LYON CO 3 345 601087 STEEP BK LK3 345 2 | 0.14238 | Yes
GEN-2024-035 | 01 NORTH | G01 29SP | 601048 LYON CO 3 345 601077 HAWKSNEST 3 345 1 | 601048 LYON CO 3 345 601087 STEEP BK LK3 345 2 | 0.12593 | Yes
GEN-2024-035 | 01 NORTH | G01 29SP | 601031 BRKNGCO3 345 601077 HAWKSNEST 3 345 1 | 601048 LYON CO 3 345 601087 STEEP BK LK3 345 2 | 0.12593 | Yes
GEN-2024-035 | 01 NORTH | G01 29SP | 73169 J2104 POI 345 615643 GRE-CEDRMT23 345 1 | 601048 LYON CO 3 345 615648 GRE-CDRMTL23 345 2 | 0.07451 | Yes
GEN-2024-035 | 01 NORTH | G01 29SP | 73169 J2104 POI 345 601048 LYON CO 3 345 1 | 601048 LYON CO 3 345 615648 GRE-CDRMTL23 345 2 | 0.07451 | Yes
GEN-2024-035 | 01 NORTH | G01 29SP | 601006 SPLT RK3 345 652536 WHITE-SRX3 345 1 | 601048 LYON CO 3 345 631138 LAKEFLD3 345 1 | 0.15247 | Yes
GEN-2024-035 | 01 NORTH | G01 29SP | 601034 NOBLES 3 345 631138 LAKEFLD3 345 1 | 601048 LYON CO 3 345 631138 LAKEFLD3 345 1 | 0.05799 | Yes
GEN-2024-035 | 01 NORTH | G01 29SP | 73169 J2104 POI 345 615643 GRE-CEDRMT23 345 1 | 601048 LYON CO 3 345 631138 LAKEFLD3 345 1 | 0.06666 | Yes
GEN-2024-035 | 01 NORTH | G01 29SP | 601050 HELENA 3 345 615647 GRE-CDRMTH23 345 2 | 601048 LYON CO 3 345 631138 LAKEFLD3 345 1 | 0.06635 | Yes
GEN-2024-035 | 01 NORTH | G01 29SP | 601050 HELENA 3 345 615646 GRE-CDRMTH13 345 1 | 601048 LYON CO 3 345 631138 LAKEFLD3 345 1 | 0.06608 | Yes
GEN-2024-035 | 01 NORTH | G01 29SP | 601048 LYON CO 3 345 615648 GRE-CDRMTL23 345 2 | 601048 LYON CO 3 345 631138 LAKEFLD3 345 1 | 0.06678 | Yes
GEN-2024-035 | 01 NORTH | G01 29SP | 73169 J2104 POI 345 601048 LYON CO 3 345 1 | 601048 LYON CO 3 345 631138 LAKEFLD3 345 1 | 0.06666 | Yes
GEN-2024-035 | 01 NORTH | G01 29SP | 601050 HELENA 3 345 615647 GRE-CDRMTH23 345 2 | 601050 HELENA 3 345 615646 GRE-CDRMTH13 345 1 | 0.07033 | Yes
GEN-2024-035 | 01 NORTH | G01 29SP | 601048 LYON CO 3 345 631138 LAKEFLD3 345 1 | 601050 HELENA 3 345 615646 GRE-CDRMTH13 345 1 | 0.10883 | Yes
GEN-2024-035 | 01 NORTH | G01 29SP | 601050 HELENA 3 345 615646 GRE-CDRMTH13 345 1 | 601050 HELENA 3 345 615647 GRE-CDRMTH23 345 2 | 0.0702 | Yes
GEN-2024-035 | 01 NORTH | G01 29SP | 601048 LYON CO 3 345 631138 LAKEFLD3 345 1 | 601050 HELENA 3 345 615647 GRE-CDRMTH23 345 2 | 0.10888 | Yes
GEN-2024-035 | 01 NORTH | G01 29SP | 631139 HAZLTON3 345 631270 LASALLE 3 345 1 | 601083 TREMVAL3 345 694098 NMA B5 345 345 1 | 0.06118 | Yes
GEN-2024-035 | 01 NORTH | G01 29SP | 631144 MITCHLCO3 345 631270 LASALLE 3 345 1 | 601083 TREMVAL3 345 694098 NMA B5 345 345 1 | 0.06118 | Yes
GEN-2024-035 | 01 NORTH | G01 29SP | 601002 ADAMS 3 345 631144 MITCHLCO3 345 1 | 601083 TREMVAL3 345 694098 NMA B5 345 345 1 | 0.06118 | Yes
GEN-2024-035 | 01 NORTH | G01 29SP | 601002 ADAMS 3 345 615306 GRE-PL VLLY3 345 1 | 601083 TREMVAL3 345 694098 NMA B5 345 345 1 | 0.06198 | Yes
GEN-2024-035 | 01 NORTH | G01 29SP | 601031 BRKNGCO3 345 601087 STEEP BK LK3 345 2 | 601089 BLZNG STR2 3 345 603304 BLZNG STR1 7 115 1 | 0.08353 | Yes
GEN-2024-035 | 01 NORTH | G01 29SP | 601031 BRKNGCO3 345 601087 STEEP BK LK3 345 2 | 603304 BLZNG STR1 7 115 603305 J587 BLZSTR2 115 1 | 0.08353 | Yes
GEN-2024-035 | 01 NORTH | G01 29SP | 601002 ADAMS 3 345 615306 GRE-PL VLLY3 345 1 | 606027 J1072 COL 34.5 601090 J1072 SUB 345 1 | 0.05522 | Yes
GEN-2024-035 | 01 NORTH | G01 29SP | 601031 BRKNGCO3 345 652537 WHITE 3 345 2 | 620480 DEUEL CO 3 345 620483 ASTORIA 3 345 1 | 0.09789 | Yes
GEN-2024-035 | 01 NORTH | G01 29SP | 601031 BRKNGCO3 345 652537 WHITE 3 345 1 | 620480 DEUEL CO 3 345 620483 ASTORIA 3 345 1 | 0.0881 | Yes
GEN-2024-035 | 01 NORTH | G01 29SP | 601031 BRKNGCO3 345 652537 WHITE 3 345 2 | 620482 J510 ASTOR 3 345 620083 J510 ASTORG1 21.0 1 | 0.09643 | Yes
GEN-2024-035 | 01 NORTH | G01 29SP | 601031 BRKNGCO3 345 652537 WHITE 3 345 1 | 620482 J510 ASTOR 3 345 620083 J510 ASTORG1 21.0 1 | 0.08679 | Yes
GEN-2024-035 | 01 NORTH | G01 29SP | 601002 ADAMS 3 345 631144 MITCHLCO3 345 1 | 627027 PIONR PR2 3 345 631144 MITCHLCO3 345 1 | 0.0545 | Yes
GEN-2024-035 | 01 NORTH | G01 29SP | 635999 IRVINGTON3 345 636000 WEBSTER3 345 1 | 627062 BISON 3 345 627217 BLUEBILL3 345 1 | 0.07147 | Yes
GEN-2024-035 | 01 NORTH | G01 29SP | 635369 KOSSUTH 3 345 635999 IRVINGTON3 345 1 | 627062 BISON 3 345 627217 BLUEBILL3 345 1 | 0.07147 | Yes
GEN-2024-035 | 01 NORTH | G01 29SP | 635999 IRVINGTON3 345 636000 WEBSTER3 345 1 | 627217 BLUEBILL3 345 631198 COLBY3 345 1 | 0.07147 | Yes
GEN-2024-035 | 01 NORTH | G01 29SP | 635369 KOSSUTH 3 345 635999 IRVINGTON3 345 1 | 627217 BLUEBILL3 345 631198 COLBY3 345 1 | 0.07147 | Yes
GEN-2024-035 | 01 NORTH | G01 29SP | 631197 LEDYARD3 345 635369 KOSSUTH 3 345 1 | 627217 BLUEBILL3 345 631198 COLBY3 345 1 | 0.06329 | Yes
GEN-2024-035 | 01 NORTH | G01 29SP | 631193 HUNTLEY3 345 631197 LEDYARD3 345 1 | 627217 BLUEBILL3 345 631198 COLBY3 345 1 | 0.06329 | Yes
GEN-2024-035 | 01 NORTH | G01 29SP | 631139 HAZLTON3 345 631270 LASALLE 3 345 1 | 629074 ARNOLD1G 22.0 631088 ARNOLD 5 161 1 | 0.0545 | Yes
GEN-2024-035 | 01 NORTH | G01 29SP | 631144 MITCHLCO3 345 631270 LASALLE 3 345 1 | 629074 ARNOLD1G 22.0 631088 ARNOLD 5 161 1 | 0.0545 | Yes
GEN-2024-035 | 01 NORTH | G01 29SP | 601002 ADAMS 3 345 631144 MITCHLCO3 345 1 | 629074 ARNOLD1G 22.0 631088 ARNOLD 5 161 1 | 0.0545 | Yes
GEN-2024-035 | 01 NORTH | G01 29SP | 601002 ADAMS 3 345 615306 GRE-PL VLLY3 345 1 | 629074 ARNOLD1G 22.0 631088 ARNOLD 5 161 1 | 0.05522 | Yes
GEN-2024-035 | 01 NORTH | G01 29SP | 631139 HAZLTON3 345 631142 ARNOLD 3 345 1 | 631139 HAZLTON3 345 631191 HCKRYCK3 345 1 | 0.05191 | Yes
GEN-2024-035 | 01 NORTH | G01 29SP | 631139 HAZLTON3 345 631270 LASALLE 3 345 1 | 631139 HAZLTON3 345 636199 BLACKHAWK 3 345 1 | 0.05693 | Yes
GEN-2024-035 | 01 NORTH | G01 29SP | 631144 MITCHLCO3 345 631270 LASALLE 3 345 1 | 631139 HAZLTON3 345 636199 BLACKHAWK 3 345 1 | 0.05693 | Yes
GEN-2024-035 | 01 NORTH | G01 29SP | 601002 ADAMS 3 345 631144 MITCHLCO3 345 1 | 631139 HAZLTON3 345 636199 BLACKHAWK 3 345 1 | 0.05693 | Yes
GEN-2024-035 | 01 NORTH | G01 29SP | 631193 HUNTLEY3 345 631197 LEDYARD3 345 1 | 631144 MITCHLCO3 345 631270 LASALLE 3 345 1 | 0.08654 | Yes
GEN-2024-035 | 01 NORTH | G01 29SP | 635999 IRVINGTON3 345 636000 WEBSTER3 345 1 | 631198 COLBY3 345 631199 KILLDEER3 345 1 | 0.06766 | Yes
GEN-2024-035 | 01 NORTH | G01 29SP | 635369 KOSSUTH 3 345 635999 IRVINGTON3 345 1 | 631198 COLBY3 345 631199 KILLDEER3 345 1 | 0.06766 | Yes
GEN-2024-035 | 01 NORTH | G01 29SP | 635999 IRVINGTON3 345 636000 WEBSTER3 345 1 | 631199 KILLDEER3 345 631206 QUINN3 345 1 | 0.06958 | Yes
GEN-2024-035 | 01 NORTH | G01 29SP | 635369 KOSSUTH 3 345 635999 IRVINGTON3 345 1 | 631199 KILLDEER3 345 631206 QUINN3 345 1 | 0.06958 | Yes
GEN-2024-035 | 01 NORTH | G01 29SP | 631139 HAZLTON3 345 631270 LASALLE 3 345 1 | 631206 QUINN3 345 636197 N FRANKLIN 3 345 1 | 0.05877 | Yes
GEN-2024-035 | 01 NORTH | G01 29SP | 635999 IRVINGTON3 345 636000 WEBSTER3 345 1 | 631206 QUINN3 345 636197 N FRANKLIN 3 345 1 | 0.06958 | Yes
GEN-2024-035 | 01 NORTH | G01 29SP | 631144 MITCHLCO3 345 631270 LASALLE 3 345 1 | 631206 QUINN3 345 636197 N FRANKLIN 3 345 1 | 0.05877 | Yes
GEN-2024-035 | 01 NORTH | G01 29SP | 635369 KOSSUTH 3 345 635999 IRVINGTON3 345 1 | 631206 QUINN3 345 636197 N FRANKLIN 3 345 1 | 0.06958 | Yes
GEN-2024-035 | 01 NORTH | G01 29SP | 601002 ADAMS 3 345 631144 MITCHLCO3 345 1 | 631206 QUINN3 345 636197 N FRANKLIN 3 345 1 | 0.05877 | Yes
GEN-2024-035 | 01 NORTH | G01 29SP | 635200 RAUN 3 345 762779 G18-043 TAP 345 1 | 635200 RAUN 3 345 645552 S3452 REACT3 345 1 | 0.10019 | Yes
GEN-2024-035 | 01 NORTH | G01 29SP | 635200 RAUN 3 345 645552 S3452 REACT3 345 1 | 635200 RAUN 3 345 762779 G18-043 TAP 345 1 | 0.10085 | Yes
GEN-2024-035 | 01 NORTH | G01 29SP | 635200 RAUN 3 345 652564 SIOUXCY3 345 1 | 635200 RAUN 3 345 762779 G18-043 TAP 345 1 | 0.08212 | Yes
GEN-2024-035 | 01 NORTH | G01 29SP | 635999 IRVINGTON3 345 636000 WEBSTER3 345 1 | 635219 GARD AVE 3 345 636017 LEHIGH GARX3 345 1 | 0.05659 | Yes
GEN-2024-035 | 01 NORTH | G01 29SP | 635369 KOSSUTH 3 345 635999 IRVINGTON3 345 1 | 635219 GARD AVE 3 345 636017 LEHIGH GARX3 345 1 | 0.05659 | Yes
GEN-2024-035 | 01 NORTH | G01 29SP | 636000 WEBSTER3 345 636010 LEHIGH 3 345 1 | 635219 GARD AVE 3 345 636017 LEHIGH GARX3 345 1 | 0.06403 | Yes
GEN-2024-035 | 01 NORTH | G01 29SP | 635368 OBRIEN 3 345 635400 HIGHLAND 3 345 1 | 635219 GARD AVE 3 345 636017 LEHIGH GARX3 345 1 | 0.07378 | Yes
GEN-2024-035 | 01 NORTH | G01 29SP | 635200 RAUN 3 345 635398 REMSEN 3 345 1 | 635369 KOSSUTH 3 345 635425 PALO ALTO 3 345 1 | 0.07571 | Yes
GEN-2024-035 | 01 NORTH | G01 29SP | 631138 LAKEFLD3 345 635368 OBRIEN 3 345 1 | 635369 KOSSUTH 3 345 635425 PALO ALTO 3 345 1 | 0.08051 | Yes
GEN-2024-035 | 01 NORTH | G01 29SP | 635398 REMSEN 3 345 635399 CHEROKEE 3 345 1 | 635369 KOSSUTH 3 345 635425 PALO ALTO 3 345 1 | 0.07571 | Yes
GEN-2024-035 | 01 NORTH | G01 29SP | 635399 CHEROKEE 3 345 635400 HIGHLAND 3 345 1 | 635369 KOSSUTH 3 345 635425 PALO ALTO 3 345 1 | 0.07571 | Yes
GEN-2024-035 | 01 NORTH | G01 29SP | 631193 HUNTLEY3 345 631197 LEDYARD3 345 1 | 635369 KOSSUTH 3 345 635425 PALO ALTO 3 345 1 | 0.08364 | Yes
GEN-2024-035 | 01 NORTH | G01 29SP | 631197 LEDYARD3 345 635369 KOSSUTH 3 345 1 | 635369 KOSSUTH 3 345 635425 PALO ALTO 3 345 1 | 0.05449 | Yes
GEN-2024-035 | 01 NORTH | G01 29SP | 631138 LAKEFLD3 345 635368 OBRIEN 3 345 1 | 635419 TRUMBULL LK3 345 635425 PALO ALTO 3 345 1 | 0.08051 | Yes
GEN-2024-035 | 01 NORTH | G01 29SP | 631193 HUNTLEY3 345 631197 LEDYARD3 345 1 | 635419 TRUMBULL LK3 345 635425 PALO ALTO 3 345 1 | 0.08364 | Yes
GEN-2024-035 | 01 NORTH | G01 29SP | 635600 GRIMES 3 345 636003 BEAVER CRK 3 345 1 | 635580 ARBOR HILL 3 345 635623 BADGER CRK 3 345 1 | 0.0567 | Yes
GEN-2024-035 | 01 NORTH | G01 29SP | 635018 NORTHBORO 3 345 635570 ORIENT 3 345 1 | 635580 ARBOR HILL 3 345 635623 BADGER CRK 3 345 1 | 0.05294 | Yes
GEN-2024-035 | 01 NORTH | G01 29SP | 635017 ATCHISON 3 345 635018 NORTHBORO 3 345 1 | 635580 ARBOR HILL 3 345 635623 BADGER CRK 3 345 1 | 0.05294 | Yes
GEN-2024-035 | 01 NORTH | G01 29SP | 635017 ATCHISON 3 345 640139 COOPER 3 345 1 | 635580 ARBOR HILL 3 345 635623 BADGER CRK 3 345 1 | 0.05294 | Yes
GEN-2024-035 | 01 NORTH | G01 29SP | 636003 BEAVER CRK 3 345 636010 LEHIGH 3 345 1 | 635580 ARBOR HILL 3 345 635623 BADGER CRK 3 345 1 | 0.0567 | Yes
GEN-2024-035 | 01 NORTH | G01 29SP | 631139 HAZLTON3 345 631270 LASALLE 3 345 1 | 635999 IRVINGTON3 345 636000 WEBSTER3 345 1 | 0.05923 | Yes
GEN-2024-035 | 01 NORTH | G01 29SP | 635200 RAUN 3 345 635398 REMSEN 3 345 1 | 635999 IRVINGTON3 345 636000 WEBSTER3 345 1 | 0.08403 | Yes
GEN-2024-035 | 01 NORTH | G01 29SP | 631144 MITCHLCO3 345 631270 LASALLE 3 345 1 | 635999 IRVINGTON3 345 636000 WEBSTER3 345 1 | 0.05923 | Yes
GEN-2024-035 | 01 NORTH | G01 29SP | 627217 BLUEBILL3 345 631198 COLBY3 345 1 | 635999 IRVINGTON3 345 636000 WEBSTER3 345 1 | 0.05201 | Yes
GEN-2024-035 | 01 NORTH | G01 29SP | 631206 QUINN3 345 636197 N FRANKLIN 3 345 1 | 635999 IRVINGTON3 345 636000 WEBSTER3 345 1 | 0.05082 | Yes
GEN-2024-035 | 01 NORTH | G01 29SP | 601002 ADAMS 3 345 631144 MITCHLCO3 345 1 | 635999 IRVINGTON3 345 636000 WEBSTER3 345 1 | 0.05923 | Yes
GEN-2024-035 | 01 NORTH | G01 29SP | 631198 COLBY3 345 631199 KILLDEER3 345 1 | 635999 IRVINGTON3 345 636000 WEBSTER3 345 1 | 0.05344 | Yes
GEN-2024-035 | 01 NORTH | G01 29SP | 635398 REMSEN 3 345 635399 CHEROKEE 3 345 1 | 635999 IRVINGTON3 345 636000 WEBSTER3 345 1 | 0.08403 | Yes
GEN-2024-035 | 01 NORTH | G01 29SP | 627062 BISON 3 345 627217 BLUEBILL3 345 1 | 635999 IRVINGTON3 345 636000 WEBSTER3 345 1 | 0.05201 | Yes
GEN-2024-035 | 01 NORTH | G01 29SP | 635399 CHEROKEE 3 345 635400 HIGHLAND 3 345 1 | 635999 IRVINGTON3 345 636000 WEBSTER3 345 1 | 0.08403 | Yes
GEN-2024-035 | 01 NORTH | G01 29SP | 631199 KILLDEER3 345 631206 QUINN3 345 1 | 635999 IRVINGTON3 345 636000 WEBSTER3 345 1 | 0.05082 | Yes
GEN-2024-035 | 01 NORTH | G01 29SP | 627062 BISON 3 345 631197 LEDYARD3 345 1 | 635999 IRVINGTON3 345 636000 WEBSTER3 345 1 | 0.05201 | Yes
GEN-2024-035 | 01 NORTH | G01 29SP | 635999 IRVINGTON3 345 636000 WEBSTER3 345 1 | 636010 LEHIGH 3 345 636017 LEHIGH GARX3 345 Z | 0.05659 | Yes
GEN-2024-035 | 01 NORTH | G01 29SP | 635369 KOSSUTH 3 345 635999 IRVINGTON3 345 1 | 636010 LEHIGH 3 345 636017 LEHIGH GARX3 345 Z | 0.05659 | Yes
GEN-2024-035 | 01 NORTH | G01 29SP | 636000 WEBSTER3 345 636010 LEHIGH 3 345 1 | 636010 LEHIGH 3 345 636017 LEHIGH GARX3 345 Z | 0.06403 | Yes
GEN-2024-035 | 01 NORTH | G01 29SP | 635200 RAUN 3 345 652564 SIOUXCY3 345 1 | 636010 LEHIGH 3 345 636017 LEHIGH GARX3 345 Z | 0.0945 | Yes
GEN-2024-035 | 01 NORTH | G01 29SP | 635368 OBRIEN 3 345 635400 HIGHLAND 3 345 1 | 636010 LEHIGH 3 345 636017 LEHIGH GARX3 345 Z | 0.07378 | Yes
GEN-2024-035 | 01 NORTH | G01 29SP | 635600 GRIMES 3 345 636003 BEAVER CRK 3 345 1 | 636197 N FRANKLIN 3 345 636198 BLCKHWKRX 3 345 1 | 0.06387 | Yes
GEN-2024-035 | 01 NORTH | G01 29SP | 631139 HAZLTON3 345 631270 LASALLE 3 345 1 | 636197 N FRANKLIN 3 345 636198 BLCKHWKRX 3 345 1 | 0.05817 | Yes
GEN-2024-035 | 01 NORTH | G01 29SP | 636003 BEAVER CRK 3 345 636010 LEHIGH 3 345 1 | 636197 N FRANKLIN 3 345 636198 BLCKHWKRX 3 345 1 | 0.06387 | Yes
GEN-2024-035 | 01 NORTH | G01 29SP | 631144 MITCHLCO3 345 631270 LASALLE 3 345 1 | 636197 N FRANKLIN 3 345 636198 BLCKHWKRX 3 345 1 | 0.05817 | Yes
GEN-2024-035 | 01 NORTH | G01 29SP | 601002 ADAMS 3 345 631144 MITCHLCO3 345 1 | 636197 N FRANKLIN 3 345 636198 BLCKHWKRX 3 345 1 | 0.05817 | Yes
GEN-2024-035 | 01 NORTH | G01 29SP | 601002 ADAMS 3 345 615306 GRE-PL VLLY3 345 1 | 636197 N FRANKLIN 3 345 636198 BLCKHWKRX 3 345 1 | 0.05771 | Yes
GEN-2024-035 | 01 NORTH | G01 29SP | 635600 GRIMES 3 345 636003 BEAVER CRK 3 345 1 | 636198 BLCKHWKRX 3 345 636199 BLACKHAWK 3 345 Z | 0.06387 | Yes
GEN-2024-035 | 01 NORTH | G01 29SP | 631139 HAZLTON3 345 631270 LASALLE 3 345 1 | 636198 BLCKHWKRX 3 345 636199 BLACKHAWK 3 345 Z | 0.05817 | Yes
GEN-2024-035 | 01 NORTH | G01 29SP | 636003 BEAVER CRK 3 345 636010 LEHIGH 3 345 1 | 636198 BLCKHWKRX 3 345 636199 BLACKHAWK 3 345 Z | 0.06387 | Yes
GEN-2024-035 | 01 NORTH | G01 29SP | 631144 MITCHLCO3 345 631270 LASALLE 3 345 1 | 636198 BLCKHWKRX 3 345 636199 BLACKHAWK 3 345 Z | 0.05817 | Yes
GEN-2024-035 | 01 NORTH | G01 29SP | 601002 ADAMS 3 345 631144 MITCHLCO3 345 1 | 636198 BLCKHWKRX 3 345 636199 BLACKHAWK 3 345 Z | 0.05817 | Yes
GEN-2024-035 | 01 NORTH | G01 29SP | 601002 ADAMS 3 345 615306 GRE-PL VLLY3 345 1 | 636198 BLCKHWKRX 3 345 636199 BLACKHAWK 3 345 Z | 0.05771 | Yes
GEN-2024-035 | 01 NORTH | G01 29SP | 635200 RAUN 3 345 645552 S3452 REACT3 345 1 | 645451 S3451 3 345 645551 S3451-RAUN 3 345 Z1 | 0.10085 | Yes
GEN-2024-035 | 01 NORTH | G01 29SP | 635200 RAUN 3 345 652564 SIOUXCY3 345 1 | 645451 S3451 3 345 645551 S3451-RAUN 3 345 Z1 | 0.08212 | Yes
GEN-2024-035 | 01 NORTH | G01 29SP | 635200 RAUN 3 345 762779 G18-043 TAP 345 1 | 645452 S3452 3 345 645552 S3452 REACT3 345 Z1 | 0.10019 | Yes
GEN-2024-035 | 01 NORTH | G01 29SP | 635200 RAUN 3 345 645552 S3452 REACT3 345 1 | 645551 S3451-RAUN 3 345 762779 G18-043 TAP 345 1 | 0.10085 | Yes
GEN-2024-035 | 01 NORTH | G01 29SP | 635200 RAUN 3 345 652564 SIOUXCY3 345 1 | 645551 S3451-RAUN 3 345 762779 G18-043 TAP 345 1 | 0.08212 | Yes
GEN-2024-035 | 01 NORTH | G01 29SP | 601048 LYON CO 3 345 601087 STEEP BK LK3 345 2 | 658047 ALEXMRES3 345 658049 ALXLNRCTRT 345 Z1 | 0.08642 | Yes
GEN-2024-035 | 01 NORTH | G01 29SP | 601048 LYON CO 3 345 601077 HAWKSNEST 3 345 1 | 658047 ALEXMRES3 345 658049 ALXLNRCTRT 345 Z1 | 0.08618 | Yes
GEN-2024-035 | 01 NORTH | G01 29SP | 601031 BRKNGCO3 345 601077 HAWKSNEST 3 345 1 | 658047 ALEXMRES3 345 658049 ALXLNRCTRT 345 Z1 | 0.08618 | Yes
GEN-2024-035 | 01 NORTH | G01 29SP | 661026 ELLENDL4 230 661098 ELLENDL345 4 230 Z | 659422 LO.LS-GR-BE3 345 659423 GR.LS-LO-BE3 345 1 | 0.06637 | Yes
GEN-2024-035 | 01 NORTH | G01 29SP | 661026 ELLENDL4 230 995809 661:ELLENDL 115 1 | 659422 LO.LS-GR-BE3 345 659423 GR.LS-LO-BE3 345 1 | 0.06637 | Yes
GEN-2024-035 | 01 NORTH | G01 29SP | 661027 ELLENDL7 115 995809 661:ELLENDL 115 1 | 659422 LO.LS-GR-BE3 345 659423 GR.LS-LO-BE3 345 1 | 0.06637 | Yes
GEN-2024-035 | 01 NORTH | G01 29SP | 601039 NROC 3 345 601051 HMPT CNR3 345 1 | 681523 GENOA 5 161 681522 GENOA53G 24.0 1 | 0.05054 | Yes
GEN-2024-035 | 01 NORTH | G01 29SP | 601039 NROC 3 345 601051 HMPT CNR3 345 1 | 681543 ALMA 5 161 681542 JPM 24.0 1 | 0.05054 | Yes
GEN-2024-035 | 01 NORTH | G01 29SP | 601050 HELENA 3 345 601051 HMPT CNR3 345 2 | 681543 ALMA 5 161 681542 JPM 24.0 1 | 0.05298 | Yes
GEN-2024-035 | 01 NORTH | G01 29SP | 601048 LYON CO 3 345 615648 GRE-CDRMTL23 345 2 | 73169 J2104 POI 345 601048 LYON CO 3 345 1 | 0.07456 | Yes
GEN-2024-035 | 01 NORTH | G01 29SP | 615647 GRE-CDRMTH23 345 615648 GRE-CDRMTL23 345 Z | 73169 J2104 POI 345 601048 LYON CO 3 345 1 | 0.05149 | Yes
GEN-2024-035 | 01 NORTH | G01 29SP | 601048 LYON CO 3 345 615648 GRE-CDRMTL23 345 2 | 73169 J2104 POI 345 615643 GRE-CEDRMT23 345 1 | 0.07456 | Yes
GEN-2024-035 | 01 NORTH | G01 29SP | 615647 GRE-CDRMTH23 345 615648 GRE-CDRMTL23 345 Z | 73169 J2104 POI 345 615643 GRE-CEDRMT23 345 1 | 0.05149 | Yes
GEN-2024-035 | 01 NORTH | G01 29SP | 635200 RAUN 3 345 762779 G18-043 TAP 345 1 | Base Case | 0.07065 | Yes
GEN-2024-035 | 01 NORTH | G01 29SP | 601006 SPLT RK3 345 652536 WHITE-SRX3 345 1 | Base Case | 0.13 | Yes
GEN-2024-035 | 01 NORTH | G01 29SP | 601003 PR ISLD3 345 601039 NROC 3 345 1 | Base Case | 0.05139 | Yes
GEN-2024-035 | 01 NORTH | G01 29SP | 635600 GRIMES 3 345 636003 BEAVER CRK 3 345 1 | Base Case | 0.06088 | Yes
GEN-2024-035 | 01 NORTH | G01 29SP | 636003 BEAVER CRK 3 345 636010 LEHIGH 3 345 1 | Base Case | 0.06088 | Yes
GEN-2024-035 | 01 NORTH | G01 29SP | 601006 SPLT RK3 345 652864 SIOUXCY-LNX3 345 1 | Base Case | 0.10077 | Yes
GEN-2024-035 | 01 NORTH | G01 29SP | 631139 HAZLTON3 345 631270 LASALLE 3 345 1 | Base Case | 0.0545 | Yes
GEN-2024-035 | 01 NORTH | G01 29SP | 631144 MITCHLCO3 345 631270 LASALLE 3 345 1 | Base Case | 0.0545 | Yes
GEN-2024-035 | 01 NORTH | G01 29SP | 635999 IRVINGTON3 345 636000 WEBSTER3 345 1 | Base Case | 0.05892 | Yes
GEN-2024-035 | 01 NORTH | G01 29SP | 601048 LYON CO 3 345 601087 STEEP BK LK3 345 2 | Base Case | 0.08353 | Yes
GEN-2024-035 | 01 NORTH | G01 29SP | 601048 LYON CO 3 345 601077 HAWKSNEST 3 345 1 | Base Case | 0.08329 | Yes
GEN-2024-035 | 01 NORTH | G01 29SP | 635200 RAUN 3 345 635398 REMSEN 3 345 1 | Base Case | 0.07187 | Yes
GEN-2024-035 | 01 NORTH | G01 29SP | 635200 RAUN 3 345 645552 S3452 REACT3 345 1 | Base Case | 0.07199 | Yes
GEN-2024-035 | 01 NORTH | G01 29SP | 635369 KOSSUTH 3 345 635999 IRVINGTON3 345 1 | Base Case | 0.05892 | Yes
GEN-2024-035 | 01 NORTH | G01 29SP | 601050 HELENA 3 345 601051 HMPT CNR3 345 2 | Base Case | 0.05298 | Yes
GEN-2024-035 | 01 NORTH | G01 29SP | 601031 BRKNGCO3 345 601077 HAWKSNEST 3 345 1 | Base Case | 0.08329 | Yes
GEN-2024-035 | 01 NORTH | G01 29SP | 601031 BRKNGCO3 345 601087 STEEP BK LK3 345 2 | Base Case | 0.08353 | Yes
GEN-2024-035 | 01 NORTH | G01 29SP | 601039 NROC 3 345 601051 HMPT CNR3 345 1 | Base Case | 0.05054 | Yes
GEN-2024-035 | 01 NORTH | G01 29SP | 601002 ADAMS 3 345 631144 MITCHLCO3 345 1 | Base Case | 0.0545 | Yes
GEN-2024-035 | 01 NORTH | G01 29SP | 601050 HELENA 3 345 601072 SHEAS LK3 345 1 | Base Case | 0.05002 | Yes
GEN-2024-035 | 01 NORTH | G01 29SP | 601048 LYON CO 3 345 631138 LAKEFLD3 345 1 | Base Case | 0.10111 | Yes
GEN-2024-035 | 01 NORTH | G01 29SP | 635398 REMSEN 3 345 635399 CHEROKEE 3 345 1 | Base Case | 0.07187 | Yes
GEN-2024-035 | 01 NORTH | G01 29SP | 635200 RAUN 3 345 652564 SIOUXCY3 345 1 | Base Case | 0.0926 | Yes
GEN-2024-035 | 01 NORTH | G01 29SP | 635399 CHEROKEE 3 345 635400 HIGHLAND 3 345 1 | Base Case | 0.07187 | Yes
GEN-2024-035 | 01 NORTH | G01 29SP | 635368 OBRIEN 3 345 635400 HIGHLAND 3 345 1 | Base Case | 0.07187 | Yes
GEN-2024-035 | 01 NORTH | G01 29SP | 601002 ADAMS 3 345 615306 GRE-PL VLLY3 345 1 | Base Case | 0.05522 | Yes
GEN-2024-035 | 01 NORTH | G01 29SP | 613060 BYRON 3 345 615306 GRE-PL VLLY3 345 1 | Base Case | 0.05372 | Yes
GEN-2024-035 | 01 NORTH | G01 29SP | 601039 NROC 3 345 613060 BYRON 3 345 1 | Base Case | 0.05498 | Yes
GEN-2024-035 | 01 NORTH | G01 29SP | 636000 WEBSTER3 345 636010 LEHIGH 3 345 1 | Base Case | 0.06929 | Yes
GEN-2024-035 | 01 NORTH | G01 29SP | 631193 HUNTLEY3 345 631197 LEDYARD3 345 1 | Base Case | 0.0781 | Yes
GEN-2024-035 | 01 NORTH | G01 29SP | 601031 BRKNGCO3 345 652537 WHITE 3 345 2 | Base Case | 0.09643 | Yes
GEN-2024-035 | 01 NORTH | G01 29SP | 601031 BRKNGCO3 345 652537 WHITE 3 345 1 | Base Case | 0.08679 | Yes
GEN-2024-035 | 01 NORTH | G01 29SP | 631138 LAKEFLD3 345 635368 OBRIEN 3 345 1 | Base Case | 0.08719 | Yes
GEN-2024-035 | 01 NORTH | G01 29SP | 635200 RAUN 3 345 762779 G18-043 TAP 345 1 | GEN645011 1 | 0.07065 | Yes
GEN-2024-035 | 01 NORTH | G01 29SP | 635200 RAUN 3 345 762779 G18-043 TAP 345 1 | GEN645011 1_Dup1 | 0.07065 | Yes
GEN-2024-035 | 01 NORTH | G01 29SP | 635200 RAUN 3 345 762779 G18-043 TAP 345 1 | GEN645012 2 | 0.07065 | Yes
GEN-2024-035 | 01 NORTH | G01 29SP | 601006 SPLT RK3 345 652864 SIOUXCY-LNX3 345 1 | GEN645012 2 | 0.10077 | Yes
GEN-2024-035 | 01 NORTH | G01 29SP | 635200 RAUN 3 345 645552 S3452 REACT3 345 1 | GEN645012 2 | 0.07199 | Yes
GEN-2024-035 | 01 NORTH | G01 29SP | 635200 RAUN 3 345 762779 G18-043 TAP 345 1 | GEN645012 2_Dup1 | 0.07065 | Yes
GEN-2024-035 | 01 NORTH | G01 29SP | 601006 SPLT RK3 345 652864 SIOUXCY-LNX3 345 1 | GEN645012 2_Dup1 | 0.10077 | Yes
GEN-2024-035 | 01 NORTH | G01 29SP | 635200 RAUN 3 345 645552 S3452 REACT3 345 1 | GEN645012 2_Dup1 | 0.07199 | Yes
GEN-2024-081 | 01 NORTH | G00ALL 29SP | 601006 SPLT RK3 345 652536 WHITE-SRX3 345 1 | P11:0:OTP:J510ASTORG1:1 | 0.05457 | Yes
GEN-2024-081 | 01 NORTH | G00ALL 29SP | 652468 HEBRON 4 230 661053 MANDAN 4 230 1 | P11:18.0:UMZ:# N-1 #:: UNIT P4_CTG_1-BEG-1 RATED 235.8 MW:HV: | 0.05395 | Yes
GEN-2024-081 | 01 NORTH | G00ALL 29SP | 601006 SPLT RK3 345 652536 WHITE-SRX3 345 1 | P11:20:OTP:CENTER2G:1 | 0.05457 | Yes
GEN-2024-081 | 01 NORTH | G00ALL 29SP | 620417 BSSOUTH3 345 620480 DEUEL CO 3 345 1 | P11:20:OTP:CENTER2G:1 | 0.05051 | Yes
GEN-2024-081 | 01 NORTH | G00ALL 29SP | 620480 DEUEL CO 3 345 620483 ASTORIA 3 345 1 | P11:20:OTP:CENTER2G:1 | 0.05051 | Yes
GEN-2024-081 | 01 NORTH | G00ALL 29SP | 608607 NELSNLK4 230 615901 GRE-STANTON4 230 1 | P11:22:GRE:GRE-COAL41G:1 | 0.05603 | Yes
GEN-2024-081 | 01 NORTH | G00ALL 29SP | 601006 SPLT RK3 345 652536 WHITE-SRX3 345 1 | P11:22:GRE:GRE-COAL41G:1 | 0.05457 | Yes
GEN-2024-081 | 01 NORTH | G00ALL 29SP | 620417 BSSOUTH3 345 620480 DEUEL CO 3 345 1 | P11:22:GRE:GRE-COAL41G:1 | 0.05051 | Yes
GEN-2024-081 | 01 NORTH | G00ALL 29SP | 620480 DEUEL CO 3 345 620483 ASTORIA 3 345 1 | P11:22:GRE:GRE-COAL41G:1 | 0.05051 | Yes
GEN-2024-081 | 01 NORTH | G00ALL 29SP | 608607 NELSNLK4 230 615901 GRE-STANTON4 230 1 | P11:22:GRE:GRE-COAL42G:2 | 0.05603 | Yes
GEN-2024-081 | 01 NORTH | G00ALL 29SP | 601006 SPLT RK3 345 652536 WHITE-SRX3 345 1 | P11:22:GRE:GRE-COAL42G:2 | 0.05457 | Yes
GEN-2024-081 | 01 NORTH | G00ALL 29SP | 620417 BSSOUTH3 345 620480 DEUEL CO 3 345 1 | P11:22:GRE:GRE-COAL42G:2 | 0.05051 | Yes
GEN-2024-081 | 01 NORTH | G00ALL 29SP | 620480 DEUEL CO 3 345 620483 ASTORIA 3 345 1 | P11:22:GRE:GRE-COAL42G:2 | 0.05051 | Yes
GEN-2024-081 | 01 NORTH | G00ALL 29SP | 620369 JAMESTN3 345 657791 CENTER 3 345 1 | P11:24:OTP:BIGSTN1G:1 | 0.06662 | Yes
GEN-2024-081 | 01 NORTH | G00ALL 29SP | 620417 BSSOUTH3 345 620480 DEUEL CO 3 345 1 | P11:24:OTP:BIGSTN1G:1 | 0.05051 | Yes
GEN-2024-081 | 01 NORTH | G00ALL 29SP | 601006 SPLT RK3 345 652536 WHITE-SRX3 345 1 | P11:24:OTP:BIGSTN1G:1 | 0.05457 | Yes
GEN-2024-081 | 01 NORTH | G00ALL 29SP | 620480 DEUEL CO 3 345 620483 ASTORIA 3 345 1 | P11:24:OTP:BIGSTN1G:1 | 0.05051 | Yes
GEN-2024-081 | 01 NORTH | G00ALL 29SP | 601006 SPLT RK3 345 652536 WHITE-SRX3 345 1 | P11:24:XEL:SHERCO31G:1 | 0.05457 | Yes
GEN-2024-081 | 01 NORTH | G00ALL 29SP | 601006 SPLT RK3 345 652536 WHITE-SRX3 345 1 | P11:24:XEL:SHERCO32G:2 | 0.05457 | Yes
GEN-2024-081 | 01 NORTH | G00ALL 29SP | 601006 SPLT RK3 345 652536 WHITE-SRX3 345 1 | P11:26:XEL:SHERCO33G:3 | 0.05457 | Yes
GEN-2024-081 | 01 NORTH | G00ALL 29SP | 603023 MALLARD7 115 659155 LOGAN___-BE7 115 1 | P12:115.0:UMZ:# N-1 #:: LINE DOUGLS.C-CP7-GARRISON-CP7-1 :HV: | 0.08609 | Yes
GEN-2024-081 | 01 NORTH | G00ALL 29SP | 603023 MALLARD7 115 659155 LOGAN___-BE7 115 1 | P12:115.0:UMZ:# N-1 #:: LINE E.RUTHVL-CP7-SW.MINOT-CP7-1 :HV: | 0.09283 | Yes
GEN-2024-081 | 01 NORTH | G00ALL 29SP | 603023 MALLARD7 115 659155 LOGAN___-BE7 115 1 | P12:115.0:UMZ:# N-1 #:: LINE MALLARD7-E.RUTHVL-CP7-1 :HV: | 0.08444 | Yes
GEN-2024-081 | 01 NORTH | G00ALL 29SP | 652468 HEBRON 4 230 661053 MANDAN 4 230 1 | P12:115:MDU:COYOTE:GREEN RIVER:1: | 0.05887 | Yes
GEN-2024-081 | 01 NORTH | G00ALL 29SP | 601031 BRKNGCO3 345 620483 ASTORIA 3 345 1 | P12:115:OTP:ASTORIA7:TORONTON7:1 | 0.05075 | Yes
GEN-2024-081 | 01 NORTH | G00ALL 29SP | 603023 MALLARD7 115 659155 LOGAN___-BE7 115 1 | P12:115:UMZ:# 20078 #:: PROPER N-1 FOR TAP SNAKECR7:HV: | 0.08609 | Yes
GEN-2024-081 | 01 NORTH | G00ALL 29SP | 603023 MALLARD7 115 659155 LOGAN___-BE7 115 1 | P12:115:UMZ:# 20109 #:: PROPER N-1 FOR TAPS ROSEGLEN-CP7 + RAUB TAP-CP7:HV: | 0.08609 | Yes
GEN-2024-081 | 01 NORTH | G00ALL 29SP | 615901 GRE-STANTON4 230 659106 LELAND_O-BE4 230 1 | P12:115:XEL:SOURIS7:MAGICCITY7:1 | 0.0607 | Yes
GEN-2024-081 | 01 NORTH | G00ALL 29SP | 601031 BRKNGCO3 345 620483 ASTORIA 3 345 1 | P12:230.0:UMZ:# N-1 #:: LINE BIGSTON4-BLAIR-ER4-1 :HV: | 0.05816 | Yes
GEN-2024-081 | 01 NORTH | G00ALL 29SP | 603023 MALLARD7 115 659155 LOGAN___-BE7 115 1 | P12:230.0:UMZ:# N-1 #:: LINE GARRISN4-LELAND_O-BE4-1 :HV: | 0.08946 | Yes
GEN-2024-081 | 01 NORTH | G00ALL 29SP | 615901 GRE-STANTON4 230 659106 LELAND_O-BE4 230 1 | P12:230.0:UMZ:# N-1 #:: LINE GARRISN4-LELAND_O-BE4-1 :HV: | 0.0698 | Yes
GEN-2024-081 | 01 NORTH | G00ALL 29SP | 603023 MALLARD7 115 659155 LOGAN___-BE7 115 1 | P12:230.0:UMZ:# N-1 #:: LINE GRE-STANTON4-LELAND_O-BE4-1 :HV: | 0.08568 | Yes
GEN-2024-081 | 01 NORTH | G00ALL 29SP | 620369 JAMESTN3 345 657791 CENTER 3 345 1 | P12:230.0:UMZ:# N-1 #:: LINE GRE-STANTON4-LELAND_O-BE4-1 :HV: | 0.05857 | Yes
GEN-2024-081 | 01 NORTH | G00ALL 29SP | 620369 JAMESTN3 345 657791 CENTER 3 345 1 | P12:230.0:UMZ:# N-1 #:: LINE OWAN -MW4-JUDSON__-BE4-Z :HV: | 0.06662 | Yes
GEN-2024-081 | 01 NORTH | G00ALL 29SP | 601031 BRKNGCO3 345 620483 ASTORIA 3 345 1 | P12:230.0:UMZ:# N-1 #:: LINE OWAN -MW4-JUDSON__-BE4-Z :HV: | 0.05131 | Yes
GEN-2024-081 | 01 NORTH | G00ALL 29SP | 608607 NELSNLK4 230 615901 GRE-STANTON4 230 1 | P12:230.0:UMZ:# N-1 #:: LINE WARD 4-BISMARK4-1 :HV: | 0.05326 | Yes
GEN-2024-081 | 01 NORTH | G00ALL 29SP | 652468 HEBRON 4 230 661053 MANDAN 4 230 1 | P12:230.0:UMZ:# N-1 #:: LINE WARD 4-BISMARK4-1 :HV: | 0.05206 | Yes
GEN-2024-081 | 01 NORTH | G00ALL 29SP | 615901 GRE-STANTON4 230 659106 LELAND_O-BE4 230 1 | P12:230.0:UMZ:# N-1 #:: LINE WARD 4-BISMARK4-1 :HV: | 0.05107 | Yes
GEN-2024-081 | 01 NORTH | G00ALL 29SP | 608607 NELSNLK4 230 615901 GRE-STANTON4 230 1 | P12:230.0:UMZ:# N-1 #:: LINE WARD 4-MANDAN 4-1 :HV: | 0.05301 | Yes
GEN-2024-081 | 01 NORTH | G00ALL 29SP | 652468 HEBRON 4 230 661053 MANDAN 4 230 1 | P12:230.0:UMZ:# N-1 #:: LINE WARD 4-MANDAN 4-1 :HV: | 0.05188 | Yes
GEN-2024-081 | 01 NORTH | G00ALL 29SP | 615901 GRE-STANTON4 230 659106 LELAND_O-BE4 230 1 | P12:230.0:UMZ:# N-1 #:: LINE WARD 4-MANDAN 4-1 :HV: | 0.0509 | Yes
GEN-2024-081 | 01 NORTH | G00ALL 29SP | 615901 GRE-STANTON4 230 659106 LELAND_O-BE4 230 1 | P12:230:GRE:CCK-STN-MCH | 0.05508 | Yes
GEN-2024-081 | 01 NORTH | G00ALL 29SP | 603023 MALLARD7 115 659155 LOGAN___-BE7 115 1 | P12:230:GRE-WAPA:GRE-STANTON4:LELANDO4:1 | 0.08568 | Yes
GEN-2024-081 | 01 NORTH | G00ALL 29SP | 620369 JAMESTN3 345 657791 CENTER 3 345 1 | P12:230:GRE-WAPA:GRE-STANTON4:LELANDO4:1 | 0.05857 | Yes
GEN-2024-081 | 01 NORTH | G00ALL 29SP | 601031 BRKNGCO3 345 620483 ASTORIA 3 345 1 | P12:230:MDU:ELLENDALE:ELLENDALE345:Z: | 0.05342 | Yes
GEN-2024-081 | 01 NORTH | G00ALL 29SP | 608607 NELSNLK4 230 615901 GRE-STANTON4 230 1 | P12:230:MDU:MANDAN:ROUGHRIDER:1: | 0.05838 | Yes
GEN-2024-081 | 01 NORTH | G00ALL 29SP | 603023 MALLARD7 115 659155 LOGAN___-BE7 115 1 | P12:230:MDU:MANDAN:ROUGHRIDER:1: | 0.07944 | Yes
GEN-2024-081 | 01 NORTH | G00ALL 29SP | 615901 GRE-STANTON4 230 659106 LELAND_O-BE4 230 1 | P12:230:MDU:MANDAN:ROUGHRIDER:1: | 0.05444 | Yes
GEN-2024-081 | 01 NORTH | G00ALL 29SP | 620369 JAMESTN3 345 657791 CENTER 3 345 1 | P12:230:MDU:MANDAN:ROUGHRIDER:1: | 0.0651 | Yes
GEN-2024-081 | 01 NORTH | G00ALL 29SP | 608607 NELSNLK4 230 615901 GRE-STANTON4 230 1 | P12:230:MDU:MANDAN:WARD:1: | 0.05301 | Yes
GEN-2024-081 | 01 NORTH | G00ALL 29SP | 652468 HEBRON 4 230 661053 MANDAN 4 230 1 | P12:230:MDU:MANDAN:WARD:1: | 0.05188 | Yes
GEN-2024-081 | 01 NORTH | G00ALL 29SP | 615901 GRE-STANTON4 230 659106 LELAND_O-BE4 230 1 | P12:230:MDU:MANDAN:WARD:1: | 0.0509 | Yes
GEN-2024-081 | 01 NORTH | G00ALL 29SP | 620369 JAMESTN3 345 657791 CENTER 3 345 1 | P12:230:MDU:MERRICOURT:WISHEK:1: | 0.07681 | Yes
GEN-2024-081 | 01 NORTH | G00ALL 29SP | 608607 NELSNLK4 230 615901 GRE-STANTON4 230 1 | P12:230:MH:G82P | 0.06484 | Yes
GEN-2024-081 | 01 NORTH | G00ALL 29SP | 601031 BRKNGCO3 345 620483 ASTORIA 3 345 1 | P12:230:OTP::HANKSON4:WAHPETN4 | 0.05088 | Yes
GEN-2024-081 | 01 NORTH | G00ALL 29SP | 601031 BRKNGCO3 345 620483 ASTORIA 3 345 1 | P12:230:OTP:AUTO-SINGLE:BIGSTON4:BLAIR-ER41:HV: | 0.05816 | Yes
GEN-2024-081 | 01 NORTH | G00ALL 29SP | 608607 NELSNLK4 230 615901 GRE-STANTON4 230 1 | P12:230:OTP:CENTER4:SQBUTTE4:1 | 0.05838 | Yes
GEN-2024-081 | 01 NORTH | G00ALL 29SP | 615901 GRE-STANTON4 230 659106 LELAND_O-BE4 230 1 | P12:230:OTP:CENTER4:SQBUTTE4:1 | 0.05444 | Yes
GEN-2024-081 | 01 NORTH | G00ALL 29SP | 620369 JAMESTN3 345 657791 CENTER 3 345 1 | P12:230:OTP:CENTER4:SQBUTTE4:1 | 0.0651 | Yes
GEN-2024-081 | 01 NORTH | G00ALL 29SP | 601031 BRKNGCO3 345 620483 ASTORIA 3 345 1 | P12:230:OTP:HANKSON4:WAHPETN4:1 | 0.05088 | Yes
GEN-2024-081 | 01 NORTH | G00ALL 29SP | 608607 NELSNLK4 230 615901 GRE-STANTON4 230 1 | P12:230:OTP:ROUGHRIDER4:CENTER4:1 | 0.05838 | Yes
GEN-2024-081 | 01 NORTH | G00ALL 29SP | 603023 MALLARD7 115 659155 LOGAN___-BE7 115 1 | P12:230:OTP:ROUGHRIDER4:CENTER4:1 | 0.07944 | Yes
GEN-2024-081 | 01 NORTH | G00ALL 29SP | 615901 GRE-STANTON4 230 659106 LELAND_O-BE4 230 1 | P12:230:OTP:ROUGHRIDER4:CENTER4:1 | 0.05444 | Yes
GEN-2024-081 | 01 NORTH | G00ALL 29SP | 620369 JAMESTN3 345 657791 CENTER 3 345 1 | P12:230:OTP:ROUGHRIDER4:CENTER4:1 | 0.0651 | Yes
GEN-2024-081 | 01 NORTH | G00ALL 29SP | 620417 BSSOUTH3 345 620480 DEUEL CO 3 345 1 | P12:230:OTP:SQBUTTE4:YNG24:1 | 0.05051 | Yes
GEN-2024-081 | 01 NORTH | G00ALL 29SP | 620480 DEUEL CO 3 345 620483 ASTORIA 3 345 1 | P12:230:OTP:SQBUTTE4:YNG24:1 | 0.05051 | Yes
GEN-2024-081 | 01 NORTH | G00ALL 29SP | 608607 NELSNLK4 230 615901 GRE-STANTON4 230 1 | P12:230:XEL:ND:PEACEGARD5:RUGBY41:HV: | 0.06484 | Yes
GEN-2024-081 | 01 NORTH | G00ALL 29SP | 608607 NELSNLK4 230 615901 GRE-STANTON4 230 1 | P12:230:XEL-MH:PEACEGARD5:G82RPHT1:1 | 0.06484 | Yes
GEN-2024-081 | 01 NORTH | G00ALL 29SP | 652468 HEBRON 4 230 661053 MANDAN 4 230 1 | P12:345.0:UMZ:# N-1 #:: LINE ANTELOPE-BE3-CHARL_CK-BE3-1 :EHV: | 0.06105 | Yes
GEN-2024-081 | 01 NORTH | G00ALL 29SP | 652468 HEBRON 4 230 661053 MANDAN 4 230 1 | P12:345.0:UMZ:# N-1 #:: LINE ANTELOPE-BE3-ROUNDUP_-BE3-1 :EHV: | 0.06511 | Yes
GEN-2024-081 | 01 NORTH | G00ALL 29SP | 615901 GRE-STANTON4 230 659106 LELAND_O-BE4 230 1 | P12:345.0:UMZ:# N-1 #:: LINE BELFELD3-CHARL_CK-BE3-1 :EHV: | 0.06557 | Yes
GEN-2024-081 | 01 NORTH | G00ALL 29SP | 603023 MALLARD7 115 659155 LOGAN___-BE7 115 1 | P12:345.0:UMZ:# N-1 #:: LINE LELAND_O-BE3-CRANECRK-BE3-1 :EHV: | 0.08914 | Yes
GEN-2024-081 | 01 NORTH | G00ALL 29SP | 659139 NESET___-BE7 115 661085 TIOGA4 7 115 1 | P12:345.0:UMZ:# N-1 #:: LINE SPRNGBRK-BE3-JUDSON__-BE3-1 :EHV: | 0.05435 | Yes
GEN-2024-081 | 01 NORTH | G00ALL 29SP | 659139 NESET___-BE7 115 661085 TIOGA4 7 115 1 | P12:345.0:UMZ:# N-1 #:: LINE TANDE___-BE3-TN.LS-JD-BE3-Z :EHV: | 0.0641 | Yes
GEN-2024-081 | 01 NORTH | G00ALL 29SP | 620417 BSSOUTH3 345 620480 DEUEL CO 3 345 1 | P12:345.0:UMZ:# N-1 #:: LINE WATERTN3-WATERTN-LNX3-Z :EHV: | 0.06289 | Yes
GEN-2024-081 | 01 NORTH | G00ALL 29SP | 620480 DEUEL CO 3 345 620483 ASTORIA 3 345 1 | P12:345.0:UMZ:# N-1 #:: LINE WATERTN3-WATERTN-LNX3-Z :EHV: | 0.06289 | Yes
GEN-2024-081 | 01 NORTH | G00ALL 29SP | 620417 BSSOUTH3 345 620480 DEUEL CO 3 345 1 | P12:345.0:UMZ:# N-1 #:: LINE WHITE 3-WATERTN-LNX3-1 :EHV: | 0.06289 | Yes
GEN-2024-081 | 01 NORTH | G00ALL 29SP | 620480 DEUEL CO 3 345 620483 ASTORIA 3 345 1 | P12:345.0:UMZ:# N-1 #:: LINE WHITE 3-WATERTN-LNX3-1 :EHV: | 0.06289 | Yes
GEN-2024-081 | 01 NORTH | G00ALL 29SP | 601006 SPLT RK3 345 652536 WHITE-SRX3 345 1 | P12:345:OTP:ASTORIA3:J510ASTOR3:1 | 0.05457 | Yes
GEN-2024-081 | 01 NORTH | G00ALL 29SP | 620369 JAMESTN3 345 657791 CENTER 3 345 1 | P12:345:OTP:CENTER3:CNTSHNT3:Z1 | 0.07359 | Yes
GEN-2024-081 | 01 NORTH | G00ALL 29SP | 620358 BUFFALO3 345 620369 JAMESTN3 345 1 | P12:345:OTP:CENTER3:CNTSHNT3:Z1 | 0.0504 | Yes
GEN-2024-081 | 01 NORTH | G00ALL 29SP | 601031 BRKNGCO3 345 620483 ASTORIA 3 345 1 | P13:034-230-345:MDU:ELLENDALE345:1: | 0.05131 | Yes
GEN-2024-081 | 01 NORTH | G00ALL 29SP | 615901 GRE-STANTON4 230 659106 LELAND_O-BE4 230 1 | P13:115-230:GRE:MCH TR1 | 0.05909 | Yes
GEN-2024-081 | 01 NORTH | G00ALL 29SP | 620417 BSSOUTH3 345 620480 DEUEL CO 3 345 1 | P13:20-230:OTP:CENTER2G:YNG24:1 | 0.05051 | Yes
GEN-2024-081 | 01 NORTH | G00ALL 29SP | 620480 DEUEL CO 3 345 620483 ASTORIA 3 345 1 | P13:20-230:OTP:CENTER2G:YNG24:1 | 0.05051 | Yes
GEN-2024-081 | 01 NORTH | G00ALL 29SP | 657756 SQBUTTE4 230 995911 620:CENTER # 230 1 | P13:230:OTP:SQBUTTE4:CENTER3:CENTR2TE2:HV: | 0.05661 | Yes
GEN-2024-081 | 01 NORTH | G00ALL 29SP | 657791 CENTER 3 345 995911 620:CENTER # 230 1 | P13:230:OTP:SQBUTTE4:CENTER3:CENTR2TE2:HV: | 0.05661 | Yes
GEN-2024-081 | 01 NORTH | G00ALL 29SP | 620369 JAMESTN3 345 657791 CENTER 3 345 1 | P13:230-24:OTP:BIGSTON4:BIGSTN1G:1 | 0.06662 | Yes
GEN-2024-081 | 01 NORTH | G00ALL 29SP | 620417 BSSOUTH3 345 620480 DEUEL CO 3 345 1 | P13:230-24:OTP:BIGSTON4:BIGSTN1G:1 | 0.05051 | Yes
GEN-2024-081 | 01 NORTH | G00ALL 29SP | 601006 SPLT RK3 345 652536 WHITE-SRX3 345 1 | P13:230-24:OTP:BIGSTON4:BIGSTN1G:1 | 0.05457 | Yes
GEN-2024-081 | 01 NORTH | G00ALL 29SP | 620480 DEUEL CO 3 345 620483 ASTORIA 3 345 1 | P13:230-24:OTP:BIGSTON4:BIGSTN1G:1 | 0.05051 | Yes
GEN-2024-081 | 01 NORTH | G00ALL 29SP | 620417 BSSOUTH3 345 620480 DEUEL CO 3 345 1 | P13:24-345:OTP:COYOTE1G:COYOTE3:1 | 0.05051 | Yes
GEN-2024-081 | 01 NORTH | G00ALL 29SP | 620480 DEUEL CO 3 345 620483 ASTORIA 3 345 1 | P13:24-345:OTP:COYOTE1G:COYOTE3:1 | 0.05051 | Yes
GEN-2024-081 | 01 NORTH | G00ALL 29SP | 620417 BSSOUTH3 345 620480 DEUEL CO 3 345 1 | P13:345:MDU:COYOTE:1:COYOTE GSU LOSS | 0.05051 | Yes
GEN-2024-081 | 01 NORTH | G00ALL 29SP | 620480 DEUEL CO 3 345 620483 ASTORIA 3 345 1 | P13:345:MDU:COYOTE:1:COYOTE GSU LOSS | 0.05051 | Yes
GEN-2024-081 | 01 NORTH | G00ALL 29SP | 603023 MALLARD7 115 659155 LOGAN___-BE7 115 1 | P13:345-18.0:UMZ:# N-1 #:: 2WND PIONEER_-BE3-P4_CTG_1-BEG-1 :EHV: | 0.0792 | Yes
GEN-2024-081 | 01 NORTH | G00ALL 29SP | 652468 HEBRON 4 230 661053 MANDAN 4 230 1 | P13:345-18.0:UMZ:# N-1 #:: 2WND PIONEER_-BE3-P4_CTG_1-BEG-1 :EHV: | 0.05395 | Yes
GEN-2024-081 | 01 NORTH | G00ALL 29SP | 620369 JAMESTN3 345 657791 CENTER 3 345 1 | P14:345:UMZ:# 7220 #:: PROPER MINNKOTA CON FOR CENTER SHUNT TAKES LINE:EHV: | 0.07359 | Yes
GEN-2024-081 | 01 NORTH | G00ALL 29SP | 620358 BUFFALO3 345 620369 JAMESTN3 345 1 | P14:345:UMZ:# 7220 #:: PROPER MINNKOTA CON FOR CENTER SHUNT TAKES LINE:EHV: | 0.0504 | Yes
GEN-2024-081 | 01 NORTH | G00ALL 29SP | 652468 HEBRON 4 230 661053 MANDAN 4 230 1 | P21:115:MDU:COYOTE:WESTMORELAND 1:1: | 0.05887 | Yes
GEN-2024-081 | 01 NORTH | G00ALL 29SP | 652468 HEBRON 4 230 661053 MANDAN 4 230 1 | P21:115:MDU:GREEN RIVER:WESTMORELAND 1:1: | 0.05887 | Yes
GEN-2024-081 | 01 NORTH | G00ALL 29SP | 603023 MALLARD7 115 659155 LOGAN___-BE7 115 1 | P21:115:XEL-WAPA:MALLARD7:RUTHVILL-CP7:1:HV: | 0.08444 | Yes
GEN-2024-081 | 01 NORTH | G00ALL 29SP | 615901 GRE-STANTON4 230 659106 LELAND_O-BE4 230 1 | P21:230:GRE:GRE-MCHENRY4:GRE-COALTP4:1:HV: | 0.05511 | Yes
GEN-2024-081 | 01 NORTH | G00ALL 29SP | 620417 BSSOUTH3 345 620480 DEUEL CO 3 345 1 | P21:345:UMZW:# 326 #:: WT2 IN SD. OPENING OF A LINE SECTION W/O A FAULT (WT2-WT2LNX3 LINE REACTOR):EHV: | 0.06289 | Yes
GEN-2024-081 | 01 NORTH | G00ALL 29SP | 620480 DEUEL CO 3 345 620483 ASTORIA 3 345 1 | P21:345:UMZW:# 326 #:: WT2 IN SD. OPENING OF A LINE SECTION W/O A FAULT (WT2-WT2LNX3 LINE REACTOR):EHV: | 0.06289 | Yes
GEN-2024-081 | 01 NORTH | G00ALL 29SP | 615901 GRE-STANTON4 230 659106 LELAND_O-BE4 230 1 | P22:345:UMZW:# 386 #:: BEF IN ND. 345 BUS FAULT :EHV: | 0.06557 | Yes
GEN-2024-081 | 01 NORTH | G00ALL 29SP | 601006 SPLT RK3 345 652536 WHITE-SRX3 345 1 | P23:345:OTP::ASTORIA 3:BRK-A5:EHV: | 0.05457 | Yes
GEN-2024-081 | 01 NORTH | G00ALL 29SP | 620369 JAMESTN3 345 657791 CENTER 3 345 1 | P23:345:OTP::TWIN BRKS 3:3855:EHV: | 0.06233 | Yes
GEN-2024-081 | 01 NORTH | G00ALL 29SP | 620369 JAMESTN3 345 657791 CENTER 3 345 1 | P23:345:OTP::TWIN BRKS 3:BRKX:EHV: | 0.06233 | Yes
GEN-2024-081 | 01 NORTH | G00ALL 29SP | 620369 JAMESTN3 345 657791 CENTER 3 345 1 | P23:345:OTP::TWIN BRKS 3:BRKY:EHV: | 0.06233 | Yes
GEN-2024-081 | 01 NORTH | G00ALL 29SP | 620369 JAMESTN3 345 657791 CENTER 3 345 1 | P23:345:OTP:TWINBRKS3:BKR1::EHV: | 0.06233 | Yes
GEN-2024-081 | 01 NORTH | G00ALL 29SP | 620369 JAMESTN3 345 657791 CENTER 3 345 1 | P23:345:OTP:TWINBRKS3:BKR3875::EHV: | 0.06233 | Yes
GEN-2024-081 | 01 NORTH | G00ALL 29SP | 652468 HEBRON 4 230 661053 MANDAN 4 230 1 | P23:345:UMZB:# 3706 #:: RP IN ND. BREAKER FAULT ROUND UP (496):EHV: | 0.06511 | Yes
GEN-2024-081 | 01 NORTH | G00ALL 29SP | 659139 NESET___-BE7 115 661085 TIOGA4 7 115 1 | P23:345:UMZB:# 7148 #:: TND IN ND. BREAKER FAULT (296):EHV: | 0.06408 | Yes
GEN-2024-081 | 01 NORTH | G00ALL 29SP | 659139 NESET___-BE7 115 661085 TIOGA4 7 115 1 | P23:345:UMZB:# 7149 #:: TND IN ND. BREAKER FAULT (292):EHV: | 0.06408 | Yes
GEN-2024-081 | 01 NORTH | G00ALL 29SP | 620417 BSSOUTH3 345 620480 DEUEL CO 3 345 1 | P23:345:UMZW:# 823 #:: WH IN SD. :EHV: | 0.06287 | Yes
GEN-2024-081 | 01 NORTH | G00ALL 29SP | 620480 DEUEL CO 3 345 620483 ASTORIA 3 345 1 | P23:345:UMZW:# 823 #:: WH IN SD. :EHV: | 0.06287 | Yes
GEN-2024-081 | 01 NORTH | G00ALL 29SP | 620417 BSSOUTH3 345 620480 DEUEL CO 3 345 1 | P23:345:UMZW:# 824 #:: WH IN SD. :EHV: | 0.06287 | Yes
GEN-2024-081 | 01 NORTH | G00ALL 29SP | 620480 DEUEL CO 3 345 620483 ASTORIA 3 345 1 | P23:345:UMZW:# 824 #:: WH IN SD. :EHV: | 0.06287 | Yes
GEN-2024-081 | 01 NORTH | G00ALL 29SP | 601006 SPLT RK3 345 652536 WHITE-SRX3 345 1 | P23:345:XEL:8N22 SHC:::EHV: | 0.05457 | Yes
GEN-2024-081 | 01 NORTH | G00ALL 29SP | 608607 NELSNLK4 230 615901 GRE-STANTON4 230 1 | P41:345:UMZB:# 2511 #:: LO IN ND. BREAKER FAULT (2596):EHV: | 0.06971 | Yes
GEN-2024-081 | 01 NORTH | G00ALL 29SP | 615901 GRE-STANTON4 230 659106 LELAND_O-BE4 230 1 | P41:345:UMZB:# 2511 #:: LO IN ND. BREAKER FAULT (2596):EHV: | 0.06847 | Yes
GEN-2024-081 | 01 NORTH | G00ALL 29SP | 608607 NELSNLK4 230 615901 GRE-STANTON4 230 1 | P42:345:UMZB:# 2493 #:: LO IN ND. STUCK BREAKER (2596):EHV: | 0.06971 | Yes
GEN-2024-081 | 01 NORTH | G00ALL 29SP | 615901 GRE-STANTON4 230 659106 LELAND_O-BE4 230 1 | P42:345:UMZB:# 2493 #:: LO IN ND. STUCK BREAKER (2596):EHV: | 0.06847 | Yes
GEN-2024-081 | 01 NORTH | G00ALL 29SP | 652468 HEBRON 4 230 661053 MANDAN 4 230 1 | P42:345:UMZB:# 2504 #:: AVS IN ND. STUCK BREAKER (4396):EHV: | 0.06512 | Yes
GEN-2024-081 | 01 NORTH | G00ALL 29SP | 652468 HEBRON 4 230 661053 MANDAN 4 230 1 | P45:345:UMZB:# 2507 #:: LRS IN NE. LRS BUS FAULT:EHV: | 0.05809 | Yes
GEN-2024-081 | 01 NORTH | G00ALL 29SP | 601006 SPLT RK3 345 652536 WHITE-SRX3 345 1 | P55:345:XEL:MNN1 | 0.05488 | Yes
GEN-2024-081 | 01 NORTH | G00ALL 29SP | 601006 SPLT RK3 345 652536 WHITE-SRX3 345 1 | P55:345:XEL:PRI1 | 0.05464 | Yes
GEN-2024-081 | 01 NORTH | G00ALL 29SP | 601006 SPLT RK3 345 652536 WHITE-SRX3 345 1 | 601048 LYON CO 3 345 631138 LAKEFLD3 345 1 | 0.0629 | Yes
GEN-2024-081 | 01 NORTH | G00ALL 29SP | 652468 HEBRON 4 230 661053 MANDAN 4 230 1 | 608607 NELSNLK4 230 615901 GRE-STANTON4 230 1 | 0.05847 | Yes
GEN-2024-081 | 01 NORTH | G00ALL 29SP | 620369 JAMESTN3 345 657791 CENTER 3 345 1 | 608607 NELSNLK4 230 615901 GRE-STANTON4 230 1 | 0.05385 | Yes
GEN-2024-081 | 01 NORTH | G00ALL 29SP | 601031 BRKNGCO3 345 620483 ASTORIA 3 345 1 | 620202 TORONTO N 7 115 620283 ASTORIA 7 115 1 | 0.05075 | Yes
GEN-2024-081 | 01 NORTH | G00ALL 29SP | 620417 BSSOUTH3 345 620480 DEUEL CO 3 345 1 | 620322 BSSOUTH4 230 621317 CROWN CAP 230 1 | 0.05051 | Yes
GEN-2024-081 | 01 NORTH | G00ALL 29SP | 601031 BRKNGCO3 345 620483 ASTORIA 3 345 1 | 620327 HANKSON4 230 620829 WAHPETON XF4 230 1 | 0.05088 | Yes
GEN-2024-081 | 01 NORTH | G00ALL 29SP | 620480 DEUEL CO 3 345 620483 ASTORIA 3 345 1 | 620480 DEUEL CO 3 345 621480 J526 SUB 345 1 | 0.05051 | Yes
GEN-2024-081 | 01 NORTH | G00ALL 29SP | 601006 SPLT RK3 345 652536 WHITE-SRX3 345 1 | 620482 J510 ASTOR 3 345 620083 J510 ASTORG1 21.0 1 | 0.05457 | Yes
GEN-2024-081 | 01 NORTH | G00ALL 29SP | 601031 BRKNGCO3 345 620483 ASTORIA 3 345 1 | 620483 ASTORIA 3 345 3WXFMR 620:AST/345/115 1 | 0.05075 | Yes
GEN-2024-081 | 01 NORTH | G00ALL 29SP | 620417 BSSOUTH3 345 620480 DEUEL CO 3 345 1 | 621317 CROWN CAP 230 621318 CROWN RDG 230 1 | 0.05051 | Yes
GEN-2024-081 | 01 NORTH | G00ALL 29SP | 620417 BSSOUTH3 345 620480 DEUEL CO 3 345 1 | 621318 CROWN RDG 230 621319 CROWN RDG N 230 1 | 0.05051 | Yes
GEN-2024-081 | 01 NORTH | G00ALL 29SP | 620480 DEUEL CO 3 345 620483 ASTORIA 3 345 1 | 621318 CROWN RDG 230 621319 CROWN RDG N 230 1 | 0.05051 | Yes
GEN-2024-081 | 01 NORTH | G00ALL 29SP | 652468 HEBRON 4 230 661053 MANDAN 4 230 1 | 652424 BELFELD3 345 800121 MAURINE 2 345 1 | 0.06597 | Yes
GEN-2024-081 | 01 NORTH | G00ALL 29SP | 603023 MALLARD7 115 659155 LOGAN___-BE7 115 1 | 652442 GARRISN7 115 652590 SNAKECR7 115 1 | 0.08609 | Yes
GEN-2024-081 | 01 NORTH | G00ALL 29SP | 603023 MALLARD7 115 659155 LOGAN___-BE7 115 1 | 652590 SNAKECR7 115 655702 GARRISON-CP7 115 1 | 0.08609 | Yes
GEN-2024-081 | 01 NORTH | G00ALL 29SP | 603023 MALLARD7 115 659155 LOGAN___-BE7 115 1 | 655661 DOUGLS.C-CP7 115 655662 ROSEGLEN-CP7 115 1 | 0.08609 | Yes
GEN-2024-081 | 01 NORTH | G00ALL 29SP | 603023 MALLARD7 115 659155 LOGAN___-BE7 115 1 | 655662 ROSEGLEN-CP7 115 655663 RAUB TAP-CP7 115 1 | 0.08609 | Yes
GEN-2024-081 | 01 NORTH | G00ALL 29SP | 657756 SQBUTTE4 230 995910 620:CENTER # 230 2 | 657791 CENTER 3 345 3WXFMR 620:CENTER #1 345/ 1 | 0.05648 | Yes
GEN-2024-081 | 01 NORTH | G00ALL 29SP | 657791 CENTER 3 345 995910 620:CENTER # 230 2 | 657791 CENTER 3 345 3WXFMR 620:CENTER #1 345/ 1 | 0.05648 | Yes
GEN-2024-081 | 01 NORTH | G00ALL 29SP | 603022 SOURIS 7 115 603270 MAGIC CITY 7 115 1 | 659050 LOGAN__-BE3 345 659105 LELAND_O-BE3 345 1 | 0.05564 | Yes
GEN-2024-081 | 01 NORTH | G00ALL 29SP | 603023 MALLARD7 115 659155 LOGAN___-BE7 115 1 | 659050 LOGAN__-BE3 345 659105 LELAND_O-BE3 345 1 | 0.10601 | Yes
GEN-2024-081 | 01 NORTH | G00ALL 29SP | 603022 SOURIS 7 115 603023 MALLARD7 115 1 | 659050 LOGAN__-BE3 345 659105 LELAND_O-BE3 345 1 | 0.05564 | Yes
GEN-2024-081 | 01 NORTH | G00ALL 29SP | 659139 NESET___-BE7 115 661085 TIOGA4 7 115 1 | 659070 W.BANK.S-BE3 345 659427 TN.LS-JD-BE3 345 1 | 0.0641 | Yes
GEN-2024-081 | 01 NORTH | G00ALL 29SP | 659139 NESET___-BE7 115 661085 TIOGA4 7 115 1 | 659330 SPRNGBRK-BE3 345 779400 G24-081-TAP 345 1 | 0.06235 | Yes
GEN-2024-081 | 01 NORTH | G00ALL 29SP | 603023 MALLARD7 115 659155 LOGAN___-BE7 115 1 | 659575 PIONEER_-BE3 345 768641 G22-083GEN1 20.0 1 | 0.0792 | Yes
GEN-2024-081 | 01 NORTH | G00ALL 29SP | 652468 HEBRON 4 230 661053 MANDAN 4 230 1 | 659575 PIONEER_-BE3 345 768641 G22-083GEN1 20.0 1 | 0.05395 | Yes
GEN-2024-081 | 01 NORTH | G00ALL 29SP | 608607 NELSNLK4 230 615901 GRE-STANTON4 230 1 | 661016 COYOTE 3 345 3WXFMR 661:COYOTE TR1 1 | 0.0638 | Yes
GEN-2024-081 | 01 NORTH | G00ALL 29SP | 652468 HEBRON 4 230 661053 MANDAN 4 230 1 | 661016 COYOTE 3 345 3WXFMR 661:COYOTE TR1 1 | 0.05664 | Yes
GEN-2024-081 | 01 NORTH | G00ALL 29SP | 615901 GRE-STANTON4 230 659106 LELAND_O-BE4 230 1 | 661016 COYOTE 3 345 3WXFMR 661:COYOTE TR1 1 | 0.05769 | Yes
GEN-2024-081 | 01 NORTH | G00ALL 29SP | 620369 JAMESTN3 345 657791 CENTER 3 345 1 | 661016 COYOTE 3 345 3WXFMR 661:COYOTE TR1 1 | 0.06108 | Yes
GEN-2024-081 | 01 NORTH | G00ALL 29SP | 601031 BRKNGCO3 345 620483 ASTORIA 3 345 1 | 661097 ELLENDL345 3 345 3WXFMR 661:ELLENDL 345 1 | 0.05009 | Yes
GEN-2024-081 | 01 NORTH | G00ALL 29SP | 620369 JAMESTN3 345 657791 CENTER 3 345 1 | 67020 MPC03839POI 345 657946 PRAIRIE3 345 1 | 0.07359 | Yes
GEN-2024-081 | 01 NORTH | G00ALL 29SP | 615901 GRE-STANTON4 230 659106 LELAND_O-BE4 230 1 | 67020 MPC03839POI 345 657946 PRAIRIE3 345 1 | 0.05057 | Yes
GEN-2024-081 | 01 NORTH | G00ALL 29SP | 620358 BUFFALO3 345 620369 JAMESTN3 345 1 | 67020 MPC03839POI 345 657946 PRAIRIE3 345 1 | 0.0504 | Yes
GEN-2024-081 | 01 NORTH | G00ALL 29SP | 620369 JAMESTN3 345 657791 CENTER 3 345 1 | 67020 MPC03839POI 345 657951 CNTSHNT3 345 1 | 0.07359 | Yes
GEN-2024-081 | 01 NORTH | G00ALL 29SP | 620358 BUFFALO3 345 620369 JAMESTN3 345 1 | 67020 MPC03839POI 345 657951 CNTSHNT3 345 1 | 0.0504 | Yes
GEN-2024-081 | 01 NORTH | G00ALL 29SP | 652468 HEBRON 4 230 661053 MANDAN 4 230 1 | 800120 UNDERWOOD 2 345 800121 MAURINE 2 345 1 | 0.06119 | Yes
GEN-2024-081 | 01 NORTH | G00ALL 29SP | 608607 NELSNLK4 230 615901 GRE-STANTON4 230 1 | Base Case | 0.05603 | Yes
GEN-2024-081 | 01 NORTH | G00ALL 29SP | 603023 MALLARD7 115 659155 LOGAN___-BE7 115 1 | Base Case | 0.0792 | Yes
GEN-2024-081 | 01 NORTH | G00ALL 29SP | 652468 HEBRON 4 230 661053 MANDAN 4 230 1 | Base Case | 0.05395 | Yes
GEN-2024-081 | 01 NORTH | G00ALL 29SP | 615901 GRE-STANTON4 230 659106 LELAND_O-BE4 230 1 | Base Case | 0.05293 | Yes
GEN-2024-081 | 01 NORTH | G00ALL 29SP | 620369 JAMESTN3 345 657791 CENTER 3 345 1 | Base Case | 0.06662 | Yes
GEN-2024-081 | 01 NORTH | G00ALL 29SP | 601031 BRKNGCO3 345 620483 ASTORIA 3 345 1 | Base Case | 0.05131 | Yes
GEN-2024-081 | 01 NORTH | G00ALL 29SP | 620417 BSSOUTH3 345 620480 DEUEL CO 3 345 1 | Base Case | 0.05051 | Yes
GEN-2024-081 | 01 NORTH | G00ALL 29SP | 601006 SPLT RK3 345 652536 WHITE-SRX3 345 1 | Base Case | 0.05457 | Yes
GEN-2024-081 | 01 NORTH | G00ALL 29SP | 620480 DEUEL CO 3 345 620483 ASTORIA 3 345 1 | Base Case | 0.05051 | Yes
GEN-2024-081 | 01 NORTH | G00ALL 29SP | 603023 MALLARD7 115 659155 LOGAN___-BE7 115 1 | GEN-2022-083_POI_659333_Generator_outage | 0.0792 | Yes
GEN-2024-081 | 01 NORTH | G00ALL 29SP | 652468 HEBRON 4 230 661053 MANDAN 4 230 1 | GEN-2022-083_POI_659333_Generator_outage | 0.05395 | Yes
GEN-2024-081 | 01 NORTH | G00ALL 29SP | 615901 GRE-STANTON4 230 659106 LELAND_O-BE4 230 1 | GEN659107 2 | 0.05293 | Yes
GEN-2024-081 | 01 NORTH | G00ALL 29SP | 615901 GRE-STANTON4 230 659106 LELAND_O-BE4 230 1 | GEN659107 2_Dup1 | 0.05293 | Yes
GEN-2024-081 | 01 NORTH | G00ALL 29SP | 652468 HEBRON 4 230 661053 MANDAN 4 230 1 | GEN659578 1_Dup1 | 0.05395 | Yes
GEN-2024-082 | 01 NORTH | G00ALL 29SP | 601006 SPLT RK3 345 652536 WHITE-SRX3 345 1 | P11:0:OTP:J510ASTORG1:1 | 0.05457 | Yes
GEN-2024-082 | 01 NORTH | G00ALL 29SP | 652468 HEBRON 4 230 661053 MANDAN 4 230 1 | P11:18.0:UMZ:# N-1 #:: UNIT P4_CTG_1-BEG-1 RATED 235.8 MW:HV: | 0.05395 | Yes
GEN-2024-082 | 01 NORTH | G00ALL 29SP | 601006 SPLT RK3 345 652536 WHITE-SRX3 345 1 | P11:20:OTP:CENTER2G:1 | 0.05457 | Yes
GEN-2024-082 | 01 NORTH | G00ALL 29SP | 620417 BSSOUTH3 345 620480 DEUEL CO 3 345 1 | P11:20:OTP:CENTER2G:1 | 0.05051 | Yes
GEN-2024-082 | 01 NORTH | G00ALL 29SP | 620480 DEUEL CO 3 345 620483 ASTORIA 3 345 1 | P11:20:OTP:CENTER2G:1 | 0.05051 | Yes
GEN-2024-082 | 01 NORTH | G00ALL 29SP | 608607 NELSNLK4 230 615901 GRE-STANTON4 230 1 | P11:22:GRE:GRE-COAL41G:1 | 0.05603 | Yes
GEN-2024-082 | 01 NORTH | G00ALL 29SP | 601006 SPLT RK3 345 652536 WHITE-SRX3 345 1 | P11:22:GRE:GRE-COAL41G:1 | 0.05457 | Yes
GEN-2024-082 | 01 NORTH | G00ALL 29SP | 620417 BSSOUTH3 345 620480 DEUEL CO 3 345 1 | P11:22:GRE:GRE-COAL41G:1 | 0.05051 | Yes
GEN-2024-082 | 01 NORTH | G00ALL 29SP | 620480 DEUEL CO 3 345 620483 ASTORIA 3 345 1 | P11:22:GRE:GRE-COAL41G:1 | 0.05051 | Yes
GEN-2024-082 | 01 NORTH | G00ALL 29SP | 608607 NELSNLK4 230 615901 GRE-STANTON4 230 1 | P11:22:GRE:GRE-COAL42G:2 | 0.05603 | Yes
GEN-2024-082 | 01 NORTH | G00ALL 29SP | 601006 SPLT RK3 345 652536 WHITE-SRX3 345 1 | P11:22:GRE:GRE-COAL42G:2 | 0.05457 | Yes
GEN-2024-082 | 01 NORTH | G00ALL 29SP | 620417 BSSOUTH3 345 620480 DEUEL CO 3 345 1 | P11:22:GRE:GRE-COAL42G:2 | 0.05051 | Yes
GEN-2024-082 | 01 NORTH | G00ALL 29SP | 620480 DEUEL CO 3 345 620483 ASTORIA 3 345 1 | P11:22:GRE:GRE-COAL42G:2 | 0.05051 | Yes
GEN-2024-082 | 01 NORTH | G00ALL 29SP | 620369 JAMESTN3 345 657791 CENTER 3 345 1 | P11:24:OTP:BIGSTN1G:1 | 0.06662 | Yes
GEN-2024-082 | 01 NORTH | G00ALL 29SP | 620417 BSSOUTH3 345 620480 DEUEL CO 3 345 1 | P11:24:OTP:BIGSTN1G:1 | 0.05051 | Yes
GEN-2024-082 | 01 NORTH | G00ALL 29SP | 601006 SPLT RK3 345 652536 WHITE-SRX3 345 1 | P11:24:OTP:BIGSTN1G:1 | 0.05457 | Yes
GEN-2024-082 | 01 NORTH | G00ALL 29SP | 620480 DEUEL CO 3 345 620483 ASTORIA 3 345 1 | P11:24:OTP:BIGSTN1G:1 | 0.05051 | Yes
GEN-2024-082 | 01 NORTH | G00ALL 29SP | 601006 SPLT RK3 345 652536 WHITE-SRX3 345 1 | P11:24:XEL:SHERCO31G:1 | 0.05457 | Yes
GEN-2024-082 | 01 NORTH | G00ALL 29SP | 601006 SPLT RK3 345 652536 WHITE-SRX3 345 1 | P11:24:XEL:SHERCO32G:2 | 0.05457 | Yes
GEN-2024-082 | 01 NORTH | G00ALL 29SP | 601006 SPLT RK3 345 652536 WHITE-SRX3 345 1 | P11:26:XEL:SHERCO33G:3 | 0.05457 | Yes
GEN-2024-082 | 01 NORTH | G00ALL 29SP | 603023 MALLARD7 115 659155 LOGAN___-BE7 115 1 | P12:115.0:UMZ:# N-1 #:: LINE DOUGLS.C-CP7-GARRISON-CP7-1 :HV: | 0.08609 | Yes
GEN-2024-082 | 01 NORTH | G00ALL 29SP | 603023 MALLARD7 115 659155 LOGAN___-BE7 115 1 | P12:115.0:UMZ:# N-1 #:: LINE E.RUTHVL-CP7-SW.MINOT-CP7-1 :HV: | 0.09283 | Yes
GEN-2024-082 | 01 NORTH | G00ALL 29SP | 603023 MALLARD7 115 659155 LOGAN___-BE7 115 1 | P12:115.0:UMZ:# N-1 #:: LINE MALLARD7-E.RUTHVL-CP7-1 :HV: | 0.08444 | Yes
GEN-2024-082 | 01 NORTH | G00ALL 29SP | 652468 HEBRON 4 230 661053 MANDAN 4 230 1 | P12:115:MDU:COYOTE:GREEN RIVER:1: | 0.05887 | Yes
GEN-2024-082 | 01 NORTH | G00ALL 29SP | 601031 BRKNGCO3 345 620483 ASTORIA 3 345 1 | P12:115:OTP:ASTORIA7:TORONTON7:1 | 0.05075 | Yes
GEN-2024-082 | 01 NORTH | G00ALL 29SP | 603023 MALLARD7 115 659155 LOGAN___-BE7 115 1 | P12:115:UMZ:# 20078 #:: PROPER N-1 FOR TAP SNAKECR7:HV: | 0.08609 | Yes
GEN-2024-082 | 01 NORTH | G00ALL 29SP | 603023 MALLARD7 115 659155 LOGAN___-BE7 115 1 | P12:115:UMZ:# 20109 #:: PROPER N-1 FOR TAPS ROSEGLEN-CP7 + RAUB TAP-CP7:HV: | 0.08609 | Yes
GEN-2024-082 | 01 NORTH | G00ALL 29SP | 615901 GRE-STANTON4 230 659106 LELAND_O-BE4 230 1 | P12:115:XEL:SOURIS7:MAGICCITY7:1 | 0.0607 | Yes
GEN-2024-082 | 01 NORTH | G00ALL 29SP | 601031 BRKNGCO3 345 620483 ASTORIA 3 345 1 | P12:230.0:UMZ:# N-1 #:: LINE BIGSTON4-BLAIR-ER4-1 :HV: | 0.05816 | Yes
GEN-2024-082 | 01 NORTH | G00ALL 29SP | 603023 MALLARD7 115 659155 LOGAN___-BE7 115 1 | P12:230.0:UMZ:# N-1 #:: LINE GARRISN4-LELAND_O-BE4-1 :HV: | 0.08946 | Yes
GEN-2024-082 | 01 NORTH | G00ALL 29SP | 615901 GRE-STANTON4 230 659106 LELAND_O-BE4 230 1 | P12:230.0:UMZ:# N-1 #:: LINE GARRISN4-LELAND_O-BE4-1 :HV: | 0.0698 | Yes
GEN-2024-082 | 01 NORTH | G00ALL 29SP | 603023 MALLARD7 115 659155 LOGAN___-BE7 115 1 | P12:230.0:UMZ:# N-1 #:: LINE GRE-STANTON4-LELAND_O-BE4-1 :HV: | 0.08568 | Yes
GEN-2024-082 | 01 NORTH | G00ALL 29SP | 620369 JAMESTN3 345 657791 CENTER 3 345 1 | P12:230.0:UMZ:# N-1 #:: LINE GRE-STANTON4-LELAND_O-BE4-1 :HV: | 0.05857 | Yes
GEN-2024-082 | 01 NORTH | G00ALL 29SP | 620369 JAMESTN3 345 657791 CENTER 3 345 1 | P12:230.0:UMZ:# N-1 #:: LINE OWAN -MW4-JUDSON__-BE4-Z :HV: | 0.06662 | Yes
GEN-2024-082 | 01 NORTH | G00ALL 29SP | 601031 BRKNGCO3 345 620483 ASTORIA 3 345 1 | P12:230.0:UMZ:# N-1 #:: LINE OWAN -MW4-JUDSON__-BE4-Z :HV: | 0.05131 | Yes
GEN-2024-082 | 01 NORTH | G00ALL 29SP | 608607 NELSNLK4 230 615901 GRE-STANTON4 230 1 | P12:230.0:UMZ:# N-1 #:: LINE WARD 4-BISMARK4-1 :HV: | 0.05326 | Yes
GEN-2024-082 | 01 NORTH | G00ALL 29SP | 652468 HEBRON 4 230 661053 MANDAN 4 230 1 | P12:230.0:UMZ:# N-1 #:: LINE WARD 4-BISMARK4-1 :HV: | 0.05206 | Yes
GEN-2024-082 | 01 NORTH | G00ALL 29SP | 615901 GRE-STANTON4 230 659106 LELAND_O-BE4 230 1 | P12:230.0:UMZ:# N-1 #:: LINE WARD 4-BISMARK4-1 :HV: | 0.05107 | Yes
GEN-2024-082 | 01 NORTH | G00ALL 29SP | 608607 NELSNLK4 230 615901 GRE-STANTON4 230 1 | P12:230.0:UMZ:# N-1 #:: LINE WARD 4-MANDAN 4-1 :HV: | 0.05301 | Yes
GEN-2024-082 | 01 NORTH | G00ALL 29SP | 652468 HEBRON 4 230 661053 MANDAN 4 230 1 | P12:230.0:UMZ:# N-1 #:: LINE WARD 4-MANDAN 4-1 :HV: | 0.05188 | Yes
GEN-2024-082 | 01 NORTH | G00ALL 29SP | 615901 GRE-STANTON4 230 659106 LELAND_O-BE4 230 1 | P12:230.0:UMZ:# N-1 #:: LINE WARD 4-MANDAN 4-1 :HV: | 0.0509 | Yes
GEN-2024-082 | 01 NORTH | G00ALL 29SP | 615901 GRE-STANTON4 230 659106 LELAND_O-BE4 230 1 | P12:230:GRE:CCK-STN-MCH | 0.05508 | Yes
GEN-2024-082 | 01 NORTH | G00ALL 29SP | 603023 MALLARD7 115 659155 LOGAN___-BE7 115 1 | P12:230:GRE-WAPA:GRE-STANTON4:LELANDO4:1 | 0.08568 | Yes
GEN-2024-082 | 01 NORTH | G00ALL 29SP | 620369 JAMESTN3 345 657791 CENTER 3 345 1 | P12:230:GRE-WAPA:GRE-STANTON4:LELANDO4:1 | 0.05857 | Yes
GEN-2024-082 | 01 NORTH | G00ALL 29SP | 601031 BRKNGCO3 345 620483 ASTORIA 3 345 1 | P12:230:MDU:ELLENDALE:ELLENDALE345:Z: | 0.05342 | Yes
GEN-2024-082 | 01 NORTH | G00ALL 29SP | 608607 NELSNLK4 230 615901 GRE-STANTON4 230 1 | P12:230:MDU:MANDAN:ROUGHRIDER:1: | 0.05838 | Yes
GEN-2024-082 | 01 NORTH | G00ALL 29SP | 603023 MALLARD7 115 659155 LOGAN___-BE7 115 1 | P12:230:MDU:MANDAN:ROUGHRIDER:1: | 0.07944 | Yes
GEN-2024-082 | 01 NORTH | G00ALL 29SP | 615901 GRE-STANTON4 230 659106 LELAND_O-BE4 230 1 | P12:230:MDU:MANDAN:ROUGHRIDER:1: | 0.05444 | Yes
GEN-2024-082 | 01 NORTH | G00ALL 29SP | 620369 JAMESTN3 345 657791 CENTER 3 345 1 | P12:230:MDU:MANDAN:ROUGHRIDER:1: | 0.0651 | Yes
GEN-2024-082 | 01 NORTH | G00ALL 29SP | 608607 NELSNLK4 230 615901 GRE-STANTON4 230 1 | P12:230:MDU:MANDAN:WARD:1: | 0.05301 | Yes
GEN-2024-082 | 01 NORTH | G00ALL 29SP | 652468 HEBRON 4 230 661053 MANDAN 4 230 1 | P12:230:MDU:MANDAN:WARD:1: | 0.05188 | Yes
GEN-2024-082 | 01 NORTH | G00ALL 29SP | 615901 GRE-STANTON4 230 659106 LELAND_O-BE4 230 1 | P12:230:MDU:MANDAN:WARD:1: | 0.0509 | Yes
GEN-2024-082 | 01 NORTH | G00ALL 29SP | 620369 JAMESTN3 345 657791 CENTER 3 345 1 | P12:230:MDU:MERRICOURT:WISHEK:1: | 0.07681 | Yes
GEN-2024-082 | 01 NORTH | G00ALL 29SP | 608607 NELSNLK4 230 615901 GRE-STANTON4 230 1 | P12:230:MH:G82P | 0.06484 | Yes
GEN-2024-082 | 01 NORTH | G00ALL 29SP | 601031 BRKNGCO3 345 620483 ASTORIA 3 345 1 | P12:230:OTP::HANKSON4:WAHPETN4 | 0.05088 | Yes
GEN-2024-082 | 01 NORTH | G00ALL 29SP | 601031 BRKNGCO3 345 620483 ASTORIA 3 345 1 | P12:230:OTP:AUTO-SINGLE:BIGSTON4:BLAIR-ER41:HV: | 0.05816 | Yes
GEN-2024-082 | 01 NORTH | G00ALL 29SP | 608607 NELSNLK4 230 615901 GRE-STANTON4 230 1 | P12:230:OTP:CENTER4:SQBUTTE4:1 | 0.05838 | Yes
GEN-2024-082 | 01 NORTH | G00ALL 29SP | 615901 GRE-STANTON4 230 659106 LELAND_O-BE4 230 1 | P12:230:OTP:CENTER4:SQBUTTE4:1 | 0.05444 | Yes
GEN-2024-082 | 01 NORTH | G00ALL 29SP | 620369 JAMESTN3 345 657791 CENTER 3 345 1 | P12:230:OTP:CENTER4:SQBUTTE4:1 | 0.0651 | Yes
GEN-2024-082 | 01 NORTH | G00ALL 29SP | 601031 BRKNGCO3 345 620483 ASTORIA 3 345 1 | P12:230:OTP:HANKSON4:WAHPETN4:1 | 0.05088 | Yes
GEN-2024-082 | 01 NORTH | G00ALL 29SP | 608607 NELSNLK4 230 615901 GRE-STANTON4 230 1 | P12:230:OTP:ROUGHRIDER4:CENTER4:1 | 0.05838 | Yes
GEN-2024-082 | 01 NORTH | G00ALL 29SP | 603023 MALLARD7 115 659155 LOGAN___-BE7 115 1 | P12:230:OTP:ROUGHRIDER4:CENTER4:1 | 0.07944 | Yes
GEN-2024-082 | 01 NORTH | G00ALL 29SP | 615901 GRE-STANTON4 230 659106 LELAND_O-BE4 230 1 | P12:230:OTP:ROUGHRIDER4:CENTER4:1 | 0.05444 | Yes
GEN-2024-082 | 01 NORTH | G00ALL 29SP | 620369 JAMESTN3 345 657791 CENTER 3 345 1 | P12:230:OTP:ROUGHRIDER4:CENTER4:1 | 0.0651 | Yes
GEN-2024-082 | 01 NORTH | G00ALL 29SP | 620417 BSSOUTH3 345 620480 DEUEL CO 3 345 1 | P12:230:OTP:SQBUTTE4:YNG24:1 | 0.05051 | Yes
GEN-2024-082 | 01 NORTH | G00ALL 29SP | 620480 DEUEL CO 3 345 620483 ASTORIA 3 345 1 | P12:230:OTP:SQBUTTE4:YNG24:1 | 0.05051 | Yes
GEN-2024-082 | 01 NORTH | G00ALL 29SP | 608607 NELSNLK4 230 615901 GRE-STANTON4 230 1 | P12:230:XEL:ND:PEACEGARD5:RUGBY41:HV: | 0.06484 | Yes
GEN-2024-082 | 01 NORTH | G00ALL 29SP | 608607 NELSNLK4 230 615901 GRE-STANTON4 230 1 | P12:230:XEL-MH:PEACEGARD5:G82RPHT1:1 | 0.06484 | Yes
GEN-2024-082 | 01 NORTH | G00ALL 29SP | 652468 HEBRON 4 230 661053 MANDAN 4 230 1 | P12:345.0:UMZ:# N-1 #:: LINE ANTELOPE-BE3-CHARL_CK-BE3-1 :EHV: | 0.06105 | Yes
GEN-2024-082 | 01 NORTH | G00ALL 29SP | 652468 HEBRON 4 230 661053 MANDAN 4 230 1 | P12:345.0:UMZ:# N-1 #:: LINE ANTELOPE-BE3-ROUNDUP_-BE3-1 :EHV: | 0.06511 | Yes
GEN-2024-082 | 01 NORTH | G00ALL 29SP | 615901 GRE-STANTON4 230 659106 LELAND_O-BE4 230 1 | P12:345.0:UMZ:# N-1 #:: LINE BELFELD3-CHARL_CK-BE3-1 :EHV: | 0.06557 | Yes
GEN-2024-082 | 01 NORTH | G00ALL 29SP | 603023 MALLARD7 115 659155 LOGAN___-BE7 115 1 | P12:345.0:UMZ:# N-1 #:: LINE LELAND_O-BE3-CRANECRK-BE3-1 :EHV: | 0.08914 | Yes
GEN-2024-082 | 01 NORTH | G00ALL 29SP | 659139 NESET___-BE7 115 661085 TIOGA4 7 115 1 | P12:345.0:UMZ:# N-1 #:: LINE SPRNGBRK-BE3-JUDSON__-BE3-1 :EHV: | 0.05435 | Yes
GEN-2024-082 | 01 NORTH | G00ALL 29SP | 659139 NESET___-BE7 115 661085 TIOGA4 7 115 1 | P12:345.0:UMZ:# N-1 #:: LINE TANDE___-BE3-TN.LS-JD-BE3-Z :EHV: | 0.0641 | Yes
GEN-2024-082 | 01 NORTH | G00ALL 29SP | 620417 BSSOUTH3 345 620480 DEUEL CO 3 345 1 | P12:345.0:UMZ:# N-1 #:: LINE WATERTN3-WATERTN-LNX3-Z :EHV: | 0.06289 | Yes
GEN-2024-082 | 01 NORTH | G00ALL 29SP | 620480 DEUEL CO 3 345 620483 ASTORIA 3 345 1 | P12:345.0:UMZ:# N-1 #:: LINE WATERTN3-WATERTN-LNX3-Z :EHV: | 0.06289 | Yes
GEN-2024-082 | 01 NORTH | G00ALL 29SP | 620417 BSSOUTH3 345 620480 DEUEL CO 3 345 1 | P12:345.0:UMZ:# N-1 #:: LINE WHITE 3-WATERTN-LNX3-1 :EHV: | 0.06289 | Yes
GEN-2024-082 | 01 NORTH | G00ALL 29SP | 620480 DEUEL CO 3 345 620483 ASTORIA 3 345 1 | P12:345.0:UMZ:# N-1 #:: LINE WHITE 3-WATERTN-LNX3-1 :EHV: | 0.06289 | Yes
GEN-2024-082 | 01 NORTH | G00ALL 29SP | 601006 SPLT RK3 345 652536 WHITE-SRX3 345 1 | P12:345:OTP:ASTORIA3:J510ASTOR3:1 | 0.05457 | Yes
GEN-2024-082 | 01 NORTH | G00ALL 29SP | 620369 JAMESTN3 345 657791 CENTER 3 345 1 | P12:345:OTP:CENTER3:CNTSHNT3:Z1 | 0.07359 | Yes
GEN-2024-082 | 01 NORTH | G00ALL 29SP | 620358 BUFFALO3 345 620369 JAMESTN3 345 1 | P12:345:OTP:CENTER3:CNTSHNT3:Z1 | 0.0504 | Yes
GEN-2024-082 | 01 NORTH | G00ALL 29SP | 601031 BRKNGCO3 345 620483 ASTORIA 3 345 1 | P13:034-230-345:MDU:ELLENDALE345:1: | 0.05131 | Yes
GEN-2024-082 | 01 NORTH | G00ALL 29SP | 615901 GRE-STANTON4 230 659106 LELAND_O-BE4 230 1 | P13:115-230:GRE:MCH TR1 | 0.05909 | Yes
GEN-2024-082 | 01 NORTH | G00ALL 29SP | 620417 BSSOUTH3 345 620480 DEUEL CO 3 345 1 | P13:20-230:OTP:CENTER2G:YNG24:1 | 0.05051 | Yes
GEN-2024-082 | 01 NORTH | G00ALL 29SP | 620480 DEUEL CO 3 345 620483 ASTORIA 3 345 1 | P13:20-230:OTP:CENTER2G:YNG24:1 | 0.05051 | Yes
GEN-2024-082 | 01 NORTH | G00ALL 29SP | 657756 SQBUTTE4 230 995911 620:CENTER # 230 1 | P13:230:OTP:SQBUTTE4:CENTER3:CENTR2TE2:HV: | 0.05661 | Yes
GEN-2024-082 | 01 NORTH | G00ALL 29SP | 657791 CENTER 3 345 995911 620:CENTER # 230 1 | P13:230:OTP:SQBUTTE4:CENTER3:CENTR2TE2:HV: | 0.05661 | Yes
GEN-2024-082 | 01 NORTH | G00ALL 29SP | 620369 JAMESTN3 345 657791 CENTER 3 345 1 | P13:230-24:OTP:BIGSTON4:BIGSTN1G:1 | 0.06662 | Yes
GEN-2024-082 | 01 NORTH | G00ALL 29SP | 620417 BSSOUTH3 345 620480 DEUEL CO 3 345 1 | P13:230-24:OTP:BIGSTON4:BIGSTN1G:1 | 0.05051 | Yes
GEN-2024-082 | 01 NORTH | G00ALL 29SP | 601006 SPLT RK3 345 652536 WHITE-SRX3 345 1 | P13:230-24:OTP:BIGSTON4:BIGSTN1G:1 | 0.05457 | Yes
GEN-2024-082 | 01 NORTH | G00ALL 29SP | 620480 DEUEL CO 3 345 620483 ASTORIA 3 345 1 | P13:230-24:OTP:BIGSTON4:BIGSTN1G:1 | 0.05051 | Yes
GEN-2024-082 | 01 NORTH | G00ALL 29SP | 620417 BSSOUTH3 345 620480 DEUEL CO 3 345 1 | P13:24-345:OTP:COYOTE1G:COYOTE3:1 | 0.05051 | Yes
GEN-2024-082 | 01 NORTH | G00ALL 29SP | 620480 DEUEL CO 3 345 620483 ASTORIA 3 345 1 | P13:24-345:OTP:COYOTE1G:COYOTE3:1 | 0.05051 | Yes
GEN-2024-082 | 01 NORTH | G00ALL 29SP | 620417 BSSOUTH3 345 620480 DEUEL CO 3 345 1 | P13:345:MDU:COYOTE:1:COYOTE GSU LOSS | 0.05051 | Yes
GEN-2024-082 | 01 NORTH | G00ALL 29SP | 620480 DEUEL CO 3 345 620483 ASTORIA 3 345 1 | P13:345:MDU:COYOTE:1:COYOTE GSU LOSS | 0.05051 | Yes
GEN-2024-082 | 01 NORTH | G00ALL 29SP | 603023 MALLARD7 115 659155 LOGAN___-BE7 115 1 | P13:345-18.0:UMZ:# N-1 #:: 2WND PIONEER_-BE3-P4_CTG_1-BEG-1 :EHV: | 0.0792 | Yes
GEN-2024-082 | 01 NORTH | G00ALL 29SP | 652468 HEBRON 4 230 661053 MANDAN 4 230 1 | P13:345-18.0:UMZ:# N-1 #:: 2WND PIONEER_-BE3-P4_CTG_1-BEG-1 :EHV: | 0.05395 | Yes
GEN-2024-082 | 01 NORTH | G00ALL 29SP | 620369 JAMESTN3 345 657791 CENTER 3 345 1 | P14:345:UMZ:# 7220 #:: PROPER MINNKOTA CON FOR CENTER SHUNT TAKES LINE:EHV: | 0.07359 | Yes
GEN-2024-082 | 01 NORTH | G00ALL 29SP | 620358 BUFFALO3 345 620369 JAMESTN3 345 1 | P14:345:UMZ:# 7220 #:: PROPER MINNKOTA CON FOR CENTER SHUNT TAKES LINE:EHV: | 0.0504 | Yes
GEN-2024-082 | 01 NORTH | G00ALL 29SP | 652468 HEBRON 4 230 661053 MANDAN 4 230 1 | P21:115:MDU:COYOTE:WESTMORELAND 1:1: | 0.05887 | Yes
GEN-2024-082 | 01 NORTH | G00ALL 29SP | 652468 HEBRON 4 230 661053 MANDAN 4 230 1 | P21:115:MDU:GREEN RIVER:WESTMORELAND 1:1: | 0.05887 | Yes
GEN-2024-082 | 01 NORTH | G00ALL 29SP | 603023 MALLARD7 115 659155 LOGAN___-BE7 115 1 | P21:115:XEL-WAPA:MALLARD7:RUTHVILL-CP7:1:HV: | 0.08444 | Yes
GEN-2024-082 | 01 NORTH | G00ALL 29SP | 615901 GRE-STANTON4 230 659106 LELAND_O-BE4 230 1 | P21:230:GRE:GRE-MCHENRY4:GRE-COALTP4:1:HV: | 0.05511 | Yes
GEN-2024-082 | 01 NORTH | G00ALL 29SP | 620417 BSSOUTH3 345 620480 DEUEL CO 3 345 1 | P21:345:UMZW:# 326 #:: WT2 IN SD. OPENING OF A LINE SECTION W/O A FAULT (WT2-WT2LNX3 LINE REACTOR):EHV: | 0.06289 | Yes
GEN-2024-082 | 01 NORTH | G00ALL 29SP | 620480 DEUEL CO 3 345 620483 ASTORIA 3 345 1 | P21:345:UMZW:# 326 #:: WT2 IN SD. OPENING OF A LINE SECTION W/O A FAULT (WT2-WT2LNX3 LINE REACTOR):EHV: | 0.06289 | Yes
GEN-2024-082 | 01 NORTH | G00ALL 29SP | 615901 GRE-STANTON4 230 659106 LELAND_O-BE4 230 1 | P22:345:UMZW:# 386 #:: BEF IN ND. 345 BUS FAULT :EHV: | 0.06557 | Yes
GEN-2024-082 | 01 NORTH | G00ALL 29SP | 601006 SPLT RK3 345 652536 WHITE-SRX3 345 1 | P23:345:OTP::ASTORIA 3:BRK-A5:EHV: | 0.05457 | Yes
GEN-2024-082 | 01 NORTH | G00ALL 29SP | 620369 JAMESTN3 345 657791 CENTER 3 345 1 | P23:345:OTP::TWIN BRKS 3:3855:EHV: | 0.06233 | Yes
GEN-2024-082 | 01 NORTH | G00ALL 29SP | 620369 JAMESTN3 345 657791 CENTER 3 345 1 | P23:345:OTP::TWIN BRKS 3:BRKX:EHV: | 0.06233 | Yes
GEN-2024-082 | 01 NORTH | G00ALL 29SP | 620369 JAMESTN3 345 657791 CENTER 3 345 1 | P23:345:OTP::TWIN BRKS 3:BRKY:EHV: | 0.06233 | Yes
GEN-2024-082 | 01 NORTH | G00ALL 29SP | 620369 JAMESTN3 345 657791 CENTER 3 345 1 | P23:345:OTP:TWINBRKS3:BKR1::EHV: | 0.06233 | Yes
GEN-2024-082 | 01 NORTH | G00ALL 29SP | 620369 JAMESTN3 345 657791 CENTER 3 345 1 | P23:345:OTP:TWINBRKS3:BKR3875::EHV: | 0.06233 | Yes
GEN-2024-082 | 01 NORTH | G00ALL 29SP | 652468 HEBRON 4 230 661053 MANDAN 4 230 1 | P23:345:UMZB:# 3706 #:: RP IN ND. BREAKER FAULT ROUND UP (496):EHV: | 0.06511 | Yes
GEN-2024-082 | 01 NORTH | G00ALL 29SP | 659139 NESET___-BE7 115 661085 TIOGA4 7 115 1 | P23:345:UMZB:# 7148 #:: TND IN ND. BREAKER FAULT (296):EHV: | 0.06408 | Yes
GEN-2024-082 | 01 NORTH | G00ALL 29SP | 659139 NESET___-BE7 115 661085 TIOGA4 7 115 1 | P23:345:UMZB:# 7149 #:: TND IN ND. BREAKER FAULT (292):EHV: | 0.06408 | Yes
GEN-2024-082 | 01 NORTH | G00ALL 29SP | 620417 BSSOUTH3 345 620480 DEUEL CO 3 345 1 | P23:345:UMZW:# 823 #:: WH IN SD. :EHV: | 0.06287 | Yes
GEN-2024-082 | 01 NORTH | G00ALL 29SP | 620480 DEUEL CO 3 345 620483 ASTORIA 3 345 1 | P23:345:UMZW:# 823 #:: WH IN SD. :EHV: | 0.06287 | Yes
GEN-2024-082 | 01 NORTH | G00ALL 29SP | 620417 BSSOUTH3 345 620480 DEUEL CO 3 345 1 | P23:345:UMZW:# 824 #:: WH IN SD. :EHV: | 0.06287 | Yes
GEN-2024-082 | 01 NORTH | G00ALL 29SP | 620480 DEUEL CO 3 345 620483 ASTORIA 3 345 1 | P23:345:UMZW:# 824 #:: WH IN SD. :EHV: | 0.06287 | Yes
GEN-2024-082 | 01 NORTH | G00ALL 29SP | 601006 SPLT RK3 345 652536 WHITE-SRX3 345 1 | P23:345:XEL:8N22 SHC:::EHV: | 0.05457 | Yes
GEN-2024-082 | 01 NORTH | G00ALL 29SP | 608607 NELSNLK4 230 615901 GRE-STANTON4 230 1 | P41:345:UMZB:# 2511 #:: LO IN ND. BREAKER FAULT (2596):EHV: | 0.06971 | Yes
GEN-2024-082 | 01 NORTH | G00ALL 29SP | 615901 GRE-STANTON4 230 659106 LELAND_O-BE4 230 1 | P41:345:UMZB:# 2511 #:: LO IN ND. BREAKER FAULT (2596):EHV: | 0.06847 | Yes
GEN-2024-082 | 01 NORTH | G00ALL 29SP | 608607 NELSNLK4 230 615901 GRE-STANTON4 230 1 | P42:345:UMZB:# 2493 #:: LO IN ND. STUCK BREAKER (2596):EHV: | 0.06971 | Yes
GEN-2024-082 | 01 NORTH | G00ALL 29SP | 615901 GRE-STANTON4 230 659106 LELAND_O-BE4 230 1 | P42:345:UMZB:# 2493 #:: LO IN ND. STUCK BREAKER (2596):EHV: | 0.06847 | Yes
GEN-2024-082 | 01 NORTH | G00ALL 29SP | 652468 HEBRON 4 230 661053 MANDAN 4 230 1 | P42:345:UMZB:# 2504 #:: AVS IN ND. STUCK BREAKER (4396):EHV: | 0.06512 | Yes
GEN-2024-082 | 01 NORTH | G00ALL 29SP | 652468 HEBRON 4 230 661053 MANDAN 4 230 1 | P45:345:UMZB:# 2507 #:: LRS IN NE. LRS BUS FAULT:EHV: | 0.05809 | Yes
GEN-2024-082 | 01 NORTH | G00ALL 29SP | 601006 SPLT RK3 345 652536 WHITE-SRX3 345 1 | P55:345:XEL:MNN1 | 0.05488 | Yes
GEN-2024-082 | 01 NORTH | G00ALL 29SP | 601006 SPLT RK3 345 652536 WHITE-SRX3 345 1 | P55:345:XEL:PRI1 | 0.05464 | Yes
GEN-2024-082 | 01 NORTH | G00ALL 29SP | 601006 SPLT RK3 345 652536 WHITE-SRX3 345 1 | 601048 LYON CO 3 345 631138 LAKEFLD3 345 1 | 0.0629 | Yes
GEN-2024-082 | 01 NORTH | G00ALL 29SP | 652468 HEBRON 4 230 661053 MANDAN 4 230 1 | 608607 NELSNLK4 230 615901 GRE-STANTON4 230 1 | 0.05847 | Yes
GEN-2024-082 | 01 NORTH | G00ALL 29SP | 620369 JAMESTN3 345 657791 CENTER 3 345 1 | 608607 NELSNLK4 230 615901 GRE-STANTON4 230 1 | 0.05385 | Yes
GEN-2024-082 | 01 NORTH | G00ALL 29SP | 601031 BRKNGCO3 345 620483 ASTORIA 3 345 1 | 620202 TORONTO N 7 115 620283 ASTORIA 7 115 1 | 0.05075 | Yes
GEN-2024-082 | 01 NORTH | G00ALL 29SP | 620417 BSSOUTH3 345 620480 DEUEL CO 3 345 1 | 620322 BSSOUTH4 230 621317 CROWN CAP 230 1 | 0.05051 | Yes
GEN-2024-082 | 01 NORTH | G00ALL 29SP | 601031 BRKNGCO3 345 620483 ASTORIA 3 345 1 | 620327 HANKSON4 230 620829 WAHPETON XF4 230 1 | 0.05088 | Yes
GEN-2024-082 | 01 NORTH | G00ALL 29SP | 620480 DEUEL CO 3 345 620483 ASTORIA 3 345 1 | 620480 DEUEL CO 3 345 621480 J526 SUB 345 1 | 0.05051 | Yes
GEN-2024-082 | 01 NORTH | G00ALL 29SP | 601006 SPLT RK3 345 652536 WHITE-SRX3 345 1 | 620482 J510 ASTOR 3 345 620083 J510 ASTORG1 21.0 1 | 0.05457 | Yes
GEN-2024-082 | 01 NORTH | G00ALL 29SP | 601031 BRKNGCO3 345 620483 ASTORIA 3 345 1 | 620483 ASTORIA 3 345 3WXFMR 620:AST/345/115 1 | 0.05075 | Yes
GEN-2024-082 | 01 NORTH | G00ALL 29SP | 620417 BSSOUTH3 345 620480 DEUEL CO 3 345 1 | 621317 CROWN CAP 230 621318 CROWN RDG 230 1 | 0.05051 | Yes
GEN-2024-082 | 01 NORTH | G00ALL 29SP | 620417 BSSOUTH3 345 620480 DEUEL CO 3 345 1 | 621318 CROWN RDG 230 621319 CROWN RDG N 230 1 | 0.05051 | Yes
GEN-2024-082 | 01 NORTH | G00ALL 29SP | 620480 DEUEL CO 3 345 620483 ASTORIA 3 345 1 | 621318 CROWN RDG 230 621319 CROWN RDG N 230 1 | 0.05051 | Yes
GEN-2024-082 | 01 NORTH | G00ALL 29SP | 652468 HEBRON 4 230 661053 MANDAN 4 230 1 | 652424 BELFELD3 345 800121 MAURINE 2 345 1 | 0.06597 | Yes
GEN-2024-082 | 01 NORTH | G00ALL 29SP | 603023 MALLARD7 115 659155 LOGAN___-BE7 115 1 | 652442 GARRISN7 115 652590 SNAKECR7 115 1 | 0.08609 | Yes
GEN-2024-082 | 01 NORTH | G00ALL 29SP | 603023 MALLARD7 115 659155 LOGAN___-BE7 115 1 | 652590 SNAKECR7 115 655702 GARRISON-CP7 115 1 | 0.08609 | Yes
GEN-2024-082 | 01 NORTH | G00ALL 29SP | 603023 MALLARD7 115 659155 LOGAN___-BE7 115 1 | 655661 DOUGLS.C-CP7 115 655662 ROSEGLEN-CP7 115 1 | 0.08609 | Yes
GEN-2024-082 | 01 NORTH | G00ALL 29SP | 603023 MALLARD7 115 659155 LOGAN___-BE7 115 1 | 655662 ROSEGLEN-CP7 115 655663 RAUB TAP-CP7 115 1 | 0.08609 | Yes
GEN-2024-082 | 01 NORTH | G00ALL 29SP | 657756 SQBUTTE4 230 995910 620:CENTER # 230 2 | 657791 CENTER 3 345 3WXFMR 620:CENTER #1 345/ 1 | 0.05648 | Yes
GEN-2024-082 | 01 NORTH | G00ALL 29SP | 657791 CENTER 3 345 995910 620:CENTER # 230 2 | 657791 CENTER 3 345 3WXFMR 620:CENTER #1 345/ 1 | 0.05648 | Yes
GEN-2024-082 | 01 NORTH | G00ALL 29SP | 603022 SOURIS 7 115 603270 MAGIC CITY 7 115 1 | 659050 LOGAN__-BE3 345 659105 LELAND_O-BE3 345 1 | 0.05564 | Yes
GEN-2024-082 | 01 NORTH | G00ALL 29SP | 603023 MALLARD7 115 659155 LOGAN___-BE7 115 1 | 659050 LOGAN__-BE3 345 659105 LELAND_O-BE3 345 1 | 0.10601 | Yes
GEN-2024-082 | 01 NORTH | G00ALL 29SP | 603022 SOURIS 7 115 603023 MALLARD7 115 1 | 659050 LOGAN__-BE3 345 659105 LELAND_O-BE3 345 1 | 0.05564 | Yes
GEN-2024-082 | 01 NORTH | G00ALL 29SP | 659139 NESET___-BE7 115 661085 TIOGA4 7 115 1 | 659070 W.BANK.S-BE3 345 659427 TN.LS-JD-BE3 345 1 | 0.0641 | Yes
GEN-2024-082 | 01 NORTH | G00ALL 29SP | 659139 NESET___-BE7 115 661085 TIOGA4 7 115 1 | 659330 SPRNGBRK-BE3 345 779400 G24-081-TAP 345 1 | 0.06235 | Yes
GEN-2024-082 | 01 NORTH | G00ALL 29SP | 603023 MALLARD7 115 659155 LOGAN___-BE7 115 1 | 659575 PIONEER_-BE3 345 768641 G22-083GEN1 20.0 1 | 0.0792 | Yes
GEN-2024-082 | 01 NORTH | G00ALL 29SP | 652468 HEBRON 4 230 661053 MANDAN 4 230 1 | 659575 PIONEER_-BE3 345 768641 G22-083GEN1 20.0 1 | 0.05395 | Yes
GEN-2024-082 | 01 NORTH | G00ALL 29SP | 608607 NELSNLK4 230 615901 GRE-STANTON4 230 1 | 661016 COYOTE 3 345 3WXFMR 661:COYOTE TR1 1 | 0.0638 | Yes
GEN-2024-082 | 01 NORTH | G00ALL 29SP | 652468 HEBRON 4 230 661053 MANDAN 4 230 1 | 661016 COYOTE 3 345 3WXFMR 661:COYOTE TR1 1 | 0.05664 | Yes
GEN-2024-082 | 01 NORTH | G00ALL 29SP | 615901 GRE-STANTON4 230 659106 LELAND_O-BE4 230 1 | 661016 COYOTE 3 345 3WXFMR 661:COYOTE TR1 1 | 0.05769 | Yes
GEN-2024-082 | 01 NORTH | G00ALL 29SP | 620369 JAMESTN3 345 657791 CENTER 3 345 1 | 661016 COYOTE 3 345 3WXFMR 661:COYOTE TR1 1 | 0.06108 | Yes
GEN-2024-082 | 01 NORTH | G00ALL 29SP | 601031 BRKNGCO3 345 620483 ASTORIA 3 345 1 | 661097 ELLENDL345 3 345 3WXFMR 661:ELLENDL 345 1 | 0.05009 | Yes
GEN-2024-082 | 01 NORTH | G00ALL 29SP | 620369 JAMESTN3 345 657791 CENTER 3 345 1 | 67020 MPC03839POI 345 657946 PRAIRIE3 345 1 | 0.07359 | Yes
GEN-2024-082 | 01 NORTH | G00ALL 29SP | 615901 GRE-STANTON4 230 659106 LELAND_O-BE4 230 1 | 67020 MPC03839POI 345 657946 PRAIRIE3 345 1 | 0.05057 | Yes
GEN-2024-082 | 01 NORTH | G00ALL 29SP | 620358 BUFFALO3 345 620369 JAMESTN3 345 1 | 67020 MPC03839POI 345 657946 PRAIRIE3 345 1 | 0.0504 | Yes
GEN-2024-082 | 01 NORTH | G00ALL 29SP | 620369 JAMESTN3 345 657791 CENTER 3 345 1 | 67020 MPC03839POI 345 657951 CNTSHNT3 345 1 | 0.07359 | Yes
GEN-2024-082 | 01 NORTH | G00ALL 29SP | 620358 BUFFALO3 345 620369 JAMESTN3 345 1 | 67020 MPC03839POI 345 657951 CNTSHNT3 345 1 | 0.0504 | Yes
GEN-2024-082 | 01 NORTH | G00ALL 29SP | 652468 HEBRON 4 230 661053 MANDAN 4 230 1 | 800120 UNDERWOOD 2 345 800121 MAURINE 2 345 1 | 0.06119 | Yes
GEN-2024-082 | 01 NORTH | G00ALL 29SP | 608607 NELSNLK4 230 615901 GRE-STANTON4 230 1 | Base Case | 0.05603 | Yes
GEN-2024-082 | 01 NORTH | G00ALL 29SP | 603023 MALLARD7 115 659155 LOGAN___-BE7 115 1 | Base Case | 0.0792 | Yes
GEN-2024-082 | 01 NORTH | G00ALL 29SP | 652468 HEBRON 4 230 661053 MANDAN 4 230 1 | Base Case | 0.05395 | Yes
GEN-2024-082 | 01 NORTH | G00ALL 29SP | 615901 GRE-STANTON4 230 659106 LELAND_O-BE4 230 1 | Base Case | 0.05293 | Yes
GEN-2024-082 | 01 NORTH | G00ALL 29SP | 620369 JAMESTN3 345 657791 CENTER 3 345 1 | Base Case | 0.06662 | Yes
GEN-2024-082 | 01 NORTH | G00ALL 29SP | 601031 BRKNGCO3 345 620483 ASTORIA 3 345 1 | Base Case | 0.05131 | Yes
GEN-2024-082 | 01 NORTH | G00ALL 29SP | 620417 BSSOUTH3 345 620480 DEUEL CO 3 345 1 | Base Case | 0.05051 | Yes
GEN-2024-082 | 01 NORTH | G00ALL 29SP | 601006 SPLT RK3 345 652536 WHITE-SRX3 345 1 | Base Case | 0.05457 | Yes
GEN-2024-082 | 01 NORTH | G00ALL 29SP | 620480 DEUEL CO 3 345 620483 ASTORIA 3 345 1 | Base Case | 0.05051 | Yes
GEN-2024-082 | 01 NORTH | G00ALL 29SP | 603023 MALLARD7 115 659155 LOGAN___-BE7 115 1 | GEN-2022-083_POI_659333_Generator_outage | 0.0792 | Yes
GEN-2024-082 | 01 NORTH | G00ALL 29SP | 652468 HEBRON 4 230 661053 MANDAN 4 230 1 | GEN-2022-083_POI_659333_Generator_outage | 0.05395 | Yes
GEN-2024-082 | 01 NORTH | G00ALL 29SP | 615901 GRE-STANTON4 230 659106 LELAND_O-BE4 230 1 | GEN659107 2 | 0.05293 | Yes
GEN-2024-082 | 01 NORTH | G00ALL 29SP | 615901 GRE-STANTON4 230 659106 LELAND_O-BE4 230 1 | GEN659107 2_Dup1 | 0.05293 | Yes
GEN-2024-082 | 01 NORTH | G00ALL 29SP | 652468 HEBRON 4 230 661053 MANDAN 4 230 1 | GEN659578 1_Dup1 | 0.05395 | Yes
GEN-2024-141 | 01 NORTH | G01 29SP | 620480 DEUEL CO 3 345 620483 ASTORIA 3 345 1 | P11:0:OTP:J510ASTORG1:1 | 0.07276 | Yes
GEN-2024-141 | 01 NORTH | G01 29SP | 620417 BSSOUTH3 345 620480 DEUEL CO 3 345 1 | P11:0:OTP:J510ASTORG1:1 | 0.07276 | Yes
GEN-2024-141 | 01 NORTH | G01 29SP | 601001 FORBES 2 500 601013 ROSEAUS2 500 1 | P11:115:XEL:HBR #6:7:8 | 0.05301 | Yes
GEN-2024-141 | 01 NORTH | G01 29SP | 601013 ROSEAUS2 500 601038 ROSEAUM 2 500 1 | P11:115:XEL:HBR #6:7:8 | 0.05301 | Yes
GEN-2024-141 | 01 NORTH | G01 29SP | 601012 ROSEAUN2 500 667501 RIEL 2 500 1 | P11:115:XEL:HBR #6:7:8 | 0.05301 | Yes
GEN-2024-141 | 01 NORTH | G01 29SP | 601012 ROSEAUN2 500 601038 ROSEAUM 2 500 1 | P11:115:XEL:HBR #6:7:8 | 0.05301 | Yes
GEN-2024-141 | 01 NORTH | G01 29SP | 601001 FORBES 2 500 601017 CHIS-N 2 500 1 | P11:115:XEL:HBR #6:7:8 | 0.06898 | Yes
GEN-2024-141 | 01 NORTH | G01 29SP | 601016 CHIS CO2 500 601017 CHIS-N 2 500 1 | P11:115:XEL:HBR #6:7:8 | 0.06898 | Yes
GEN-2024-141 | 01 NORTH | G01 29SP | 601004 WILMART3 345 601072 SHEAS LK3 345 1 | P11:115:XEL:HBR #6:7:8 | 0.05593 | Yes
GEN-2024-141 | 01 NORTH | G01 29SP | 601050 HELENA 3 345 601072 SHEAS LK3 345 1 | P11:115:XEL:HBR #6:7:8 | 0.05643 | Yes
GEN-2024-141 | 01 NORTH | G01 29SP | 601001 FORBES 2 500 601017 CHIS-N 2 500 1 | P11:115:XEL:RIVRSID7:COMBINE CYCLE | 0.06898 | Yes
GEN-2024-141 | 01 NORTH | G01 29SP | 601016 CHIS CO2 500 601017 CHIS-N 2 500 1 | P11:115:XEL:RIVRSID7:COMBINE CYCLE | 0.06898 | Yes
GEN-2024-141 | 01 NORTH | G01 29SP | 601006 SPLT RK3 345 652536 WHITE-SRX3 345 1 | P11:17:XEL:ANS74G:4 | 0.0729 | Yes
GEN-2024-141 | 01 NORTH | G01 29SP | 608607 NELSNLK4 230 615901 GRE-STANTON4 230 1 | P11:20.0:UMZ:# N-1 #:: UNIT LELAND_2-BEG-2 RATED 485.2 MW:HV: | 0.09421 | Yes
GEN-2024-141 | 01 NORTH | G01 29SP | 615901 GRE-STANTON4 230 659106 LELAND_O-BE4 230 1 | P11:20.0:UMZ:# N-1 #:: UNIT LELAND_2-BEG-2 RATED 485.2 MW:HV: | 0.12547 | Yes
GEN-2024-141 | 01 NORTH | G01 29SP | 615901 GRE-STANTON4 230 659106 LELAND_O-BE4 230 1 | P11:20:OTP:CENTER2G:1 | 0.12547 | Yes
GEN-2024-141 | 01 NORTH | G01 29SP | 601001 FORBES 2 500 601013 ROSEAUS2 500 1 | P11:20:XEL:KING31G:1 | 0.05301 | Yes
GEN-2024-141 | 01 NORTH | G01 29SP | 601012 ROSEAUN2 500 667501 RIEL 2 500 1 | P11:20:XEL:KING31G:1 | 0.05301 | Yes
GEN-2024-141 | 01 NORTH | G01 29SP | 601013 ROSEAUS2 500 601038 ROSEAUM 2 500 1 | P11:20:XEL:KING31G:1 | 0.05301 | Yes
GEN-2024-141 | 01 NORTH | G01 29SP | 601012 ROSEAUN2 500 601038 ROSEAUM 2 500 1 | P11:20:XEL:KING31G:1 | 0.05301 | Yes
GEN-2024-141 | 01 NORTH | G01 29SP | 601001 FORBES 2 500 601017 CHIS-N 2 500 1 | P11:20:XEL:KING31G:1 | 0.06898 | Yes
GEN-2024-141 | 01 NORTH | G01 29SP | 601016 CHIS CO2 500 601017 CHIS-N 2 500 1 | P11:20:XEL:KING31G:1 | 0.06898 | Yes
GEN-2024-141 | 01 NORTH | G01 29SP | 601004 WILMART3 345 601072 SHEAS LK3 345 1 | P11:20:XEL:KING31G:1 | 0.05593 | Yes
GEN-2024-141 | 01 NORTH | G01 29SP | 601050 HELENA 3 345 601072 SHEAS LK3 345 1 | P11:20:XEL:KING31G:1 | 0.05643 | Yes
GEN-2024-141 | 01 NORTH | G01 29SP | 601001 FORBES 2 500 601017 CHIS-N 2 500 1 | P11:20:XEL:PR_ISLD:31G | 0.06898 | Yes
GEN-2024-141 | 01 NORTH | G01 29SP | 601016 CHIS CO2 500 601017 CHIS-N 2 500 1 | P11:20:XEL:PR_ISLD:31G | 0.06898 | Yes
GEN-2024-141 | 01 NORTH | G01 29SP | 601004 WILMART3 345 601072 SHEAS LK3 345 1 | P11:20:XEL:PR_ISLD:31G | 0.05593 | Yes
GEN-2024-141 | 01 NORTH | G01 29SP | 601050 HELENA 3 345 601072 SHEAS LK3 345 1 | P11:20:XEL:PR_ISLD:31G | 0.05643 | Yes
GEN-2024-141 | 01 NORTH | G01 29SP | 613060 BYRON 3 345 615306 GRE-PL VLLY3 345 1 | P11:20:XEL:PR_ISLD:31G | 0.05134 | Yes
GEN-2024-141 | 01 NORTH | G01 29SP | 601039 NROC 3 345 613060 BYRON 3 345 1 | P11:20:XEL:PR_ISLD:31G | 0.05245 | Yes
GEN-2024-141 | 01 NORTH | G01 29SP | 601001 FORBES 2 500 601017 CHIS-N 2 500 1 | P11:20:XEL:PR_ISLD:32G | 0.06898 | Yes
GEN-2024-141 | 01 NORTH | G01 29SP | 601016 CHIS CO2 500 601017 CHIS-N 2 500 1 | P11:20:XEL:PR_ISLD:32G | 0.06898 | Yes
GEN-2024-141 | 01 NORTH | G01 29SP | 601004 WILMART3 345 601072 SHEAS LK3 345 1 | P11:20:XEL:PR_ISLD:32G | 0.05593 | Yes
GEN-2024-141 | 01 NORTH | G01 29SP | 601050 HELENA 3 345 601072 SHEAS LK3 345 1 | P11:20:XEL:PR_ISLD:32G | 0.05643 | Yes
GEN-2024-141 | 01 NORTH | G01 29SP | 613060 BYRON 3 345 615306 GRE-PL VLLY3 345 1 | P11:20:XEL:PR_ISLD:32G | 0.05134 | Yes
GEN-2024-141 | 01 NORTH | G01 29SP | 601039 NROC 3 345 613060 BYRON 3 345 1 | P11:20:XEL:PR_ISLD:32G | 0.05245 | Yes
GEN-2024-141 | 01 NORTH | G01 29SP | 608607 NELSNLK4 230 615901 GRE-STANTON4 230 1 | P11:22:GRE:GRE-COAL41G:1 | 0.09421 | Yes
GEN-2024-141 | 01 NORTH | G01 29SP | 615901 GRE-STANTON4 230 659106 LELAND_O-BE4 230 1 | P11:22:GRE:GRE-COAL41G:1 | 0.12547 | Yes
GEN-2024-141 | 01 NORTH | G01 29SP | 635200 RAUN 3 345 652564 SIOUXCY3 345 1 | P11:22:GRE:GRE-COAL41G:1 | 0.07913 | Yes
GEN-2024-141 | 01 NORTH | G01 29SP | 608607 NELSNLK4 230 615901 GRE-STANTON4 230 1 | P11:22:GRE:GRE-COAL42G:2 | 0.09421 | Yes
GEN-2024-141 | 01 NORTH | G01 29SP | 615901 GRE-STANTON4 230 659106 LELAND_O-BE4 230 1 | P11:22:GRE:GRE-COAL42G:2 | 0.12547 | Yes
GEN-2024-141 | 01 NORTH | G01 29SP | 635200 RAUN 3 345 652564 SIOUXCY3 345 1 | P11:22:GRE:GRE-COAL42G:2 | 0.07913 | Yes
GEN-2024-141 | 01 NORTH | G01 29SP | 615901 GRE-STANTON4 230 659106 LELAND_O-BE4 230 1 | P11:22:OTP:CENTER1G:1 | 0.12547 | Yes
GEN-2024-141 | 01 NORTH | G01 29SP | 608607 NELSNLK4 230 615901 GRE-STANTON4 230 1 | P11:23.0:UMZ:# N-1 #:: UNIT ANTELP_2-BEG-2 RATED 484.2 MW:HV: | 0.09421 | Yes
GEN-2024-141 | 01 NORTH | G01 29SP | 615901 GRE-STANTON4 230 659106 LELAND_O-BE4 230 1 | P11:23.0:UMZ:# N-1 #:: UNIT ANTELP_2-BEG-2 RATED 484.2 MW:HV: | 0.12547 | Yes
GEN-2024-141 | 01 NORTH | G01 29SP | 620369 JAMESTN3 345 657791 CENTER 3 345 1 | P11:24:OTP:BIGSTN1G:1 | 0.08981 | Yes
GEN-2024-141 | 01 NORTH | G01 29SP | 635200 RAUN 3 345 652564 SIOUXCY3 345 1 | P11:24:OTP:BIGSTN1G:1 | 0.07913 | Yes
GEN-2024-141 | 01 NORTH | G01 29SP | 601001 FORBES 2 500 601013 ROSEAUS2 500 1 | P11:24:XEL:SHERCO31G:1 | 0.05301 | Yes
GEN-2024-141 | 01 NORTH | G01 29SP | 601012 ROSEAUN2 500 667501 RIEL 2 500 1 | P11:24:XEL:SHERCO31G:1 | 0.05301 | Yes
GEN-2024-141 | 01 NORTH | G01 29SP | 601013 ROSEAUS2 500 601038 ROSEAUM 2 500 1 | P11:24:XEL:SHERCO31G:1 | 0.05301 | Yes
GEN-2024-141 | 01 NORTH | G01 29SP | 601012 ROSEAUN2 500 601038 ROSEAUM 2 500 1 | P11:24:XEL:SHERCO31G:1 | 0.05301 | Yes
GEN-2024-141 | 01 NORTH | G01 29SP | 601001 FORBES 2 500 601017 CHIS-N 2 500 1 | P11:24:XEL:SHERCO31G:1 | 0.06898 | Yes
GEN-2024-141 | 01 NORTH | G01 29SP | 601016 CHIS CO2 500 601017 CHIS-N 2 500 1 | P11:24:XEL:SHERCO31G:1 | 0.06898 | Yes
GEN-2024-141 | 01 NORTH | G01 29SP | 601004 WILMART3 345 601072 SHEAS LK3 345 1 | P11:24:XEL:SHERCO31G:1 | 0.05593 | Yes
GEN-2024-141 | 01 NORTH | G01 29SP | 601050 HELENA 3 345 601072 SHEAS LK3 345 1 | P11:24:XEL:SHERCO31G:1 | 0.05643 | Yes
GEN-2024-141 | 01 NORTH | G01 29SP | 601067 BISON 3 345 658049 ALXLNRCTRT 345 1 | P11:24:XEL:SHERCO31G:1 | 0.05689 | Yes
GEN-2024-141 | 01 NORTH | G01 29SP | 658047 ALEXMRES3 345 658049 ALXLNRCTRT 345 Z1 | P11:24:XEL:SHERCO31G:1 | 0.05689 | Yes
GEN-2024-141 | 01 NORTH | G01 29SP | 613060 BYRON 3 345 615306 GRE-PL VLLY3 345 1 | P11:24:XEL:SHERCO31G:1 | 0.05134 | Yes
GEN-2024-141 | 01 NORTH | G01 29SP | 635368 OBRIEN 3 345 635400 HIGHLAND 3 345 1 | P11:24:XEL:SHERCO31G:1 | 0.05709 | Yes
GEN-2024-141 | 01 NORTH | G01 29SP | 601039 NROC 3 345 613060 BYRON 3 345 1 | P11:24:XEL:SHERCO31G:1 | 0.05245 | Yes
GEN-2024-141 | 01 NORTH | G01 29SP | 631138 LAKEFLD3 345 635368 OBRIEN 3 345 1 | P11:24:XEL:SHERCO31G:1 | 0.06691 | Yes
GEN-2024-141 | 01 NORTH | G01 29SP | 601001 FORBES 2 500 601013 ROSEAUS2 500 1 | P11:24:XEL:SHERCO32G:2 | 0.05301 | Yes
GEN-2024-141 | 01 NORTH | G01 29SP | 601013 ROSEAUS2 500 601038 ROSEAUM 2 500 1 | P11:24:XEL:SHERCO32G:2 | 0.05301 | Yes
GEN-2024-141 | 01 NORTH | G01 29SP | 601012 ROSEAUN2 500 667501 RIEL 2 500 1 | P11:24:XEL:SHERCO32G:2 | 0.05301 | Yes
GEN-2024-141 | 01 NORTH | G01 29SP | 601012 ROSEAUN2 500 601038 ROSEAUM 2 500 1 | P11:24:XEL:SHERCO32G:2 | 0.05301 | Yes
GEN-2024-141 | 01 NORTH | G01 29SP | 601001 FORBES 2 500 601017 CHIS-N 2 500 1 | P11:24:XEL:SHERCO32G:2 | 0.06898 | Yes
GEN-2024-141 | 01 NORTH | G01 29SP | 601016 CHIS CO2 500 601017 CHIS-N 2 500 1 | P11:24:XEL:SHERCO32G:2 | 0.06898 | Yes
GEN-2024-141 | 01 NORTH | G01 29SP | 601004 WILMART3 345 601072 SHEAS LK3 345 1 | P11:24:XEL:SHERCO32G:2 | 0.05593 | Yes
GEN-2024-141 | 01 NORTH | G01 29SP | 601050 HELENA 3 345 601072 SHEAS LK3 345 1 | P11:24:XEL:SHERCO32G:2 | 0.05643 | Yes
GEN-2024-141 | 01 NORTH | G01 29SP | 601067 BISON 3 345 658049 ALXLNRCTRT 345 1 | P11:24:XEL:SHERCO32G:2 | 0.05689 | Yes
GEN-2024-141 | 01 NORTH | G01 29SP | 658047 ALEXMRES3 345 658049 ALXLNRCTRT 345 Z1 | P11:24:XEL:SHERCO32G:2 | 0.05689 | Yes
GEN-2024-141 | 01 NORTH | G01 29SP | 613060 BYRON 3 345 615306 GRE-PL VLLY3 345 1 | P11:24:XEL:SHERCO32G:2 | 0.05134 | Yes
GEN-2024-141 | 01 NORTH | G01 29SP | 635368 OBRIEN 3 345 635400 HIGHLAND 3 345 1 | P11:24:XEL:SHERCO32G:2 | 0.05709 | Yes
GEN-2024-141 | 01 NORTH | G01 29SP | 601039 NROC 3 345 613060 BYRON 3 345 1 | P11:24:XEL:SHERCO32G:2 | 0.05245 | Yes
GEN-2024-141 | 01 NORTH | G01 29SP | 631138 LAKEFLD3 345 635368 OBRIEN 3 345 1 | P11:24:XEL:SHERCO32G:2 | 0.06691 | Yes
GEN-2024-141 | 01 NORTH | G01 29SP | 602006 SHEYNNE4 230 652435 FARGO 4 230 1 | P11:26:XEL:SHERCO33G:3 | 0.05042 | Yes
GEN-2024-141 | 01 NORTH | G01 29SP | 601067 BISON 3 345 620358 BUFFALO3 345 1 | P11:26:XEL:SHERCO33G:3 | 0.06413 | Yes
GEN-2024-141 | 01 NORTH | G01 29SP | 601001 FORBES 2 500 601013 ROSEAUS2 500 1 | P11:26:XEL:SHERCO33G:3 | 0.05301 | Yes
GEN-2024-141 | 01 NORTH | G01 29SP | 601013 ROSEAUS2 500 601038 ROSEAUM 2 500 1 | P11:26:XEL:SHERCO33G:3 | 0.05301 | Yes
GEN-2024-141 | 01 NORTH | G01 29SP | 601012 ROSEAUN2 500 667501 RIEL 2 500 1 | P11:26:XEL:SHERCO33G:3 | 0.05301 | Yes
GEN-2024-141 | 01 NORTH | G01 29SP | 601012 ROSEAUN2 500 601038 ROSEAUM 2 500 1 | P11:26:XEL:SHERCO33G:3 | 0.05301 | Yes
GEN-2024-141 | 01 NORTH | G01 29SP | 601004 WILMART3 345 601072 SHEAS LK3 345 1 | P11:26:XEL:SHERCO33G:3 | 0.05593 | Yes
GEN-2024-141 | 01 NORTH | G01 29SP | 601001 FORBES 2 500 601017 CHIS-N 2 500 1 | P11:26:XEL:SHERCO33G:3 | 0.06898 | Yes
GEN-2024-141 | 01 NORTH | G01 29SP | 601016 CHIS CO2 500 601017 CHIS-N 2 500 1 | P11:26:XEL:SHERCO33G:3 | 0.06898 | Yes
GEN-2024-141 | 01 NORTH | G01 29SP | 601050 HELENA 3 345 601072 SHEAS LK3 345 1 | P11:26:XEL:SHERCO33G:3 | 0.05643 | Yes
GEN-2024-141 | 01 NORTH | G01 29SP | 601067 BISON 3 345 658049 ALXLNRCTRT 345 1 | P11:26:XEL:SHERCO33G:3 | 0.05689 | Yes
GEN-2024-141 | 01 NORTH | G01 29SP | 658047 ALEXMRES3 345 658049 ALXLNRCTRT 345 Z1 | P11:26:XEL:SHERCO33G:3 | 0.05689 | Yes
GEN-2024-141 | 01 NORTH | G01 29SP | 635200 RAUN 3 345 652564 SIOUXCY3 345 1 | P11:26:XEL:SHERCO33G:3 | 0.07913 | Yes
GEN-2024-141 | 01 NORTH | G01 29SP | 613060 BYRON 3 345 615306 GRE-PL VLLY3 345 1 | P11:26:XEL:SHERCO33G:3 | 0.05134 | Yes
GEN-2024-141 | 01 NORTH | G01 29SP | 635368 OBRIEN 3 345 635400 HIGHLAND 3 345 1 | P11:26:XEL:SHERCO33G:3 | 0.05709 | Yes
GEN-2024-141 | 01 NORTH | G01 29SP | 601039 NROC 3 345 613060 BYRON 3 345 1 | P11:26:XEL:SHERCO33G:3 | 0.05245 | Yes
GEN-2024-141 | 01 NORTH | G01 29SP | 631138 LAKEFLD3 345 635368 OBRIEN 3 345 1 | P11:26:XEL:SHERCO33G:3 | 0.06691 | Yes
GEN-2024-141 | 01 NORTH | G01 29SP | 635600 GRIMES 3 345 636003 BEAVER CRK 3 345 1 | P11:345:MEC:GDMEC:3:ST | 0.05341 | Yes
GEN-2024-141 | 01 NORTH | G01 29SP | 636003 BEAVER CRK 3 345 636010 LEHIGH 3 345 1 | P11:345:MEC:GDMEC:3:ST | 0.05341 | Yes
GEN-2024-141 | 01 NORTH | G01 29SP | 631139 HAZLTON3 345 631270 LASALLE 3 345 1 | P11:345:MEC:LOUISA:1 | 0.0508 | Yes
GEN-2024-141 | 01 NORTH | G01 29SP | 631144 MITCHLCO3 345 631270 LASALLE 3 345 1 | P11:345:MEC:LOUISA:1 | 0.0508 | Yes
GEN-2024-141 | 01 NORTH | G01 29SP | 601002 ADAMS 3 345 631144 MITCHLCO3 345 1 | P11:345:MEC:LOUISA:1 | 0.0508 | Yes
GEN-2024-141 | 01 NORTH | G01 29SP | 601006 SPLT RK3 345 652536 WHITE-SRX3 345 1 | P11:345:MEC:NEAL:3 | 0.0729 | Yes
GEN-2024-141 | 01 NORTH | G01 29SP | 601006 SPLT RK3 345 652864 SIOUXCY-LNX3 345 1 | P11:345:MEC:NEAL:3 | 0.07129 | Yes
GEN-2024-141 | 01 NORTH | G01 29SP | 635200 RAUN 3 345 635398 REMSEN 3 345 1 | P11:345:MEC:NEAL:3 | 0.05709 | Yes
GEN-2024-141 | 01 NORTH | G01 29SP | 635398 REMSEN 3 345 635399 CHEROKEE 3 345 1 | P11:345:MEC:NEAL:3 | 0.05709 | Yes
GEN-2024-141 | 01 NORTH | G01 29SP | 635399 CHEROKEE 3 345 635400 HIGHLAND 3 345 1 | P11:345:MEC:NEAL:3 | 0.05709 | Yes
GEN-2024-141 | 01 NORTH | G01 29SP | 601006 SPLT RK3 345 652536 WHITE-SRX3 345 1 | P11:345:MEC:NEAL:4 | 0.0729 | Yes
GEN-2024-141 | 01 NORTH | G01 29SP | 601006 SPLT RK3 345 652864 SIOUXCY-LNX3 345 1 | P11:345:MEC:NEAL:4 | 0.07129 | Yes
GEN-2024-141 | 01 NORTH | G01 29SP | 635200 RAUN 3 345 635398 REMSEN 3 345 1 | P11:345:MEC:NEAL:4 | 0.05709 | Yes
GEN-2024-141 | 01 NORTH | G01 29SP | 635398 REMSEN 3 345 635399 CHEROKEE 3 345 1 | P11:345:MEC:NEAL:4 | 0.05709 | Yes
GEN-2024-141 | 01 NORTH | G01 29SP | 635399 CHEROKEE 3 345 635400 HIGHLAND 3 345 1 | P11:345:MEC:NEAL:4 | 0.05709 | Yes
GEN-2024-141 | 01 NORTH | G01 29SP | 635200 RAUN 3 345 762779 G18-043 TAP 345 1 | P11:345:MEC:WSEC:3 | 0.06341 | Yes
GEN-2024-141 | 01 NORTH | G01 29SP | 635200 RAUN 3 345 645552 S3452 REACT3 345 1 | P11:345:MEC:WSEC:3 | 0.06461 | Yes
GEN-2024-141 | 01 NORTH | G01 29SP | 635200 RAUN 3 345 762779 G18-043 TAP 345 1 | P11:345:MEC:WSEC:4 | 0.06341 | Yes
GEN-2024-141 | 01 NORTH | G01 29SP | 601006 SPLT RK3 345 652864 SIOUXCY-LNX3 345 1 | P11:345:MEC:WSEC:4 | 0.07129 | Yes
GEN-2024-141 | 01 NORTH | G01 29SP | 635200 RAUN 3 345 645552 S3452 REACT3 345 1 | P11:345:MEC:WSEC:4 | 0.06461 | Yes
GEN-2024-141 | 01 NORTH | G01 29SP | 635200 RAUN 3 345 762779 G18-043 TAP 345 1 | P11:345:OPPD:LX002:NC:732.0 NEBCITY G2 | 0.06111 | Yes
GEN-2024-141 | 01 NORTH | G01 29SP | 635200 RAUN 3 345 645552 S3452 REACT3 345 1 | P11:345:OPPD:LX002:NC:732.0 NEBCITY G2 | 0.06225 | Yes
GEN-2024-141 | 01 NORTH | G01 29SP | 601002 ADAMS 3 345 615306 GRE-PL VLLY3 345 1 | P11:345:XEL:J1072GEN:PV | 0.05225 | Yes
GEN-2024-141 | 01 NORTH | G01 29SP | 601005 ELM CRK3 345 601022 PARKERS3 345 1 | P12:115:GRE:CDI-ECK | 0.05142 | Yes
GEN-2024-141 | 01 NORTH | G01 29SP | 601067 BISON 3 345 620358 BUFFALO3 345 1 | P12:115:OTP:CSLTNET7:BUFFALO7:1 | 0.06449 | Yes
GEN-2024-141 | 01 NORTH | G01 29SP | 601067 BISON 3 345 658049 ALXLNRCTRT 345 1 | P12:115:OTP-MRES::HOOT LK7:FERGSFL7 | 0.06016 | Yes
GEN-2024-141 | 01 NORTH | G01 29SP | 658047 ALEXMRES3 345 658049 ALXLNRCTRT 345 Z1 | P12:115:OTP-MRES::HOOT LK7:FERGSFL7 | 0.06016 | Yes
GEN-2024-141 | 01 NORTH | G01 29SP | 601003 PR ISLD3 345 601039 NROC 3 345 1 | P12:115:XEL-GRE:FEP-WEF | 0.05329 | Yes
GEN-2024-141 | 01 NORTH | G01 29SP | 601001 FORBES 2 500 601013 ROSEAUS2 500 1 | P12:138:SASK:138KV-CD11:::HV: | 0.05301 | Yes
GEN-2024-141 | 01 NORTH | G01 29SP | 601012 ROSEAUN2 500 667501 RIEL 2 500 1 | P12:138:SASK:138KV-CD11:::HV: | 0.05301 | Yes
GEN-2024-141 | 01 NORTH | G01 29SP | 601013 ROSEAUS2 500 601038 ROSEAUM 2 500 1 | P12:138:SASK:138KV-CD11:::HV: | 0.05301 | Yes
GEN-2024-141 | 01 NORTH | G01 29SP | 601012 ROSEAUN2 500 601038 ROSEAUM 2 500 1 | P12:138:SASK:138KV-CD11:::HV: | 0.05301 | Yes
GEN-2024-141 | 01 NORTH | G01 29SP | 601003 PR ISLD3 345 601039 NROC 3 345 1 | P12:161:GRE:RAV:SPC | 0.05278 | Yes
GEN-2024-141 | 01 NORTH | G01 29SP | 613060 BYRON 3 345 615306 GRE-PL VLLY3 345 1 | P12:161:XEL-GRE:BYRON5:GRE-PLVLLY5:1 | 0.05606 | Yes
GEN-2024-141 | 01 NORTH | G01 29SP | 601031 BRKNGCO3 345 620483 ASTORIA 3 345 1 | P12:230.0:UMZ:# N-1 #:: LINE BIGSTON4-BLAIR-ER4-1 :HV: | 0.08043 | Yes
GEN-2024-141 | 01 NORTH | G01 29SP | 620480 DEUEL CO 3 345 620483 ASTORIA 3 345 1 | P12:230.0:UMZ:# N-1 #:: LINE BIGSTON4-BLAIR-ER4-1 :HV: | 0.07938 | Yes
GEN-2024-141 | 01 NORTH | G01 29SP | 620417 BSSOUTH3 345 620480 DEUEL CO 3 345 1 | P12:230.0:UMZ:# N-1 #:: LINE BIGSTON4-BLAIR-ER4-1 :HV: | 0.07938 | Yes
GEN-2024-141 | 01 NORTH | G01 29SP | 602006 SHEYNNE4 230 652435 FARGO 4 230 1 | P12:230.0:UMZ:# N-1 #:: LINE FARGO 4-MOORHDW4-1 :HV: | 0.05886 | Yes
GEN-2024-141 | 01 NORTH | G01 29SP | 601006 SPLT RK3 345 652536 WHITE-SRX3 345 1 | P12:230.0:UMZ:# N-1 #:: LINE HANLON 4-STORLA__-BE4-1 :HV: | 0.07478 | Yes
GEN-2024-141 | 01 NORTH | G01 29SP | 602006 SHEYNNE4 230 652435 FARGO 4 230 1 | P12:230.0:UMZ:# N-1 #:: LINE MOORHED4-MOORHDW4-Z1 :HV: | 0.05886 | Yes
GEN-2024-141 | 01 NORTH | G01 29SP | 620369 JAMESTN3 345 657791 CENTER 3 345 1 | P12:230.0:UMZ:# N-1 #:: LINE OWAN -MW4-JUDSON__-BE4-Z :HV: | 0.08981 | Yes
GEN-2024-141 | 01 NORTH | G01 29SP | 602006 SHEYNNE4 230 652435 FARGO 4 230 1 | P12:230.0:UMZ:# N-1 #:: LINE OWAN -MW4-JUDSON__-BE4-Z :HV: | 0.05042 | Yes
GEN-2024-141 | 01 NORTH | G01 29SP | 620358 BUFFALO3 345 620369 JAMESTN3 345 1 | P12:230.0:UMZ:# N-1 #:: LINE OWAN -MW4-JUDSON__-BE4-Z :HV: | 0.06458 | Yes
GEN-2024-141 | 01 NORTH | G01 29SP | 601067 BISON 3 345 620358 BUFFALO3 345 1 | P12:230.0:UMZ:# N-1 #:: LINE OWAN -MW4-JUDSON__-BE4-Z :HV: | 0.06413 | Yes
GEN-2024-141 | 01 NORTH | G01 29SP | 601006 SPLT RK3 345 652536 WHITE-SRX3 345 1 | P12:230.0:UMZ:# N-1 #:: LINE OWAN -MW4-JUDSON__-BE4-Z :HV: | 0.0729 | Yes
GEN-2024-141 | 01 NORTH | G01 29SP | 601003 PR ISLD3 345 601039 NROC 3 345 1 | P12:230.0:UMZ:# N-1 #:: LINE OWAN -MW4-JUDSON__-BE4-Z :HV: | 0.05271 | Yes
GEN-2024-141 | 01 NORTH | G01 29SP | 657756 SQBUTTE4 230 995911 620:CENTER # 230 1 | P12:230.0:UMZ:# N-1 #:: LINE OWAN -MW4-JUDSON__-BE4-Z :HV: | 0.05275 | Yes
GEN-2024-141 | 01 NORTH | G01 29SP | 657791 CENTER 3 345 995911 620:CENTER # 230 1 | P12:230.0:UMZ:# N-1 #:: LINE OWAN -MW4-JUDSON__-BE4-Z :HV: | 0.05275 | Yes
GEN-2024-141 | 01 NORTH | G01 29SP | 657756 SQBUTTE4 230 995910 620:CENTER # 230 2 | P12:230.0:UMZ:# N-1 #:: LINE OWAN -MW4-JUDSON__-BE4-Z :HV: | 0.05203 | Yes
GEN-2024-141 | 01 NORTH | G01 29SP | 657791 CENTER 3 345 995910 620:CENTER # 230 2 | P12:230.0:UMZ:# N-1 #:: LINE OWAN -MW4-JUDSON__-BE4-Z :HV: | 0.05203 | Yes
GEN-2024-141 | 01 NORTH | G01 29SP | 601001 FORBES 2 500 601013 ROSEAUS2 500 1 | P12:230.0:UMZ:# N-1 #:: LINE OWAN -MW4-JUDSON__-BE4-Z :HV: | 0.05301 | Yes
GEN-2024-141 | 01 NORTH | G01 29SP | 601013 ROSEAUS2 500 601038 ROSEAUM 2 500 1 | P12:230.0:UMZ:# N-1 #:: LINE OWAN -MW4-JUDSON__-BE4-Z :HV: | 0.05301 | Yes
GEN-2024-141 | 01 NORTH | G01 29SP | 601012 ROSEAUN2 500 667501 RIEL 2 500 1 | P12:230.0:UMZ:# N-1 #:: LINE OWAN -MW4-JUDSON__-BE4-Z :HV: | 0.05301 | Yes
GEN-2024-141 | 01 NORTH | G01 29SP | 601012 ROSEAUN2 500 601038 ROSEAUM 2 500 1 | P12:230.0:UMZ:# N-1 #:: LINE OWAN -MW4-JUDSON__-BE4-Z :HV: | 0.05301 | Yes
GEN-2024-141 | 01 NORTH | G01 29SP | 631139 HAZLTON3 345 631270 LASALLE 3 345 1 | P12:230.0:UMZ:# N-1 #:: LINE OWAN -MW4-JUDSON__-BE4-Z :HV: | 0.0508 | Yes
GEN-2024-141 | 01 NORTH | G01 29SP | 631144 MITCHLCO3 345 631270 LASALLE 3 345 1 | P12:230.0:UMZ:# N-1 #:: LINE OWAN -MW4-JUDSON__-BE4-Z :HV: | 0.0508 | Yes
GEN-2024-141 | 01 NORTH | G01 29SP | 601001 FORBES 2 500 601017 CHIS-N 2 500 1 | P12:230.0:UMZ:# N-1 #:: LINE OWAN -MW4-JUDSON__-BE4-Z :HV: | 0.06898 | Yes
GEN-2024-141 | 01 NORTH | G01 29SP | 601016 CHIS CO2 500 601017 CHIS-N 2 500 1 | P12:230.0:UMZ:# N-1 #:: LINE OWAN -MW4-JUDSON__-BE4-Z :HV: | 0.06898 | Yes
GEN-2024-141 | 01 NORTH | G01 29SP | 601002 ADAMS 3 345 631144 MITCHLCO3 345 1 | P12:230.0:UMZ:# N-1 #:: LINE OWAN -MW4-JUDSON__-BE4-Z :HV: | 0.0508 | Yes
GEN-2024-141 | 01 NORTH | G01 29SP | 601002 ADAMS 3 345 615306 GRE-PL VLLY3 345 1 | P12:230.0:UMZ:# N-1 #:: LINE OWAN -MW4-JUDSON__-BE4-Z :HV: | 0.05225 | Yes
GEN-2024-141 | 01 NORTH | G01 29SP | 620358 BUFFALO3 345 620369 JAMESTN3 345 1 | P12:230.0:UMZ:# N-1 #:: LINE SHEYNNE4-FARGO 4-1 :HV: | 0.07313 | Yes
GEN-2024-141 | 01 NORTH | G01 29SP | 601006 SPLT RK3 345 652864 SIOUXCY-LNX3 345 1 | P12:230.0:UMZ:# N-1 #:: LINE SIOUXFL4-PAHOJA__-BE4-1 :HV: | 0.07918 | Yes
GEN-2024-141 | 01 NORTH | G01 29SP | 601006 SPLT RK3 345 652864 SIOUXCY-LNX3 345 1 | P12:230.0:UMZ:# N-1 #:: LINE UTICAJC4-RASMUSN-ER4-1 :HV: | 0.07427 | Yes
GEN-2024-141 | 01 NORTH | G01 29SP | 608607 NELSNLK4 230 615901 GRE-STANTON4 230 1 | P12:230.0:UMZ:# N-1 #:: LINE WARD 4-MANDAN 4-1 :HV: | 0.10197 | Yes
GEN-2024-141 | 01 NORTH | G01 29SP | 657756 SQBUTTE4 230 995911 620:CENTER # 230 1 | P12:230:GRE:CCK-STN-MCH | 0.05438 | Yes
GEN-2024-141 | 01 NORTH | G01 29SP | 657791 CENTER 3 345 995911 620:CENTER # 230 1 | P12:230:GRE:CCK-STN-MCH | 0.05438 | Yes
GEN-2024-141 | 01 NORTH | G01 29SP | 657756 SQBUTTE4 230 995910 620:CENTER # 230 2 | P12:230:GRE:CCK-STN-MCH | 0.05363 | Yes
GEN-2024-141 | 01 NORTH | G01 29SP | 657791 CENTER 3 345 995910 620:CENTER # 230 2 | P12:230:GRE:CCK-STN-MCH | 0.05363 | Yes
GEN-2024-141 | 01 NORTH | G01 29SP | 657756 SQBUTTE4 230 995911 620:CENTER # 230 1 | P12:230:GRE:GRE-RAMSEY4:GRE-BALTA4:1 | 0.05534 | Yes
GEN-2024-141 | 01 NORTH | G01 29SP | 657791 CENTER 3 345 995911 620:CENTER # 230 1 | P12:230:GRE:GRE-RAMSEY4:GRE-BALTA4:1 | 0.05534 | Yes
GEN-2024-141 | 01 NORTH | G01 29SP | 657756 SQBUTTE4 230 995910 620:CENTER # 230 2 | P12:230:GRE:GRE-RAMSEY4:GRE-BALTA4:1 | 0.05458 | Yes
GEN-2024-141 | 01 NORTH | G01 29SP | 657791 CENTER 3 345 995910 620:CENTER # 230 2 | P12:230:GRE:GRE-RAMSEY4:GRE-BALTA4:1 | 0.05458 | Yes
GEN-2024-141 | 01 NORTH | G01 29SP | 620358 BUFFALO3 345 620369 JAMESTN3 345 1 | P12:230:MDU:ELLENDALE:ELLENDALE345:Z: | 0.06523 | Yes
GEN-2024-141 | 01 NORTH | G01 29SP | 601067 BISON 3 345 620358 BUFFALO3 345 1 | P12:230:MDU:ELLENDALE:ELLENDALE345:Z: | 0.06474 | Yes
GEN-2024-141 | 01 NORTH | G01 29SP | 601031 BRKNGCO3 345 620483 ASTORIA 3 345 1 | P12:230:MDU:ELLENDALE:ELLENDALE345:Z: | 0.07468 | Yes
GEN-2024-141 | 01 NORTH | G01 29SP | 620480 DEUEL CO 3 345 620483 ASTORIA 3 345 1 | P12:230:MDU:ELLENDALE:ELLENDALE345:Z: | 0.07371 | Yes
GEN-2024-141 | 01 NORTH | G01 29SP | 620417 BSSOUTH3 345 620480 DEUEL CO 3 345 1 | P12:230:MDU:ELLENDALE:ELLENDALE345:Z: | 0.07371 | Yes
GEN-2024-141 | 01 NORTH | G01 29SP | 620416 TWIN BRKS 3 345 620417 BSSOUTH3 345 1 | P12:230:MDU:ELLENDALE345:OAKES:1: | 0.05059 | Yes
GEN-2024-141 | 01 NORTH | G01 29SP | 661097 ELLENDL345 3 345 661950 ELN345SHNT 3 345 Z | P12:230:MDU:ELLENDALE345:OAKES:1: | 0.05059 | Yes
GEN-2024-141 | 01 NORTH | G01 29SP | 620416 TWIN BRKS 3 345 661950 ELN345SHNT 3 345 1 | P12:230:MDU:ELLENDALE345:OAKES:1: | 0.05059 | Yes
GEN-2024-141 | 01 NORTH | G01 29SP | 620369 JAMESTN3 345 657791 CENTER 3 345 1 | P12:230:MDU:MANDAN:NAPOLEON SW:1: | 0.10352 | Yes
GEN-2024-141 | 01 NORTH | G01 29SP | 620369 JAMESTN3 345 657791 CENTER 3 345 1 | P12:230:MDU:MANDAN:ROUGHRIDER:1: | 0.08697 | Yes
GEN-2024-141 | 01 NORTH | G01 29SP | 608607 NELSNLK4 230 615901 GRE-STANTON4 230 1 | P12:230:MDU:MANDAN:ROUGHRIDER:1: | 0.09859 | Yes
GEN-2024-141 | 01 NORTH | G01 29SP | 620358 BUFFALO3 345 620369 JAMESTN3 345 1 | P12:230:MDU:MANDAN:ROUGHRIDER:1: | 0.06324 | Yes
GEN-2024-141 | 01 NORTH | G01 29SP | 601067 BISON 3 345 620358 BUFFALO3 345 1 | P12:230:MDU:MANDAN:ROUGHRIDER:1: | 0.06288 | Yes
GEN-2024-141 | 01 NORTH | G01 29SP | 615901 GRE-STANTON4 230 659106 LELAND_O-BE4 230 1 | P12:230:MDU:MANDAN:ROUGHRIDER:1: | 0.12829 | Yes
GEN-2024-141 | 01 NORTH | G01 29SP | 608607 NELSNLK4 230 615901 GRE-STANTON4 230 1 | P12:230:MDU:MANDAN:WARD:1: | 0.10197 | Yes
GEN-2024-141 | 01 NORTH | G01 29SP | 620369 JAMESTN3 345 657791 CENTER 3 345 1 | P12:230:MDU:MERRICOURT:WISHEK:1: | 0.10352 | Yes
GEN-2024-141 | 01 NORTH | G01 29SP | 602006 SHEYNNE4 230 652435 FARGO 4 230 1 | P12:230:MDU:MERRICOURT:WISHEK:1: | 0.0558 | Yes
GEN-2024-141 | 01 NORTH | G01 29SP | 657756 SQBUTTE4 230 995911 620:CENTER # 230 1 | P12:230:MDU:MERRICOURT:WISHEK:1: | 0.05999 | Yes
GEN-2024-141 | 01 NORTH | G01 29SP | 657791 CENTER 3 345 995911 620:CENTER # 230 1 | P12:230:MDU:MERRICOURT:WISHEK:1: | 0.05999 | Yes
GEN-2024-141 | 01 NORTH | G01 29SP | 657756 SQBUTTE4 230 995910 620:CENTER # 230 2 | P12:230:MDU:MERRICOURT:WISHEK:1: | 0.05917 | Yes
GEN-2024-141 | 01 NORTH | G01 29SP | 657791 CENTER 3 345 995910 620:CENTER # 230 2 | P12:230:MDU:MERRICOURT:WISHEK:1: | 0.05917 | Yes
GEN-2024-141 | 01 NORTH | G01 29SP | 620369 JAMESTN3 345 657791 CENTER 3 345 1 | P12:230:MDU:NAPOLEON SW:WISHEK:1: | 0.10352 | Yes
GEN-2024-141 | 01 NORTH | G01 29SP | 602006 SHEYNNE4 230 652435 FARGO 4 230 1 | P12:230:MDU:NAPOLEON SW:WISHEK:1: | 0.0558 | Yes
GEN-2024-141 | 01 NORTH | G01 29SP | 657756 SQBUTTE4 230 995911 620:CENTER # 230 1 | P12:230:MDU:NAPOLEON SW:WISHEK:1: | 0.05999 | Yes
GEN-2024-141 | 01 NORTH | G01 29SP | 657791 CENTER 3 345 995911 620:CENTER # 230 1 | P12:230:MDU:NAPOLEON SW:WISHEK:1: | 0.05999 | Yes
GEN-2024-141 | 01 NORTH | G01 29SP | 657756 SQBUTTE4 230 995910 620:CENTER # 230 2 | P12:230:MDU:NAPOLEON SW:WISHEK:1: | 0.05917 | Yes
GEN-2024-141 | 01 NORTH | G01 29SP | 657791 CENTER 3 345 995910 620:CENTER # 230 2 | P12:230:MDU:NAPOLEON SW:WISHEK:1: | 0.05917 | Yes
GEN-2024-141 | 01 NORTH | G01 29SP | 601001 FORBES 2 500 601013 ROSEAUS2 500 1 | P12:230:MH:R50M | 0.05403 | Yes
GEN-2024-141 | 01 NORTH | G01 29SP | 601013 ROSEAUS2 500 601038 ROSEAUM 2 500 1 | P12:230:MH:R50M | 0.05403 | Yes
GEN-2024-141 | 01 NORTH | G01 29SP | 601012 ROSEAUN2 500 667501 RIEL 2 500 1 | P12:230:MH:R50M | 0.05403 | Yes
GEN-2024-141 | 01 NORTH | G01 29SP | 601012 ROSEAUN2 500 601038 ROSEAUM 2 500 1 | P12:230:MH:R50M | 0.05403 | Yes
GEN-2024-141 | 01 NORTH | G01 29SP | 608602 SQBEAST4 230 657756 SQBUTTE4 230 Z2 | P12:230:MP-OTP:SQBEAST4:SQBUTTE4:Z1 | 0.05844 | Yes
GEN-2024-141 | 01 NORTH | G01 29SP | 608602 SQBEAST4 230 657756 SQBUTTE4 230 Z1 | P12:230:MP-OTP:SQBEAST4:SQBUTTE4:Z2 | 0.05844 | Yes
GEN-2024-141 | 01 NORTH | G01 29SP | 620416 TWIN BRKS 3 345 620417 BSSOUTH3 345 1 | P12:230:OTP::HANKSON4:OAKES 4 | 0.05132 | Yes
GEN-2024-141 | 01 NORTH | G01 29SP | 661097 ELLENDL345 3 345 661950 ELN345SHNT 3 345 Z | P12:230:OTP::HANKSON4:OAKES 4 | 0.05132 | Yes
GEN-2024-141 | 01 NORTH | G01 29SP | 620416 TWIN BRKS 3 345 661950 ELN345SHNT 3 345 1 | P12:230:OTP::HANKSON4:OAKES 4 | 0.05132 | Yes
GEN-2024-141 | 01 NORTH | G01 29SP | 602006 SHEYNNE4 230 652435 FARGO 4 230 1 | P12:230:OTP::HANKSON4:WAHPETN4 | 0.05043 | Yes
GEN-2024-141 | 01 NORTH | G01 29SP | 601031 BRKNGCO3 345 620483 ASTORIA 3 345 1 | P12:230:OTP:AUTO-SINGLE:BIGSTON4:BLAIR-ER41:HV: | 0.08043 | Yes
GEN-2024-141 | 01 NORTH | G01 29SP | 620480 DEUEL CO 3 345 620483 ASTORIA 3 345 1 | P12:230:OTP:AUTO-SINGLE:BIGSTON4:BLAIR-ER41:HV: | 0.07938 | Yes
GEN-2024-141 | 01 NORTH | G01 29SP | 620417 BSSOUTH3 345 620480 DEUEL CO 3 345 1 | P12:230:OTP:AUTO-SINGLE:BIGSTON4:BLAIR-ER41:HV: | 0.07938 | Yes
GEN-2024-141 | 01 NORTH | G01 29SP | 602006 SHEYNNE4 230 652435 FARGO 4 230 1 | P12:230:OTP:HANKSON4:WAHPETN4:1 | 0.05043 | Yes
GEN-2024-141 | 01 NORTH | G01 29SP | 620369 JAMESTN3 345 657791 CENTER 3 345 1 | P12:230:OTP:ROUGHRIDER4:CENTER4:1 | 0.08697 | Yes
GEN-2024-141 | 01 NORTH | G01 29SP | 608607 NELSNLK4 230 615901 GRE-STANTON4 230 1 | P12:230:OTP:ROUGHRIDER4:CENTER4:1 | 0.09859 | Yes
GEN-2024-141 | 01 NORTH | G01 29SP | 620358 BUFFALO3 345 620369 JAMESTN3 345 1 | P12:230:OTP:ROUGHRIDER4:CENTER4:1 | 0.06324 | Yes
GEN-2024-141 | 01 NORTH | G01 29SP | 601067 BISON 3 345 620358 BUFFALO3 345 1 | P12:230:OTP:ROUGHRIDER4:CENTER4:1 | 0.06288 | Yes
GEN-2024-141 | 01 NORTH | G01 29SP | 615901 GRE-STANTON4 230 659106 LELAND_O-BE4 230 1 | P12:230:OTP:ROUGHRIDER4:CENTER4:1 | 0.12829 | Yes
GEN-2024-141 | 01 NORTH | G01 29SP | 615901 GRE-STANTON4 230 659106 LELAND_O-BE4 230 1 | P12:230:OTP:SQBUTTE4:YNG24:1 | 0.12547 | Yes
GEN-2024-141 | 01 NORTH | G01 29SP | 601067 BISON 3 345 658049 ALXLNRCTRT 345 1 | P12:230:OTP:WAHPETN4:FERGSFL4:1 | 0.06008 | Yes
GEN-2024-141 | 01 NORTH | G01 29SP | 658047 ALEXMRES3 345 658049 ALXLNRCTRT 345 Z1 | P12:230:OTP:WAHPETN4:FERGSFL4:1 | 0.06008 | Yes
GEN-2024-141 | 01 NORTH | G01 29SP | 601001 FORBES 2 500 601013 ROSEAUS2 500 1 | P12:230:SASK:230KV-P52E:::HV: | 0.05289 | Yes
GEN-2024-141 | 01 NORTH | G01 29SP | 601013 ROSEAUS2 500 601038 ROSEAUM 2 500 1 | P12:230:SASK:230KV-P52E:::HV: | 0.05289 | Yes
GEN-2024-141 | 01 NORTH | G01 29SP | 601012 ROSEAUN2 500 667501 RIEL 2 500 1 | P12:230:SASK:230KV-P52E:::HV: | 0.05289 | Yes
GEN-2024-141 | 01 NORTH | G01 29SP | 601012 ROSEAUN2 500 601038 ROSEAUM 2 500 1 | P12:230:SASK:230KV-P52E:::HV: | 0.05289 | Yes
GEN-2024-141 | 01 NORTH | G01 29SP | 602006 SHEYNNE4 230 652435 FARGO 4 230 1 | P12:230:UMZ:# 20066 #:: PROPER N-1 FOR TAP PICKERT4:HV: | 0.05467 | Yes
GEN-2024-141 | 01 NORTH | G01 29SP | 620358 BUFFALO3 345 620369 JAMESTN3 345 1 | P12:230:XEL-WAPA:SHEYNNE4:FARGO4:1 | 0.07313 | Yes
GEN-2024-141 | 01 NORTH | G01 29SP | 601006 SPLT RK3 345 652864 SIOUXCY-LNX3 345 1 | P12:345.0:UMZ:# N-1 #:: LINE FTTHOM2-LNX3-GRPRAR2-LNX3-1 :EHV: | 0.08181 | Yes
GEN-2024-141 | 01 NORTH | G01 29SP | 601006 SPLT RK3 345 652864 SIOUXCY-LNX3 345 1 | P12:345.0:UMZ:# N-1 #:: LINE FTTHOMP3-FTTHOM2-LNX3-Z :EHV: | 0.08181 | Yes
GEN-2024-141 | 01 NORTH | G01 29SP | 601006 SPLT RK3 345 652536 WHITE-SRX3 345 1 | P12:345.0:UMZ:# N-1 #:: LINE GR PRAIRIE 3-GRPRAR1-LNX3-Z :EHV: | 0.07774 | Yes
GEN-2024-141 | 01 NORTH | G01 29SP | 601006 SPLT RK3 345 652864 SIOUXCY-LNX3 345 1 | P12:345.0:UMZ:# N-1 #:: LINE GR PRAIRIE 3-GRPRAR1-LNX3-Z :EHV: | 0.08026 | Yes
GEN-2024-141 | 01 NORTH | G01 29SP | 601003 PR ISLD3 345 601039 NROC 3 345 1 | P12:345.0:UMZ:# N-1 #:: LINE GR PRAIRIE 3-GRPRAR1-LNX3-Z :EHV: | 0.05614 | Yes
GEN-2024-141 | 01 NORTH | G01 29SP | 631139 HAZLTON3 345 631270 LASALLE 3 345 1 | P12:345.0:UMZ:# N-1 #:: LINE GR PRAIRIE 3-GRPRAR1-LNX3-Z :EHV: | 0.05428 | Yes
GEN-2024-141 | 01 NORTH | G01 29SP | 635200 RAUN 3 345 635398 REMSEN 3 345 1 | P12:345.0:UMZ:# N-1 #:: LINE GR PRAIRIE 3-GRPRAR1-LNX3-Z :EHV: | 0.06435 | Yes
GEN-2024-141 | 01 NORTH | G01 29SP | 631144 MITCHLCO3 345 631270 LASALLE 3 345 1 | P12:345.0:UMZ:# N-1 #:: LINE GR PRAIRIE 3-GRPRAR1-LNX3-Z :EHV: | 0.05428 | Yes
GEN-2024-141 | 01 NORTH | G01 29SP | 601002 ADAMS 3 345 631144 MITCHLCO3 345 1 | P12:345.0:UMZ:# N-1 #:: LINE GR PRAIRIE 3-GRPRAR1-LNX3-Z :EHV: | 0.05428 | Yes
GEN-2024-141 | 01 NORTH | G01 29SP | 601048 LYON CO 3 345 631138 LAKEFLD3 345 1 | P12:345.0:UMZ:# N-1 #:: LINE GR PRAIRIE 3-GRPRAR1-LNX3-Z :EHV: | 0.07103 | Yes
GEN-2024-141 | 01 NORTH | G01 29SP | 635398 REMSEN 3 345 635399 CHEROKEE 3 345 1 | P12:345.0:UMZ:# N-1 #:: LINE GR PRAIRIE 3-GRPRAR1-LNX3-Z :EHV: | 0.06435 | Yes
GEN-2024-141 | 01 NORTH | G01 29SP | 635399 CHEROKEE 3 345 635400 HIGHLAND 3 345 1 | P12:345.0:UMZ:# N-1 #:: LINE GR PRAIRIE 3-GRPRAR1-LNX3-Z :EHV: | 0.06435 | Yes
GEN-2024-141 | 01 NORTH | G01 29SP | 631193 HUNTLEY3 345 631197 LEDYARD3 345 1 | P12:345.0:UMZ:# N-1 #:: LINE GR PRAIRIE 3-GRPRAR1-LNX3-Z :EHV: | 0.07164 | Yes
GEN-2024-141 | 01 NORTH | G01 29SP | 601006 SPLT RK3 345 652864 SIOUXCY-LNX3 345 1 | P12:345.0:UMZ:# N-1 #:: LINE GR PRAIRIE 3-GRPRAR2-LNX3-Z :EHV: | 0.08181 | Yes
GEN-2024-141 | 01 NORTH | G01 29SP | 620369 JAMESTN3 345 657791 CENTER 3 345 1 | P12:345.0:UMZ:# N-1 #:: LINE GROTON__-BE3-GR.LS-LO-BE3-Z :EHV: | 0.10497 | Yes
GEN-2024-141 | 01 NORTH | G01 29SP | 601006 SPLT RK3 345 652536 WHITE-SRX3 345 1 | P12:345.0:UMZ:# N-1 #:: LINE HOLT.CO3-GRPRAR1-LNX3-1 :EHV: | 0.07774 | Yes
GEN-2024-141 | 01 NORTH | G01 29SP | 601006 SPLT RK3 345 652864 SIOUXCY-LNX3 345 1 | P12:345.0:UMZ:# N-1 #:: LINE HOLT.CO3-GRPRAR1-LNX3-1 :EHV: | 0.08026 | Yes
GEN-2024-141 | 01 NORTH | G01 29SP | 601003 PR ISLD3 345 601039 NROC 3 345 1 | P12:345.0:UMZ:# N-1 #:: LINE HOLT.CO3-GRPRAR1-LNX3-1 :EHV: | 0.05614 | Yes
GEN-2024-141 | 01 NORTH | G01 29SP | 631139 HAZLTON3 345 631270 LASALLE 3 345 1 | P12:345.0:UMZ:# N-1 #:: LINE HOLT.CO3-GRPRAR1-LNX3-1 :EHV: | 0.05428 | Yes
GEN-2024-141 | 01 NORTH | G01 29SP | 635200 RAUN 3 345 635398 REMSEN 3 345 1 | P12:345.0:UMZ:# N-1 #:: LINE HOLT.CO3-GRPRAR1-LNX3-1 :EHV: | 0.06435 | Yes
GEN-2024-141 | 01 NORTH | G01 29SP | 631144 MITCHLCO3 345 631270 LASALLE 3 345 1 | P12:345.0:UMZ:# N-1 #:: LINE HOLT.CO3-GRPRAR1-LNX3-1 :EHV: | 0.05428 | Yes
GEN-2024-141 | 01 NORTH | G01 29SP | 601048 LYON CO 3 345 631138 LAKEFLD3 345 1 | P12:345.0:UMZ:# N-1 #:: LINE HOLT.CO3-GRPRAR1-LNX3-1 :EHV: | 0.07103 | Yes
GEN-2024-141 | 01 NORTH | G01 29SP | 635398 REMSEN 3 345 635399 CHEROKEE 3 345 1 | P12:345.0:UMZ:# N-1 #:: LINE HOLT.CO3-GRPRAR1-LNX3-1 :EHV: | 0.06435 | Yes
GEN-2024-141 | 01 NORTH | G01 29SP | 635399 CHEROKEE 3 345 635400 HIGHLAND 3 345 1 | P12:345.0:UMZ:# N-1 #:: LINE HOLT.CO3-GRPRAR1-LNX3-1 :EHV: | 0.06435 | Yes
GEN-2024-141 | 01 NORTH | G01 29SP | 631193 HUNTLEY3 345 631197 LEDYARD3 345 1 | P12:345.0:UMZ:# N-1 #:: LINE HOLT.CO3-GRPRAR1-LNX3-1 :EHV: | 0.07164 | Yes
GEN-2024-141 | 01 NORTH | G01 29SP | 620369 JAMESTN3 345 657791 CENTER 3 345 1 | P12:345.0:UMZ:# N-1 #:: LINE LELAND_O-BE3-LO.LS-GR-BE3-Z :EHV: | 0.10497 | Yes
GEN-2024-141 | 01 NORTH | G01 29SP | 661093 MERRCRT4 230 661094 WISHEK 4 230 1 | P12:345.0:UMZ:# N-1 #:: LINE LELAND_O-BE3-LO.LS-GR-BE3-Z :EHV: | 0.05047 | Yes
GEN-2024-141 | 01 NORTH | G01 29SP | 601048 LYON CO 3 345 601087 STEEP BK LK3 345 2 | P12:345.0:UMZ:# N-1 #:: LINE SPLT RK3-WHITE-SRX3-1 :EHV: | 0.05282 | Yes
GEN-2024-141 | 01 NORTH | G01 29SP | 601048 LYON CO 3 345 601077 HAWKSNEST 3 345 1 | P12:345.0:UMZ:# N-1 #:: LINE SPLT RK3-WHITE-SRX3-1 :EHV: | 0.05267 | Yes
GEN-2024-141 | 01 NORTH | G01 29SP | 601031 BRKNGCO3 345 601077 HAWKSNEST 3 345 1 | P12:345.0:UMZ:# N-1 #:: LINE SPLT RK3-WHITE-SRX3-1 :EHV: | 0.05267 | Yes
GEN-2024-141 | 01 NORTH | G01 29SP | 601031 BRKNGCO3 345 601087 STEEP BK LK3 345 2 | P12:345.0:UMZ:# N-1 #:: LINE SPLT RK3-WHITE-SRX3-1 :EHV: | 0.05282 | Yes
GEN-2024-141 | 01 NORTH | G01 29SP | 601048 LYON CO 3 345 631138 LAKEFLD3 345 1 | P12:345.0:UMZ:# N-1 #:: LINE SPLT RK3-WHITE-SRX3-1 :EHV: | 0.08491 | Yes
GEN-2024-141 | 01 NORTH | G01 29SP | 635200 RAUN 3 345 652564 SIOUXCY3 345 1 | P12:345.0:UMZ:# N-1 #:: LINE SPLT RK3-WHITE-SRX3-1 :EHV: | 0.0672 | Yes
GEN-2024-141 | 01 NORTH | G01 29SP | 620369 JAMESTN3 345 657791 CENTER 3 345 1 | P12:345.0:UMZ:# N-1 #:: LINE WATERTN3-CROCKER_-BE3-1 :EHV: | 0.09544 | Yes
GEN-2024-141 | 01 NORTH | G01 29SP | 601031 BRKNGCO3 345 620483 ASTORIA 3 345 1 | P12:345.0:UMZ:# N-1 #:: LINE WATERTN3-CROCKER_-BE3-1 :EHV: | 0.08834 | Yes
GEN-2024-141 | 01 NORTH | G01 29SP | 620416 TWIN BRKS 3 345 620417 BSSOUTH3 345 1 | P12:345.0:UMZ:# N-1 #:: LINE WATERTN3-CROCKER_-BE3-1 :EHV: | 0.05299 | Yes
GEN-2024-141 | 01 NORTH | G01 29SP | 620480 DEUEL CO 3 345 620483 ASTORIA 3 345 1 | P12:345.0:UMZ:# N-1 #:: LINE WATERTN3-CROCKER_-BE3-1 :EHV: | 0.08693 | Yes
GEN-2024-141 | 01 NORTH | G01 29SP | 620417 BSSOUTH3 345 620480 DEUEL CO 3 345 1 | P12:345.0:UMZ:# N-1 #:: LINE WATERTN3-CROCKER_-BE3-1 :EHV: | 0.08693 | Yes
GEN-2024-141 | 01 NORTH | G01 29SP | 661097 ELLENDL345 3 345 661950 ELN345SHNT 3 345 Z | P12:345.0:UMZ:# N-1 #:: LINE WATERTN3-CROCKER_-BE3-1 :EHV: | 0.05299 | Yes
GEN-2024-141 | 01 NORTH | G01 29SP | 620416 TWIN BRKS 3 345 661950 ELN345SHNT 3 345 1 | P12:345.0:UMZ:# N-1 #:: LINE WATERTN3-CROCKER_-BE3-1 :EHV: | 0.05299 | Yes
GEN-2024-141 | 01 NORTH | G01 29SP | 601031 BRKNGCO3 345 620483 ASTORIA 3 345 1 | P12:345.0:UMZ:# N-1 #:: LINE WATERTN3-WATERTN-LNX3-Z :EHV: | 0.09987 | Yes
GEN-2024-141 | 01 NORTH | G01 29SP | 620480 DEUEL CO 3 345 620483 ASTORIA 3 345 1 | P12:345.0:UMZ:# N-1 #:: LINE WATERTN3-WATERTN-LNX3-Z :EHV: | 0.09732 | Yes
GEN-2024-141 | 01 NORTH | G01 29SP | 620417 BSSOUTH3 345 620480 DEUEL CO 3 345 1 | P12:345.0:UMZ:# N-1 #:: LINE WATERTN3-WATERTN-LNX3-Z :EHV: | 0.09732 | Yes
GEN-2024-141 | 01 NORTH | G01 29SP | 601031 BRKNGCO3 345 620483 ASTORIA 3 345 1 | P12:345.0:UMZ:# N-1 #:: LINE WHITE 3-DEERCREK-BE3-1 :EHV: | 0.0715 | Yes
GEN-2024-141 | 01 NORTH | G01 29SP | 601031 BRKNGCO3 345 620483 ASTORIA 3 345 1 | P12:345.0:UMZ:# N-1 #:: LINE WHITE 3-WATERTN-LNX3-1 :EHV: | 0.09987 | Yes
GEN-2024-141 | 01 NORTH | G01 29SP | 620480 DEUEL CO 3 345 620483 ASTORIA 3 345 1 | P12:345.0:UMZ:# N-1 #:: LINE WHITE 3-WATERTN-LNX3-1 :EHV: | 0.09732 | Yes
GEN-2024-141 | 01 NORTH | G01 29SP | 620417 BSSOUTH3 345 620480 DEUEL CO 3 345 1 | P12:345.0:UMZ:# N-1 #:: LINE WHITE 3-WATERTN-LNX3-1 :EHV: | 0.09732 | Yes
GEN-2024-141 | 01 NORTH | G01 29SP | 601048 LYON CO 3 345 601087 STEEP BK LK3 345 2 | P12:345.0:UMZ:# N-1 #:: LINE WHITE-SRX3-WHITE 3-SX :EHV: | 0.05282 | Yes
GEN-2024-141 | 01 NORTH | G01 29SP | 601048 LYON CO 3 345 601077 HAWKSNEST 3 345 1 | P12:345.0:UMZ:# N-1 #:: LINE WHITE-SRX3-WHITE 3-SX :EHV: | 0.05267 | Yes
GEN-2024-141 | 01 NORTH | G01 29SP | 601031 BRKNGCO3 345 601077 HAWKSNEST 3 345 1 | P12:345.0:UMZ:# N-1 #:: LINE WHITE-SRX3-WHITE 3-SX :EHV: | 0.05267 | Yes
GEN-2024-141 | 01 NORTH | G01 29SP | 601031 BRKNGCO3 345 601087 STEEP BK LK3 345 2 | P12:345.0:UMZ:# N-1 #:: LINE WHITE-SRX3-WHITE 3-SX :EHV: | 0.05282 | Yes
GEN-2024-141 | 01 NORTH | G01 29SP | 601048 LYON CO 3 345 631138 LAKEFLD3 345 1 | P12:345.0:UMZ:# N-1 #:: LINE WHITE-SRX3-WHITE 3-SX :EHV: | 0.08491 | Yes
GEN-2024-141 | 01 NORTH | G01 29SP | 635200 RAUN 3 345 652564 SIOUXCY3 345 1 | P12:345.0:UMZ:# N-1 #:: LINE WHITE-SRX3-WHITE 3-SX :EHV: | 0.0672 | Yes
GEN-2024-141 | 01 NORTH | G01 29SP | 631139 HAZLTON3 345 631270 LASALLE 3 345 1 | P12:345:ATC-XEL:W-13:NMAB5_345:BRIGGSRDNLL:EHV: | 0.05712 | Yes
GEN-2024-141 | 01 NORTH | G01 29SP | 631144 MITCHLCO3 345 631270 LASALLE 3 345 1 | P12:345:ATC-XEL:W-13:NMAB5_345:BRIGGSRDNLL:EHV: | 0.05712 | Yes
GEN-2024-141 | 01 NORTH | G01 29SP | 601002 ADAMS 3 345 631144 MITCHLCO3 345 1 | P12:345:ATC-XEL:W-13:NMAB5_345:BRIGGSRDNLL:EHV: | 0.05712 | Yes
GEN-2024-141 | 01 NORTH | G01 29SP | 601002 ADAMS 3 345 615306 GRE-PL VLLY3 345 1 | P12:345:ATC-XEL:W-13:NMAB5_345:BRIGGSRDNLL:EHV: | 0.05864 | Yes
GEN-2024-141 | 01 NORTH | G01 29SP | 631139 HAZLTON3 345 631270 LASALLE 3 345 1 | P12:345:ITCM-MEC:HAZLETON:BLACK HAWK:1CAP:EHV: | 0.05244 | Yes
GEN-2024-141 | 01 NORTH | G01 29SP | 631144 MITCHLCO3 345 631270 LASALLE 3 345 1 | P12:345:ITCM-MEC:HAZLETON:BLACK HAWK:1CAP:EHV: | 0.05244 | Yes
GEN-2024-141 | 01 NORTH | G01 29SP | 601002 ADAMS 3 345 631144 MITCHLCO3 345 1 | P12:345:ITCM-MEC:HAZLETON:BLACK HAWK:1CAP:EHV: | 0.05244 | Yes
GEN-2024-141 | 01 NORTH | G01 29SP | 631193 HUNTLEY3 345 631197 LEDYARD3 345 1 | P12:345:ITCM-MEC:HAZLTON:LASALLE:1 | 0.07388 | Yes
GEN-2024-141 | 01 NORTH | G01 29SP | 657756 SQBUTTE4 230 995911 620:CENTER # 230 1 | P12:345:MDU:CENTER:COYOTE:1COYOTE RAS - ON: | 0.05901 | Yes
GEN-2024-141 | 01 NORTH | G01 29SP | 657791 CENTER 3 345 995911 620:CENTER # 230 1 | P12:345:MDU:CENTER:COYOTE:1COYOTE RAS - ON: | 0.05901 | Yes
GEN-2024-141 | 01 NORTH | G01 29SP | 657756 SQBUTTE4 230 995910 620:CENTER # 230 2 | P12:345:MDU:CENTER:COYOTE:1COYOTE RAS - ON: | 0.0582 | Yes
GEN-2024-141 | 01 NORTH | G01 29SP | 657791 CENTER 3 345 995910 620:CENTER # 230 2 | P12:345:MDU:CENTER:COYOTE:1COYOTE RAS - ON: | 0.0582 | Yes
GEN-2024-141 | 01 NORTH | G01 29SP | 615901 GRE-STANTON4 230 659106 LELAND_O-BE4 230 1 | P12:345:MDU:CENTER:COYOTE:1COYOTE RAS - ON: | 0.12856 | Yes
GEN-2024-141 | 01 NORTH | G01 29SP | 636000 WEBSTER3 345 636010 LEHIGH 3 345 1 | P12:345:MEC:GARD AVE:LEHIGH:1REACTOR:EHV: | 0.05583 | Yes
GEN-2024-141 | 01 NORTH | G01 29SP | 636000 WEBSTER3 345 636010 LEHIGH 3 345 1 | P12:345:MEC:IDA CO:GARD AVE:1 | 0.05583 | Yes
GEN-2024-141 | 01 NORTH | G01 29SP | 635200 RAUN 3 345 635398 REMSEN 3 345 1 | P12:345:MEC:KOSSUTH:IRVINGTON:1 | 0.06721 | Yes
GEN-2024-141 | 01 NORTH | G01 29SP | 635398 REMSEN 3 345 635399 CHEROKEE 3 345 1 | P12:345:MEC:KOSSUTH:IRVINGTON:1 | 0.06721 | Yes
GEN-2024-141 | 01 NORTH | G01 29SP | 635399 CHEROKEE 3 345 635400 HIGHLAND 3 345 1 | P12:345:MEC:KOSSUTH:IRVINGTON:1 | 0.06721 | Yes
GEN-2024-141 | 01 NORTH | G01 29SP | 635200 RAUN 3 345 635398 REMSEN 3 345 1 | P12:345:MEC:PALO ALTO:KOSSUTH:1REACTOR:EHV: | 0.05944 | Yes
GEN-2024-141 | 01 NORTH | G01 29SP | 631138 LAKEFLD3 345 635368 OBRIEN 3 345 1 | P12:345:MEC:PALO ALTO:KOSSUTH:1REACTOR:EHV: | 0.06282 | Yes
GEN-2024-141 | 01 NORTH | G01 29SP | 635398 REMSEN 3 345 635399 CHEROKEE 3 345 1 | P12:345:MEC:PALO ALTO:KOSSUTH:1REACTOR:EHV: | 0.05944 | Yes
GEN-2024-141 | 01 NORTH | G01 29SP | 635399 CHEROKEE 3 345 635400 HIGHLAND 3 345 1 | P12:345:MEC:PALO ALTO:KOSSUTH:1REACTOR:EHV: | 0.05944 | Yes
GEN-2024-141 | 01 NORTH | G01 29SP | 631193 HUNTLEY3 345 631197 LEDYARD3 345 1 | P12:345:MEC:PALO ALTO:KOSSUTH:1REACTOR:EHV: | 0.06941 | Yes
GEN-2024-141 | 01 NORTH | G01 29SP | 601006 SPLT RK3 345 652864 SIOUXCY-LNX3 345 1 | P12:345:MEC:RAUN:REMSEN:1 | 0.0822 | Yes
GEN-2024-141 | 01 NORTH | G01 29SP | 631139 HAZLTON3 345 631270 LASALLE 3 345 1 | P12:345:MEC:WEBSTER:IRVINGTON:1REACTOR:EHV: | 0.05474 | Yes
GEN-2024-141 | 01 NORTH | G01 29SP | 635200 RAUN 3 345 635398 REMSEN 3 345 1 | P12:345:MEC:WEBSTER:IRVINGTON:1REACTOR:EHV: | 0.06721 | Yes
GEN-2024-141 | 01 NORTH | G01 29SP | 631144 MITCHLCO3 345 631270 LASALLE 3 345 1 | P12:345:MEC:WEBSTER:IRVINGTON:1REACTOR:EHV: | 0.05474 | Yes
GEN-2024-141 | 01 NORTH | G01 29SP | 601002 ADAMS 3 345 631144 MITCHLCO3 345 1 | P12:345:MEC:WEBSTER:IRVINGTON:1REACTOR:EHV: | 0.05474 | Yes
GEN-2024-141 | 01 NORTH | G01 29SP | 635398 REMSEN 3 345 635399 CHEROKEE 3 345 1 | P12:345:MEC:WEBSTER:IRVINGTON:1REACTOR:EHV: | 0.06721 | Yes
GEN-2024-141 | 01 NORTH | G01 29SP | 635399 CHEROKEE 3 345 635400 HIGHLAND 3 345 1 | P12:345:MEC:WEBSTER:IRVINGTON:1REACTOR:EHV: | 0.06721 | Yes
GEN-2024-141 | 01 NORTH | G01 29SP | 620480 DEUEL CO 3 345 620483 ASTORIA 3 345 1 | P12:345:MRES:ALXLNRCTRT:BISON 3:CAPX-ALXLNRCTRT-BISON 3 | 0.08326 | Yes
GEN-2024-141 | 01 NORTH | G01 29SP | 620417 BSSOUTH3 345 620480 DEUEL CO 3 345 1 | P12:345:MRES:ALXLNRCTRT:BISON 3:CAPX-ALXLNRCTRT-BISON 3 | 0.08326 | Yes
GEN-2024-141 | 01 NORTH | G01 29SP | 635200 RAUN 3 345 645552 S3452 REACT3 345 1 | P12:345:OPPD-MEC:S3451-RAUN:::EHV: | 0.09052 | Yes
GEN-2024-141 | 01 NORTH | G01 29SP | 635200 RAUN 3 345 652564 SIOUXCY3 345 1 | P12:345:OPPD-MEC:S3451-RAUN:::EHV: | 0.06972 | Yes
GEN-2024-141 | 01 NORTH | G01 29SP | 620480 DEUEL CO 3 345 620483 ASTORIA 3 345 1 | P12:345:OTP:ASTORIA3:J510ASTOR3:1 | 0.07276 | Yes
GEN-2024-141 | 01 NORTH | G01 29SP | 620417 BSSOUTH3 345 620480 DEUEL CO 3 345 1 | P12:345:OTP:ASTORIA3:J510ASTOR3:1 | 0.07276 | Yes
GEN-2024-141 | 01 NORTH | G01 29SP | 620358 BUFFALO3 345 620369 JAMESTN3 345 1 | P12:345:OTP:BSSOUTH3:TWINBRKS3:1 | 0.08054 | Yes
GEN-2024-141 | 01 NORTH | G01 29SP | 601067 BISON 3 345 620358 BUFFALO3 345 1 | P12:345:OTP:BSSOUTH3:TWINBRKS3:1 | 0.07942 | Yes
GEN-2024-141 | 01 NORTH | G01 29SP | 602006 SHEYNNE4 230 652435 FARGO 4 230 1 | P12:345:OTP:BUFFALO3:JAMESTN3:1 | 0.06417 | Yes
GEN-2024-141 | 01 NORTH | G01 29SP | 608607 NELSNLK4 230 615901 GRE-STANTON4 230 1 | P12:345:OTP:BUFFALO3:JAMESTN3:1 | 0.08467 | Yes
GEN-2024-141 | 01 NORTH | G01 29SP | 620416 TWIN BRKS 3 345 620417 BSSOUTH3 345 1 | P12:345:OTP:BUFFALO3:JAMESTN3:1 | 0.06177 | Yes
GEN-2024-141 | 01 NORTH | G01 29SP | 620369 JAMESTN3 345 620769 JMS SHUNT 3 345 Z | P12:345:OTP:BUFFALO3:JAMESTN3:1 | 0.05882 | Yes
GEN-2024-141 | 01 NORTH | G01 29SP | 620769 JMS SHUNT 3 345 661952 ELN345SHNT23 345 1 | P12:345:OTP:BUFFALO3:JAMESTN3:1 | 0.05882 | Yes
GEN-2024-141 | 01 NORTH | G01 29SP | 661097 ELLENDL345 3 345 661952 ELN345SHNT23 345 Z | P12:345:OTP:BUFFALO3:JAMESTN3:1 | 0.05882 | Yes
GEN-2024-141 | 01 NORTH | G01 29SP | 661097 ELLENDL345 3 345 661950 ELN345SHNT 3 345 Z | P12:345:OTP:BUFFALO3:JAMESTN3:1 | 0.06177 | Yes
GEN-2024-141 | 01 NORTH | G01 29SP | 620416 TWIN BRKS 3 345 661950 ELN345SHNT 3 345 1 | P12:345:OTP:BUFFALO3:JAMESTN3:1 | 0.06177 | Yes
GEN-2024-141 | 01 NORTH | G01 29SP | 620369 JAMESTN3 345 657791 CENTER 3 345 1 | P12:345:OTP:CENTER3:CNTSHNT3:Z1 | 0.09995 | Yes
GEN-2024-141 | 01 NORTH | G01 29SP | 620358 BUFFALO3 345 620369 JAMESTN3 345 1 | P12:345:OTP:CENTER3:CNTSHNT3:Z1 | 0.07234 | Yes
GEN-2024-141 | 01 NORTH | G01 29SP | 608607 NELSNLK4 230 615901 GRE-STANTON4 230 1 | P12:345:OTP:CENTER3:CNTSHNT3:Z1 | 0.08414 | Yes
GEN-2024-141 | 01 NORTH | G01 29SP | 601067 BISON 3 345 620358 BUFFALO3 345 1 | P12:345:OTP:CENTER3:CNTSHNT3:Z1 | 0.07126 | Yes
GEN-2024-141 | 01 NORTH | G01 29SP | 657756 SQBUTTE4 230 995911 620:CENTER # 230 1 | P12:345:OTP:CENTER3:COYOTE3:1 RAS OFF:EHV: | 0.05901 | Yes
GEN-2024-141 | 01 NORTH | G01 29SP | 657791 CENTER 3 345 995911 620:CENTER # 230 1 | P12:345:OTP:CENTER3:COYOTE3:1 RAS OFF:EHV: | 0.05901 | Yes
GEN-2024-141 | 01 NORTH | G01 29SP | 657756 SQBUTTE4 230 995910 620:CENTER # 230 2 | P12:345:OTP:CENTER3:COYOTE3:1 RAS OFF:EHV: | 0.0582 | Yes
GEN-2024-141 | 01 NORTH | G01 29SP | 657791 CENTER 3 345 995910 620:CENTER # 230 2 | P12:345:OTP:CENTER3:COYOTE3:1 RAS OFF:EHV: | 0.0582 | Yes
GEN-2024-141 | 01 NORTH | G01 29SP | 615901 GRE-STANTON4 230 659106 LELAND_O-BE4 230 1 | P12:345:OTP:CENTER3:COYOTE3:1 RAS OFF:EHV: | 0.12856 | Yes
GEN-2024-141 | 01 NORTH | G01 29SP | 602006 SHEYNNE4 230 652435 FARGO 4 230 1 | P12:345:OTP:JAMESTN3:CENTER3:1 | 0.06829 | Yes
GEN-2024-141 | 01 NORTH | G01 29SP | 661091 NAPOLEON SW4 230 661094 WISHEK 4 230 1 | P12:345:OTP:JAMESTN3:CENTER3:1 | 0.05803 | Yes
GEN-2024-141 | 01 NORTH | G01 29SP | 661093 MERRCRT4 230 661094 WISHEK 4 230 1 | P12:345:OTP:JAMESTN3:CENTER3:1 | 0.05803 | Yes
GEN-2024-141 | 01 NORTH | G01 29SP | 608607 NELSNLK4 230 615901 GRE-STANTON4 230 1 | P12:345:OTP:JAMESTN3:CENTER3:1 | 0.0684 | Yes
GEN-2024-141 | 01 NORTH | G01 29SP | 67020 MPC03839POI 345 657946 PRAIRIE3 345 1 | P12:345:OTP:JAMESTN3:CENTER3:1 | 0.05042 | Yes
GEN-2024-141 | 01 NORTH | G01 29SP | 657791 CENTER 3 345 657951 CNTSHNT3 345 Z1 | P12:345:OTP:JAMESTN3:CENTER3:1 | 0.05042 | Yes
GEN-2024-141 | 01 NORTH | G01 29SP | 67020 MPC03839POI 345 657951 CNTSHNT3 345 1 | P12:345:OTP:JAMESTN3:CENTER3:1 | 0.05042 | Yes
GEN-2024-141 | 01 NORTH | G01 29SP | 601001 FORBES 2 500 601013 ROSEAUS2 500 1 | P12:345:OTP:JAMESTN3:CENTER3:1 | 0.05953 | Yes
GEN-2024-141 | 01 NORTH | G01 29SP | 661053 MANDAN 4 230 661091 NAPOLEON SW4 230 1 | P12:345:OTP:JAMESTN3:CENTER3:1 | 0.05803 | Yes
GEN-2024-141 | 01 NORTH | G01 29SP | 601012 ROSEAUN2 500 667501 RIEL 2 500 1 | P12:345:OTP:JAMESTN3:CENTER3:1 | 0.05953 | Yes
GEN-2024-141 | 01 NORTH | G01 29SP | 601013 ROSEAUS2 500 601038 ROSEAUM 2 500 1 | P12:345:OTP:JAMESTN3:CENTER3:1 | 0.05953 | Yes
GEN-2024-141 | 01 NORTH | G01 29SP | 601012 ROSEAUN2 500 601038 ROSEAUM 2 500 1 | P12:345:OTP:JAMESTN3:CENTER3:1 | 0.05953 | Yes
GEN-2024-141 | 01 NORTH | G01 29SP | 601001 FORBES 2 500 601017 CHIS-N 2 500 1 | P12:345:OTP:JAMESTN3:CENTER3:1 | 0.07554 | Yes
GEN-2024-141 | 01 NORTH | G01 29SP | 601016 CHIS CO2 500 601017 CHIS-N 2 500 1 | P12:345:OTP:JAMESTN3:CENTER3:1 | 0.07554 | Yes
GEN-2024-141 | 01 NORTH | G01 29SP | 615901 GRE-STANTON4 230 659106 LELAND_O-BE4 230 1 | P12:345:OTP:JAMESTN3:CENTER3:1 | 0.11135 | Yes
GEN-2024-141 | 01 NORTH | G01 29SP | 601005 ELM CRK3 345 601022 PARKERS3 345 1 | P12:345:XEL:ASK-ECL | 0.05465 | Yes
GEN-2024-141 | 01 NORTH | G01 29SP | 601003 PR ISLD3 345 601039 NROC 3 345 1 | P12:345:XEL:ASK-ECL | 0.06263 | Yes
GEN-2024-141 | 01 NORTH | G01 29SP | 601014 AS KING3 345 601021 KOLMNLK3 345 1 | P12:345:XEL:ASKING3:CHISCO3:1 | 0.05934 | Yes
GEN-2024-141 | 01 NORTH | G01 29SP | 601022 PARKERS3 345 601025 EDEN PR3 345 1 | P12:345:XEL:BLUELK3:PARKERS3:1 | 0.05433 | Yes
GEN-2024-141 | 01 NORTH | G01 29SP | 601014 AS KING3 345 601018 CHIS CO3 345 1 | P12:345:XEL:CHISCO3:KOLMNLK3:1 | 0.05183 | Yes
GEN-2024-141 | 01 NORTH | G01 29SP | 601014 AS KING3 345 601018 CHIS CO3 345 1 | P12:345:XEL:CHISCO3:KOLMNLK3:1 AS | 0.05188 | Yes
GEN-2024-141 | 01 NORTH | G01 29SP | 601005 ELM CRK3 345 601022 PARKERS3 345 1 | P12:345:XEL:COONCK3:KOLMNLK3:1 | 0.05137 | Yes
GEN-2024-141 | 01 NORTH | G01 29SP | 601005 ELM CRK3 345 601022 PARKERS3 345 1 | P12:345:XEL:COONCK3:KOLMNLK3:1AS:EHV: | 0.05134 | Yes
GEN-2024-141 | 01 NORTH | G01 29SP | 601005 ELM CRK3 345 601022 PARKERS3 345 1 | P12:345:XEL:COONCK3:TERMINL3:1AS:EHV: | 0.05148 | Yes
GEN-2024-141 | 01 NORTH | G01 29SP | 601048 LYON CO 3 345 631138 LAKEFLD3 345 1 | P12:345:XEL:HELENA3:GRE-CDRMTH13:1 | 0.06819 | Yes
GEN-2024-141 | 01 NORTH | G01 29SP | 601048 LYON CO 3 345 631138 LAKEFLD3 345 1 | P12:345:XEL:HELENA3:GRE-CDRMTH23:2 | 0.06821 | Yes
GEN-2024-141 | 01 NORTH | G01 29SP | 601004 WILMART3 345 631193 HUNTLEY3 345 1 | P12:345:XEL:LFD-CDL | 0.05523 | Yes
GEN-2024-141 | 01 NORTH | G01 29SP | 601006 SPLT RK3 345 652536 WHITE-SRX3 345 1 | P12:345:XEL:LYONCO3:HAWKSNEST3:1 | 0.07803 | Yes
GEN-2024-141 | 01 NORTH | G01 29SP | 601048 LYON CO 3 345 601087 STEEP BK LK3 345 2 | P12:345:XEL:LYONCO3:HAWKSNEST3:1 | 0.05245 | Yes
GEN-2024-141 | 01 NORTH | G01 29SP | 601031 BRKNGCO3 345 601087 STEEP BK LK3 345 2 | P12:345:XEL:LYONCO3:HAWKSNEST3:1 | 0.05245 | Yes
GEN-2024-141 | 01 NORTH | G01 29SP | 601003 PR ISLD3 345 601039 NROC 3 345 1 | P12:345:XEL:NROC3:HMPTCNR3:1 | 0.07461 | Yes
GEN-2024-141 | 01 NORTH | G01 29SP | 601015 BLUE LK3 345 601022 PARKERS3 345 1 | P12:345:XEL:PARKERS3:EDENPR3:1AS:EHV: | 0.05338 | Yes
GEN-2024-141 | 01 NORTH | G01 29SP | 601003 PR ISLD3 345 601039 NROC 3 345 1 | P12:345:XEL:PRISLD3:HMPTCNR3:1 | 0.05058 | Yes
GEN-2024-141 | 01 NORTH | G01 29SP | 601039 NROC 3 345 601051 HMPT CNR3 345 1 | P12:345:XEL:PRISLD3:NROC3:1 | 0.06893 | Yes
GEN-2024-141 | 01 NORTH | G01 29SP | 601008 BG OAKS3 345 658047 ALEXMRES3 345 1 | P12:345:XEL:QUARRY3:ALEXMRES3:1 | 0.0529 | Yes
GEN-2024-141 | 01 NORTH | G01 29SP | 601004 WILMART3 345 631193 HUNTLEY3 345 1 | P12:345:XEL:WILMART3:CRANDAL3:1 | 0.05523 | Yes
GEN-2024-141 | 01 NORTH | G01 29SP | 631193 HUNTLEY3 345 631197 LEDYARD3 345 1 | P12:345:XEL:WILMART3:SHEASLK3:1 | 0.05702 | Yes
GEN-2024-141 | 01 NORTH | G01 29SP | 601004 WILMART3 345 631193 HUNTLEY3 345 1 | P12:345:XEL:WLM-FDN-LFD | 0.05523 | Yes
GEN-2024-141 | 01 NORTH | G01 29SP | 601002 ADAMS 3 345 615306 GRE-PL VLLY3 345 1 | P12:345:XEL-ALTW:ADAMS3:J1072SUB:1 | 0.05225 | Yes
GEN-2024-141 | 01 NORTH | G01 29SP | 601005 ELM CRK3 345 601022 PARKERS3 345 1 | P12:345:XEL-GRE:PARKERS3:GRE-DICKNSN3:1 | 0.05711 | Yes
GEN-2024-141 | 01 NORTH | G01 29SP | 602006 SHEYNNE4 230 652435 FARGO 4 230 1 | P12:345:XEL-OTP:BISON3:BUFFALO3:1 | 0.05967 | Yes
GEN-2024-141 | 01 NORTH | G01 29SP | 608607 NELSNLK4 230 615901 GRE-STANTON4 230 1 | P12:345:XEL-OTP:BISON3:BUFFALO3:1 | 0.08668 | Yes
GEN-2024-141 | 01 NORTH | G01 29SP | 620416 TWIN BRKS 3 345 620417 BSSOUTH3 345 1 | P12:345:XEL-OTP:BISON3:BUFFALO3:1 | 0.05831 | Yes
GEN-2024-141 | 01 NORTH | G01 29SP | 620369 JAMESTN3 345 620769 JMS SHUNT 3 345 Z | P12:345:XEL-OTP:BISON3:BUFFALO3:1 | 0.05196 | Yes
GEN-2024-141 | 01 NORTH | G01 29SP | 620769 JMS SHUNT 3 345 661952 ELN345SHNT23 345 1 | P12:345:XEL-OTP:BISON3:BUFFALO3:1 | 0.05196 | Yes
GEN-2024-141 | 01 NORTH | G01 29SP | 661097 ELLENDL345 3 345 661952 ELN345SHNT23 345 Z | P12:345:XEL-OTP:BISON3:BUFFALO3:1 | 0.05196 | Yes
GEN-2024-141 | 01 NORTH | G01 29SP | 661097 ELLENDL345 3 345 661950 ELN345SHNT 3 345 Z | P12:345:XEL-OTP:BISON3:BUFFALO3:1 | 0.05831 | Yes
GEN-2024-141 | 01 NORTH | G01 29SP | 620416 TWIN BRKS 3 345 661950 ELN345SHNT 3 345 1 | P12:345:XEL-OTP:BISON3:BUFFALO3:1 | 0.05831 | Yes
GEN-2024-141 | 01 NORTH | G01 29SP | 601067 BISON 3 345 658049 ALXLNRCTRT 345 1 | P12:345:XEL-OTP:BISON3:MAPLER3:1 | 0.05236 | Yes
GEN-2024-141 | 01 NORTH | G01 29SP | 658047 ALEXMRES3 345 658049 ALXLNRCTRT 345 Z1 | P12:345:XEL-OTP:BISON3:MAPLER3:1 | 0.05236 | Yes
GEN-2024-141 | 01 NORTH | G01 29SP | 601005 ELM CRK3 345 601022 PARKERS3 345 1 | P12:345:XEL-OTP:BRKNGCO3:ASTORIA3:1 | 0.05614 | Yes
GEN-2024-141 | 01 NORTH | G01 29SP | 601067 BISON 3 345 658049 ALXLNRCTRT 345 1 | P12:345:XEL-OTP:BRKNGCO3:ASTORIA3:1 | 0.06452 | Yes
GEN-2024-141 | 01 NORTH | G01 29SP | 658047 ALEXMRES3 345 658049 ALXLNRCTRT 345 Z1 | P12:345:XEL-OTP:BRKNGCO3:ASTORIA3:1 | 0.06452 | Yes
GEN-2024-141 | 01 NORTH | G01 29SP | 601008 BG OAKS3 345 658047 ALEXMRES3 345 1 | P12:345:XEL-OTP:GRE-RIVRVRD3:ALEXMRES3:1 | 0.05247 | Yes
GEN-2024-141 | 01 NORTH | G01 29SP | 608422 IRONRNG2 500 996492 IRRNTR1 230 1 | P12:500:MH:M602F | 0.05238 | Yes
GEN-2024-141 | 01 NORTH | G01 29SP | 608622 IRONRNG4 230 996492 IRRNTR1 230 1 | P12:500:MH:M602F | 0.05238 | Yes
GEN-2024-141 | 01 NORTH | G01 29SP | 608410 WARRVRN2 500 608411 WARRVRM2 500 1 | P12:500:MH:M602F | 0.05238 | Yes
GEN-2024-141 | 01 NORTH | G01 29SP | 608411 WARRVRM2 500 608412 WARRVRS2 500 1 | P12:500:MH:M602F | 0.05238 | Yes
GEN-2024-141 | 01 NORTH | G01 29SP | 608412 WARRVRS2 500 608423 IRRN-RX2 500 1 | P12:500:MH:M602F | 0.05238 | Yes
GEN-2024-141 | 01 NORTH | G01 29SP | 608410 WARRVRN2 500 667500 DORSEY 2 500 1 | P12:500:MH:M602F | 0.05238 | Yes
GEN-2024-141 | 01 NORTH | G01 29SP | 608422 IRONRNG2 500 608423 IRRN-RX2 500 Z | P12:500:MH:M602F | 0.05238 | Yes
GEN-2024-141 | 01 NORTH | G01 29SP | 608422 IRONRNG2 500 996492 IRRNTR1 230 1 | P12:500:XEL:REI-ROU-ROU-FBS | 0.05238 | Yes
GEN-2024-141 | 01 NORTH | G01 29SP | 608622 IRONRNG4 230 996492 IRRNTR1 230 1 | P12:500:XEL:REI-ROU-ROU-FBS | 0.05238 | Yes
GEN-2024-141 | 01 NORTH | G01 29SP | 608410 WARRVRN2 500 608411 WARRVRM2 500 1 | P12:500:XEL:REI-ROU-ROU-FBS | 0.05238 | Yes
GEN-2024-141 | 01 NORTH | G01 29SP | 608411 WARRVRM2 500 608412 WARRVRS2 500 1 | P12:500:XEL:REI-ROU-ROU-FBS | 0.05238 | Yes
GEN-2024-141 | 01 NORTH | G01 29SP | 608412 WARRVRS2 500 608423 IRRN-RX2 500 1 | P12:500:XEL:REI-ROU-ROU-FBS | 0.05238 | Yes
GEN-2024-141 | 01 NORTH | G01 29SP | 608410 WARRVRN2 500 667500 DORSEY 2 500 1 | P12:500:XEL:REI-ROU-ROU-FBS | 0.05238 | Yes
GEN-2024-141 | 01 NORTH | G01 29SP | 608422 IRONRNG2 500 608423 IRRN-RX2 500 Z | P12:500:XEL:REI-ROU-ROU-FBS | 0.05238 | Yes
GEN-2024-141 | 01 NORTH | G01 29SP | 601067 BISON 3 345 658049 ALXLNRCTRT 345 1 | P12:500:XEL-GRE-MP:FORBES-CHISAGO COUNTY 500 | 0.06243 | Yes
GEN-2024-141 | 01 NORTH | G01 29SP | 658047 ALEXMRES3 345 658049 ALXLNRCTRT 345 Z1 | P12:500:XEL-GRE-MP:FORBES-CHISAGO COUNTY 500 | 0.06243 | Yes
GEN-2024-141 | 01 NORTH | G01 29SP | 602006 SHEYNNE4 230 652435 FARGO 4 230 1 | P12:69.0:UMZ:# N-1 #:: LINE FARGO 8-DELVO 8-1 :HV: | 0.05203 | Yes
GEN-2024-141 | 01 NORTH | G01 29SP | 620358 BUFFALO3 345 620369 JAMESTN3 345 1 | P13:034-230-345:MDU:ELLENDALE345:1: | 0.06458 | Yes
GEN-2024-141 | 01 NORTH | G01 29SP | 601067 BISON 3 345 620358 BUFFALO3 345 1 | P13:034-230-345:MDU:ELLENDALE345:1: | 0.06413 | Yes
GEN-2024-141 | 01 NORTH | G01 29SP | 657756 SQBUTTE4 230 995911 620:CENTER # 230 1 | P13:115-230:GRE:RMS TR1 | 0.05621 | Yes
GEN-2024-141 | 01 NORTH | G01 29SP | 657791 CENTER 3 345 995911 620:CENTER # 230 1 | P13:115-230:GRE:RMS TR1 | 0.05621 | Yes
GEN-2024-141 | 01 NORTH | G01 29SP | 657756 SQBUTTE4 230 995910 620:CENTER # 230 2 | P13:115-230:GRE:RMS TR1 | 0.05544 | Yes
GEN-2024-141 | 01 NORTH | G01 29SP | 657791 CENTER 3 345 995910 620:CENTER # 230 2 | P13:115-230:GRE:RMS TR1 | 0.05544 | Yes
GEN-2024-141 | 01 NORTH | G01 29SP | 602006 SHEYNNE4 230 652435 FARGO 4 230 1 | P13:115-69.0:UMZ:# N-1 #:: 2WND FARGO 8-FARGO 7-2 :HV: | 0.05203 | Yes
GEN-2024-141 | 01 NORTH | G01 29SP | 601001 FORBES 2 500 601013 ROSEAUS2 500 1 | P13:138:SASK:CD904T-FUT:::HV: | 0.05301 | Yes
GEN-2024-141 | 01 NORTH | G01 29SP | 601012 ROSEAUN2 500 667501 RIEL 2 500 1 | P13:138:SASK:CD904T-FUT:::HV: | 0.05301 | Yes
GEN-2024-141 | 01 NORTH | G01 29SP | 601013 ROSEAUS2 500 601038 ROSEAUM 2 500 1 | P13:138:SASK:CD904T-FUT:::HV: | 0.05301 | Yes
GEN-2024-141 | 01 NORTH | G01 29SP | 601012 ROSEAUN2 500 601038 ROSEAUM 2 500 1 | P13:138:SASK:CD904T-FUT:::HV: | 0.05301 | Yes
GEN-2024-141 | 01 NORTH | G01 29SP | 601003 PR ISLD3 345 601039 NROC 3 345 1 | P13:161:XEL:PRISLD3:PRISLD5:PRISLD910:HV: | 0.05277 | Yes
GEN-2024-141 | 01 NORTH | G01 29SP | 615901 GRE-STANTON4 230 659106 LELAND_O-BE4 230 1 | P13:20-230:OTP:CENTER2G:YNG24:1 | 0.12547 | Yes
GEN-2024-141 | 01 NORTH | G01 29SP | 657756 SQBUTTE4 230 995911 620:CENTER # 230 1 | P13:230:OTP:SQBUTTE4:CENTER3:CENTR2TE2:HV: | 0.09614 | Yes
GEN-2024-141 | 01 NORTH | G01 29SP | 657791 CENTER 3 345 995911 620:CENTER # 230 1 | P13:230:OTP:SQBUTTE4:CENTER3:CENTR2TE2:HV: | 0.09614 | Yes
GEN-2024-141 | 01 NORTH | G01 29SP | 620369 JAMESTN3 345 657791 CENTER 3 345 1 | P13:230-24:OTP:BIGSTON4:BIGSTN1G:1 | 0.08981 | Yes
GEN-2024-141 | 01 NORTH | G01 29SP | 657756 SQBUTTE4 230 995911 620:CENTER # 230 1 | P13:24-345:OTP:COYOTE1G:COYOTE3:1 | 0.05275 | Yes
GEN-2024-141 | 01 NORTH | G01 29SP | 657791 CENTER 3 345 995911 620:CENTER # 230 1 | P13:24-345:OTP:COYOTE1G:COYOTE3:1 | 0.05275 | Yes
GEN-2024-141 | 01 NORTH | G01 29SP | 657756 SQBUTTE4 230 995910 620:CENTER # 230 2 | P13:24-345:OTP:COYOTE1G:COYOTE3:1 | 0.05203 | Yes
GEN-2024-141 | 01 NORTH | G01 29SP | 657791 CENTER 3 345 995910 620:CENTER # 230 2 | P13:24-345:OTP:COYOTE1G:COYOTE3:1 | 0.05203 | Yes
GEN-2024-141 | 01 NORTH | G01 29SP | 615901 GRE-STANTON4 230 659106 LELAND_O-BE4 230 1 | P13:24-345:OTP:COYOTE1G:COYOTE3:1 | 0.12547 | Yes
GEN-2024-141 | 01 NORTH | G01 29SP | 657756 SQBUTTE4 230 995911 620:CENTER # 230 1 | P13:345:MDU:COYOTE:1:COYOTE GSU LOSS | 0.05275 | Yes
GEN-2024-141 | 01 NORTH | G01 29SP | 657791 CENTER 3 345 995911 620:CENTER # 230 1 | P13:345:MDU:COYOTE:1:COYOTE GSU LOSS | 0.05275 | Yes
GEN-2024-141 | 01 NORTH | G01 29SP | 657756 SQBUTTE4 230 995910 620:CENTER # 230 2 | P13:345:MDU:COYOTE:1:COYOTE GSU LOSS | 0.05203 | Yes
GEN-2024-141 | 01 NORTH | G01 29SP | 657791 CENTER 3 345 995910 620:CENTER # 230 2 | P13:345:MDU:COYOTE:1:COYOTE GSU LOSS | 0.05203 | Yes
GEN-2024-141 | 01 NORTH | G01 29SP | 615901 GRE-STANTON4 230 659106 LELAND_O-BE4 230 1 | P13:345:MDU:COYOTE:1:COYOTE GSU LOSS | 0.12547 | Yes
GEN-2024-141 | 01 NORTH | G01 29SP | 635200 RAUN 3 345 762779 G18-043 TAP 345 1 | P13:345:OPPD:NEBCTY2G:::EHV: | 0.06111 | Yes
GEN-2024-141 | 01 NORTH | G01 29SP | 635200 RAUN 3 345 645552 S3452 REACT3 345 1 | P13:345:OPPD:NEBCTY2G:::EHV: | 0.06225 | Yes
GEN-2024-141 | 01 NORTH | G01 29SP | 601016 CHIS CO2 500 996557 C055765(2-4) 345 9 | P13:345:XEL:CHISCO2:CHISCO3:CHIST1910:EHV: | 0.06686 | Yes
GEN-2024-141 | 01 NORTH | G01 29SP | 601018 CHIS CO3 345 996557 C055765(2-4) 345 9 | P13:345:XEL:CHISCO2:CHISCO3:CHIST1910:EHV: | 0.06686 | Yes
GEN-2024-141 | 01 NORTH | G01 29SP | 601016 CHIS CO2 500 996556 C073455(1-2) 345 10 | P13:345:XEL:CHISCO2:CHISCO3:CHIST299:EHV: | 0.0668 | Yes
GEN-2024-141 | 01 NORTH | G01 29SP | 601018 CHIS CO3 345 996556 C073455(1-2) 345 10 | P13:345:XEL:CHISCO2:CHISCO3:CHIST299:EHV: | 0.0668 | Yes
GEN-2024-141 | 01 NORTH | G01 29SP | 601015 BLUE LK3 345 601022 PARKERS3 345 1 | P13:345:XEL:EDP TR 10 | 0.05356 | Yes
GEN-2024-141 | 01 NORTH | G01 29SP | 601001 FORBES 2 500 601013 ROSEAUS2 500 1 | P13:345:XEL:MNTCE31G:MNTCELO3:1 | 0.05301 | Yes
GEN-2024-141 | 01 NORTH | G01 29SP | 601013 ROSEAUS2 500 601038 ROSEAUM 2 500 1 | P13:345:XEL:MNTCE31G:MNTCELO3:1 | 0.05301 | Yes
GEN-2024-141 | 01 NORTH | G01 29SP | 601012 ROSEAUN2 500 667501 RIEL 2 500 1 | P13:345:XEL:MNTCE31G:MNTCELO3:1 | 0.05301 | Yes
GEN-2024-141 | 01 NORTH | G01 29SP | 601012 ROSEAUN2 500 601038 ROSEAUM 2 500 1 | P13:345:XEL:MNTCE31G:MNTCELO3:1 | 0.05301 | Yes
GEN-2024-141 | 01 NORTH | G01 29SP | 601001 FORBES 2 500 601017 CHIS-N 2 500 1 | P13:345:XEL:MNTCE31G:MNTCELO3:1 | 0.06898 | Yes
GEN-2024-141 | 01 NORTH | G01 29SP | 601016 CHIS CO2 500 601017 CHIS-N 2 500 1 | P13:345:XEL:MNTCE31G:MNTCELO3:1 | 0.06898 | Yes
GEN-2024-141 | 01 NORTH | G01 29SP | 601004 WILMART3 345 601072 SHEAS LK3 345 1 | P13:345:XEL:MNTCE31G:MNTCELO3:1 | 0.05593 | Yes
GEN-2024-141 | 01 NORTH | G01 29SP | 601050 HELENA 3 345 601072 SHEAS LK3 345 1 | P13:345:XEL:MNTCE31G:MNTCELO3:1 | 0.05643 | Yes
GEN-2024-141 | 01 NORTH | G01 29SP | 601067 BISON 3 345 658049 ALXLNRCTRT 345 1 | P13:345:XEL:MNTCE31G:MNTCELO3:1 | 0.05689 | Yes
GEN-2024-141 | 01 NORTH | G01 29SP | 658047 ALEXMRES3 345 658049 ALXLNRCTRT 345 Z1 | P13:345:XEL:MNTCE31G:MNTCELO3:1 | 0.05689 | Yes
GEN-2024-141 | 01 NORTH | G01 29SP | 613060 BYRON 3 345 615306 GRE-PL VLLY3 345 1 | P13:345:XEL:MNTCE31G:MNTCELO3:1 | 0.05134 | Yes
GEN-2024-141 | 01 NORTH | G01 29SP | 601039 NROC 3 345 613060 BYRON 3 345 1 | P13:345:XEL:MNTCE31G:MNTCELO3:1 | 0.05245 | Yes
GEN-2024-141 | 01 NORTH | G01 29SP | 601001 FORBES 2 500 601017 CHIS-N 2 500 1 | P13:345:XEL:PRIS31G:PRISLD3:1 | 0.06898 | Yes
GEN-2024-141 | 01 NORTH | G01 29SP | 601016 CHIS CO2 500 601017 CHIS-N 2 500 1 | P13:345:XEL:PRIS31G:PRISLD3:1 | 0.06898 | Yes
GEN-2024-141 | 01 NORTH | G01 29SP | 601004 WILMART3 345 601072 SHEAS LK3 345 1 | P13:345:XEL:PRIS31G:PRISLD3:1 | 0.05593 | Yes
GEN-2024-141 | 01 NORTH | G01 29SP | 601050 HELENA 3 345 601072 SHEAS LK3 345 1 | P13:345:XEL:PRIS31G:PRISLD3:1 | 0.05643 | Yes
GEN-2024-141 | 01 NORTH | G01 29SP | 613060 BYRON 3 345 615306 GRE-PL VLLY3 345 1 | P13:345:XEL:PRIS31G:PRISLD3:1 | 0.05134 | Yes
GEN-2024-141 | 01 NORTH | G01 29SP | 601039 NROC 3 345 613060 BYRON 3 345 1 | P13:345:XEL:PRIS31G:PRISLD3:1 | 0.05245 | Yes
GEN-2024-141 | 01 NORTH | G01 29SP | 601001 FORBES 2 500 601017 CHIS-N 2 500 1 | P13:345:XEL:PRIS32G:PRISLD3:2 | 0.06898 | Yes
GEN-2024-141 | 01 NORTH | G01 29SP | 601016 CHIS CO2 500 601017 CHIS-N 2 500 1 | P13:345:XEL:PRIS32G:PRISLD3:2 | 0.06898 | Yes
GEN-2024-141 | 01 NORTH | G01 29SP | 601004 WILMART3 345 601072 SHEAS LK3 345 1 | P13:345:XEL:PRIS32G:PRISLD3:2 | 0.05593 | Yes
GEN-2024-141 | 01 NORTH | G01 29SP | 601050 HELENA 3 345 601072 SHEAS LK3 345 1 | P13:345:XEL:PRIS32G:PRISLD3:2 | 0.05643 | Yes
GEN-2024-141 | 01 NORTH | G01 29SP | 613060 BYRON 3 345 615306 GRE-PL VLLY3 345 1 | P13:345:XEL:PRIS32G:PRISLD3:2 | 0.05134 | Yes
GEN-2024-141 | 01 NORTH | G01 29SP | 601039 NROC 3 345 613060 BYRON 3 345 1 | P13:345:XEL:PRIS32G:PRISLD3:2 | 0.05245 | Yes
GEN-2024-141 | 01 NORTH | G01 29SP | 601005 ELM CRK3 345 601022 PARKERS3 345 1 | P13:345:XEL:TER TR 10 | 0.05155 | Yes
GEN-2024-141 | 01 NORTH | G01 29SP | 635600 GRIMES 3 345 636003 BEAVER CRK 3 345 1 | P13:345-161:MEC:WEBSTER:AB | 0.05478 | Yes
GEN-2024-141 | 01 NORTH | G01 29SP | 636003 BEAVER CRK 3 345 636010 LEHIGH 3 345 1 | P13:345-161:MEC:WEBSTER:AB | 0.05478 | Yes
GEN-2024-141 | 01 NORTH | G01 29SP | 601031 BRKNGCO3 345 620483 ASTORIA 3 345 1 | P13:345-18.0:UMZ:# N-1 #:: 3WND DEERCREK-BE3-DEERC_CT-BEG-DEERC_ST-BEG-1 DEERCRK KU1A:EHV: | 0.0715 | Yes
GEN-2024-141 | 01 NORTH | G01 29SP | 608607 NELSNLK4 230 615901 GRE-STANTON4 230 1 | P13:345-20.0:UMZ:# N-1 #:: 2WND LELAND_O-BE3-LELAND_2-BEG-1 :EHV: | 0.09544 | Yes
GEN-2024-141 | 01 NORTH | G01 29SP | 615901 GRE-STANTON4 230 659106 LELAND_O-BE4 230 1 | P13:345-20.0:UMZ:# N-1 #:: 2WND LELAND_O-BE3-LELAND_2-BEG-1 :EHV: | 0.12703 | Yes
GEN-2024-141 | 01 NORTH | G01 29SP | 620369 JAMESTN3 345 657791 CENTER 3 345 1 | P14:345:UMZ:# 7211 #:: PROPER TAKE LINE WITH GROTON-LELAND OLDS LINE REACTOR:EHV: | 0.10497 | Yes
GEN-2024-141 | 01 NORTH | G01 29SP | 620369 JAMESTN3 345 657791 CENTER 3 345 1 | P14:345:UMZ:# 7212 #:: PROPER TAKE LINE WITH LELAND OLDS-GROTON LINE REACTOR:EHV: | 0.10497 | Yes
GEN-2024-141 | 01 NORTH | G01 29SP | 661093 MERRCRT4 230 661094 WISHEK 4 230 1 | P14:345:UMZ:# 7212 #:: PROPER TAKE LINE WITH LELAND OLDS-GROTON LINE REACTOR:EHV: | 0.05047 | Yes
GEN-2024-141 | 01 NORTH | G01 29SP | 620369 JAMESTN3 345 657791 CENTER 3 345 1 | P14:345:UMZ:# 7220 #:: PROPER MINNKOTA CON FOR CENTER SHUNT TAKES LINE:EHV: | 0.09995 | Yes
GEN-2024-141 | 01 NORTH | G01 29SP | 620358 BUFFALO3 345 620369 JAMESTN3 345 1 | P14:345:UMZ:# 7220 #:: PROPER MINNKOTA CON FOR CENTER SHUNT TAKES LINE:EHV: | 0.07234 | Yes
GEN-2024-141 | 01 NORTH | G01 29SP | 608607 NELSNLK4 230 615901 GRE-STANTON4 230 1 | P14:345:UMZ:# 7220 #:: PROPER MINNKOTA CON FOR CENTER SHUNT TAKES LINE:EHV: | 0.08414 | Yes
GEN-2024-141 | 01 NORTH | G01 29SP | 601067 BISON 3 345 620358 BUFFALO3 345 1 | P14:345:UMZ:# 7220 #:: PROPER MINNKOTA CON FOR CENTER SHUNT TAKES LINE:EHV: | 0.07126 | Yes
GEN-2024-141 | 01 NORTH | G01 29SP | 601005 ELM CRK3 345 601022 PARKERS3 345 1 | P21:115:GRE:GRE-CEDARIL7:GRE-ARBORLK7:1:HV: | 0.05142 | Yes
GEN-2024-141 | 01 NORTH | G01 29SP | 601005 ELM CRK3 345 601022 PARKERS3 345 1 | P21:115:XEL-GRE:ELMCRK7:GRE-ARBORLK7:1:HV: | 0.05142 | Yes
GEN-2024-141 | 01 NORTH | G01 29SP | 601003 PR ISLD3 345 601039 NROC 3 345 1 | P21:161:GRE:GRE-SPRGCK25:GRE-RAVENNA5:1:HV: | 0.05277 | Yes
GEN-2024-141 | 01 NORTH | G01 29SP | 601003 PR ISLD3 345 601039 NROC 3 345 1 | P21:161:XEL:PRISLD5:GRE-RAVENNA5:1:HV: | 0.05277 | Yes
GEN-2024-141 | 01 NORTH | G01 29SP | 657756 SQBUTTE4 230 995911 620:CENTER # 230 1 | P21:230:GRE:GRE-MCHENRY4:GRE-COALTP4:1:HV: | 0.05423 | Yes
GEN-2024-141 | 01 NORTH | G01 29SP | 657791 CENTER 3 345 995911 620:CENTER # 230 1 | P21:230:GRE:GRE-MCHENRY4:GRE-COALTP4:1:HV: | 0.05423 | Yes
GEN-2024-141 | 01 NORTH | G01 29SP | 657756 SQBUTTE4 230 995910 620:CENTER # 230 2 | P21:230:GRE:GRE-MCHENRY4:GRE-COALTP4:1:HV: | 0.05348 | Yes
GEN-2024-141 | 01 NORTH | G01 29SP | 657791 CENTER 3 345 995910 620:CENTER # 230 2 | P21:230:GRE:GRE-MCHENRY4:GRE-COALTP4:1:HV: | 0.05348 | Yes
GEN-2024-141 | 01 NORTH | G01 29SP | 620416 TWIN BRKS 3 345 620417 BSSOUTH3 345 1 | P21:230:OTP:OAKES4:FORMAN4:1:HV: | 0.05073 | Yes
GEN-2024-141 | 01 NORTH | G01 29SP | 661097 ELLENDL345 3 345 661950 ELN345SHNT 3 345 Z | P21:230:OTP:OAKES4:FORMAN4:1:HV: | 0.05073 | Yes
GEN-2024-141 | 01 NORTH | G01 29SP | 620416 TWIN BRKS 3 345 661950 ELN345SHNT 3 345 1 | P21:230:OTP:OAKES4:FORMAN4:1:HV: | 0.05073 | Yes
GEN-2024-141 | 01 NORTH | G01 29SP | 601001 FORBES 2 500 601013 ROSEAUS2 500 1 | P21:230:XEL-MH:ROSEAU4:RICHER4:1:HV: | 0.05403 | Yes
GEN-2024-141 | 01 NORTH | G01 29SP | 601013 ROSEAUS2 500 601038 ROSEAUM 2 500 1 | P21:230:XEL-MH:ROSEAU4:RICHER4:1:HV: | 0.05403 | Yes
GEN-2024-141 | 01 NORTH | G01 29SP | 601012 ROSEAUN2 500 667501 RIEL 2 500 1 | P21:230:XEL-MH:ROSEAU4:RICHER4:1:HV: | 0.05403 | Yes
GEN-2024-141 | 01 NORTH | G01 29SP | 601012 ROSEAUN2 500 601038 ROSEAUM 2 500 1 | P21:230:XEL-MH:ROSEAU4:RICHER4:1:HV: | 0.05403 | Yes
GEN-2024-141 | 01 NORTH | G01 29SP | 601001 FORBES 2 500 601013 ROSEAUS2 500 1 | P21:230:XEL-MP:ROSEAU4:MORANVI4:1:HV: | 0.05403 | Yes
GEN-2024-141 | 01 NORTH | G01 29SP | 601012 ROSEAUN2 500 667501 RIEL 2 500 1 | P21:230:XEL-MP:ROSEAU4:MORANVI4:1:HV: | 0.05403 | Yes
GEN-2024-141 | 01 NORTH | G01 29SP | 601013 ROSEAUS2 500 601038 ROSEAUM 2 500 1 | P21:230:XEL-MP:ROSEAU4:MORANVI4:1:HV: | 0.05403 | Yes
GEN-2024-141 | 01 NORTH | G01 29SP | 601012 ROSEAUN2 500 601038 ROSEAUM 2 500 1 | P21:230:XEL-MP:ROSEAU4:MORANVI4:1:HV: | 0.05403 | Yes
GEN-2024-141 | 01 NORTH | G01 29SP | 620358 BUFFALO3 345 620369 JAMESTN3 345 1 | P21:345:MDU:ELLENDALE JETX REACTOR:JMS SHUNT REACTOR:1: | 0.08005 | Yes
GEN-2024-141 | 01 NORTH | G01 29SP | 601067 BISON 3 345 620358 BUFFALO3 345 1 | P21:345:MDU:ELLENDALE JETX REACTOR:JMS SHUNT REACTOR:1: | 0.07885 | Yes
GEN-2024-141 | 01 NORTH | G01 29SP | 620358 BUFFALO3 345 620369 JAMESTN3 345 1 | P21:345:MDU:ELLENDALE345:ELLENDALE JETX REACTOR:Z: | 0.08005 | Yes
GEN-2024-141 | 01 NORTH | G01 29SP | 601067 BISON 3 345 620358 BUFFALO3 345 1 | P21:345:MDU:ELLENDALE345:ELLENDALE JETX REACTOR:Z: | 0.07885 | Yes
GEN-2024-141 | 01 NORTH | G01 29SP | 601006 SPLT RK3 345 652864 SIOUXCY-LNX3 345 1 | P21:345:UMZW:# 2410 #:: FT2 IN SD. FT2-FT22LNX3 OPENED:EHV: | 0.08181 | Yes
GEN-2024-141 | 01 NORTH | G01 29SP | 601006 SPLT RK3 345 652864 SIOUXCY-LNX3 345 1 | P21:345:UMZW:# 324 #:: FT2 IN SD. OPENING OF A LINE SECTION W/O A FAULT:EHV: | 0.08181 | Yes
GEN-2024-141 | 01 NORTH | G01 29SP | 601031 BRKNGCO3 345 620483 ASTORIA 3 345 1 | P21:345:UMZW:# 326 #:: WT2 IN SD. OPENING OF A LINE SECTION W/O A FAULT (WT2-WT2LNX3 LINE REACTOR):EHV: | 0.09987 | Yes
GEN-2024-141 | 01 NORTH | G01 29SP | 620480 DEUEL CO 3 345 620483 ASTORIA 3 345 1 | P21:345:UMZW:# 326 #:: WT2 IN SD. OPENING OF A LINE SECTION W/O A FAULT (WT2-WT2LNX3 LINE REACTOR):EHV: | 0.09732 | Yes
GEN-2024-141 | 01 NORTH | G01 29SP | 620417 BSSOUTH3 345 620480 DEUEL CO 3 345 1 | P21:345:UMZW:# 326 #:: WT2 IN SD. OPENING OF A LINE SECTION W/O A FAULT (WT2-WT2LNX3 LINE REACTOR):EHV: | 0.09732 | Yes
GEN-2024-141 | 01 NORTH | G01 29SP | 620480 DEUEL CO 3 345 620483 ASTORIA 3 345 1 | P21:345:XEL-OTP:BISON3:ALEXMRES3:1:EHV: | 0.08326 | Yes
GEN-2024-141 | 01 NORTH | G01 29SP | 620417 BSSOUTH3 345 620480 DEUEL CO 3 345 1 | P21:345:XEL-OTP:BISON3:ALEXMRES3:1:EHV: | 0.08326 | Yes
GEN-2024-141 | 01 NORTH | G01 29SP | 601048 LYON CO 3 345 631138 LAKEFLD3 345 1 | P22:345:GRE:CMT HEL 1:::EHV: | 0.06819 | Yes
GEN-2024-141 | 01 NORTH | G01 29SP | 601048 LYON CO 3 345 631138 LAKEFLD3 345 1 | P22:345:GRE:CMT HEL 2:::EHV: | 0.06821 | Yes
GEN-2024-141 | 01 NORTH | G01 29SP | 635200 RAUN 3 345 645552 S3452 REACT3 345 1 | P22:345:OPPD:S3451-RAUN:::EHV: | 0.09052 | Yes
GEN-2024-141 | 01 NORTH | G01 29SP | 635200 RAUN 3 345 652564 SIOUXCY3 345 1 | P22:345:OPPD:S3451-RAUN:::EHV: | 0.06972 | Yes
GEN-2024-141 | 01 NORTH | G01 29SP | 635200 RAUN 3 345 762779 G18-043 TAP 345 1 | P22:345:OPPD:S3458 NEBCTY1G:LT::EHV: | 0.06341 | Yes
GEN-2024-141 | 01 NORTH | G01 29SP | 635200 RAUN 3 345 762779 G18-043 TAP 345 1 | P22:345:OPPD:S3458 NEBCTY2G:::EHV: | 0.06111 | Yes
GEN-2024-141 | 01 NORTH | G01 29SP | 635200 RAUN 3 345 645552 S3452 REACT3 345 1 | P22:345:OPPD:S3458 NEBCTY2G:::EHV: | 0.06225 | Yes
GEN-2024-141 | 01 NORTH | G01 29SP | 635200 RAUN 3 345 762779 G18-043 TAP 345 1 | P22:345:OPPD:S3458 NEBCTY2G:LT::EHV: | 0.06341 | Yes
GEN-2024-141 | 01 NORTH | G01 29SP | 635200 RAUN 3 345 645552 S3452 REACT3 345 1 | P22:345:OPPD:S3458 NEBCTY2G:LT::EHV: | 0.06461 | Yes
GEN-2024-141 | 01 NORTH | G01 29SP | 635600 GRIMES 3 345 636003 BEAVER CRK 3 345 1 | P23:18:MEC:GDMEC:908::HV: | 0.05341 | Yes
GEN-2024-141 | 01 NORTH | G01 29SP | 636003 BEAVER CRK 3 345 636010 LEHIGH 3 345 1 | P23:18:MEC:GDMEC:908::HV: | 0.05341 | Yes
GEN-2024-141 | 01 NORTH | G01 29SP | 601048 LYON CO 3 345 631138 LAKEFLD3 345 1 | P23:345:GRE:CMT 302JB6:::EHV: | 0.06953 | Yes
GEN-2024-141 | 01 NORTH | G01 29SP | 601005 ELM CRK3 345 601022 PARKERS3 345 1 | P23:345:GRE:DKN 62JB4:::EHV: | 0.05711 | Yes
GEN-2024-141 | 01 NORTH | G01 29SP | 635999 IRVINGTON3 345 636000 WEBSTER3 345 1 | P23:345:ITCM:BISON 3 3681-3682-3683:IA-NW::EHV: | 0.05888 | Yes
GEN-2024-141 | 01 NORTH | G01 29SP | 635369 KOSSUTH 3 345 635999 IRVINGTON3 345 1 | P23:345:ITCM:BISON 3 3681-3682-3683:IA-NW::EHV: | 0.05888 | Yes
GEN-2024-141 | 01 NORTH | G01 29SP | 635999 IRVINGTON3 345 636000 WEBSTER3 345 1 | P23:345:ITCM:KILLDEER3 3822:IA-MVP::EHV: | 0.05632 | Yes
GEN-2024-141 | 01 NORTH | G01 29SP | 635369 KOSSUTH 3 345 635999 IRVINGTON3 345 1 | P23:345:ITCM:KILLDEER3 3822:IA-MVP::EHV: | 0.05632 | Yes
GEN-2024-141 | 01 NORTH | G01 29SP | 635999 IRVINGTON3 345 636000 WEBSTER3 345 1 | P23:345:ITCM:KILLDEER3 3828:IA-MVP::EHV: | 0.05811 | Yes
GEN-2024-141 | 01 NORTH | G01 29SP | 635369 KOSSUTH 3 345 635999 IRVINGTON3 345 1 | P23:345:ITCM:KILLDEER3 3828:IA-MVP::EHV: | 0.05811 | Yes
GEN-2024-141 | 01 NORTH | G01 29SP | 631193 HUNTLEY3 345 631197 LEDYARD3 345 1 | P23:345:ITCM:LASALLE3 3904-3905-3906:IA-NW::EHV: | 0.07388 | Yes
GEN-2024-141 | 01 NORTH | G01 29SP | 635999 IRVINGTON3 345 636000 WEBSTER3 345 1 | P23:345:ITCM:QUINN3 3762-3763-3764:IA::EHV: | 0.05811 | Yes
GEN-2024-141 | 01 NORTH | G01 29SP | 635369 KOSSUTH 3 345 635999 IRVINGTON3 345 1 | P23:345:ITCM:QUINN3 3762-3763-3764:IA::EHV: | 0.05811 | Yes
GEN-2024-141 | 01 NORTH | G01 29SP | 620358 BUFFALO3 345 620369 JAMESTN3 345 1 | P23:345:MDU:ELLENDALE345:EL5-EL6: | 0.08005 | Yes
GEN-2024-141 | 01 NORTH | G01 29SP | 601067 BISON 3 345 620358 BUFFALO3 345 1 | P23:345:MDU:ELLENDALE345:EL5-EL6: | 0.07885 | Yes
GEN-2024-141 | 01 NORTH | G01 29SP | 635600 GRIMES 3 345 636003 BEAVER CRK 3 345 1 | P23:345:MEC:BLACK HAWK:902::EHV: | 0.05557 | Yes
GEN-2024-141 | 01 NORTH | G01 29SP | 631139 HAZLTON3 345 631270 LASALLE 3 345 1 | P23:345:MEC:BLACK HAWK:902::EHV: | 0.0535 | Yes
GEN-2024-141 | 01 NORTH | G01 29SP | 636003 BEAVER CRK 3 345 636010 LEHIGH 3 345 1 | P23:345:MEC:BLACK HAWK:902::EHV: | 0.05557 | Yes
GEN-2024-141 | 01 NORTH | G01 29SP | 631144 MITCHLCO3 345 631270 LASALLE 3 345 1 | P23:345:MEC:BLACK HAWK:902::EHV: | 0.0535 | Yes
GEN-2024-141 | 01 NORTH | G01 29SP | 601002 ADAMS 3 345 631144 MITCHLCO3 345 1 | P23:345:MEC:BLACK HAWK:902::EHV: | 0.0535 | Yes
GEN-2024-141 | 01 NORTH | G01 29SP | 601002 ADAMS 3 345 615306 GRE-PL VLLY3 345 1 | P23:345:MEC:BLACK HAWK:902::EHV: | 0.05407 | Yes
GEN-2024-141 | 01 NORTH | G01 29SP | 635200 RAUN 3 345 762779 G18-043 TAP 345 1 | P23:345:MEC:CBEC:905::EHV: | 0.06409 | Yes
GEN-2024-141 | 01 NORTH | G01 29SP | 635600 GRIMES 3 345 636003 BEAVER CRK 3 345 1 | P23:345:MEC:CBEC:905::EHV: | 0.05226 | Yes
GEN-2024-141 | 01 NORTH | G01 29SP | 601006 SPLT RK3 345 652864 SIOUXCY-LNX3 345 1 | P23:345:MEC:CBEC:905::EHV: | 0.07146 | Yes
GEN-2024-141 | 01 NORTH | G01 29SP | 636003 BEAVER CRK 3 345 636010 LEHIGH 3 345 1 | P23:345:MEC:CBEC:905::EHV: | 0.05226 | Yes
GEN-2024-141 | 01 NORTH | G01 29SP | 635200 RAUN 3 345 645552 S3452 REACT3 345 1 | P23:345:MEC:CBEC:905::EHV: | 0.06535 | Yes
GEN-2024-141 | 01 NORTH | G01 29SP | 635200 RAUN 3 345 762779 G18-043 TAP 345 1 | P23:345:MEC:CBEC:908::EHV: | 0.06342 | Yes
GEN-2024-141 | 01 NORTH | G01 29SP | 635200 RAUN 3 345 645552 S3452 REACT3 345 1 | P23:345:MEC:CBEC:908::EHV: | 0.06463 | Yes
GEN-2024-141 | 01 NORTH | G01 29SP | 636000 WEBSTER3 345 636010 LEHIGH 3 345 1 | P23:345:MEC:GARD AVE:901::EHV: | 0.05583 | Yes
GEN-2024-141 | 01 NORTH | G01 29SP | 636000 WEBSTER3 345 636010 LEHIGH 3 345 1 | P23:345:MEC:GARD AVE:903::EHV: | 0.05583 | Yes
GEN-2024-141 | 01 NORTH | G01 29SP | 636000 WEBSTER3 345 636010 LEHIGH 3 345 1 | P23:345:MEC:GARD AVE:904::EHV: | 0.05583 | Yes
GEN-2024-141 | 01 NORTH | G01 29SP | 636000 WEBSTER3 345 636010 LEHIGH 3 345 1 | P23:345:MEC:IDA CO:901::EHV: | 0.05583 | Yes
GEN-2024-141 | 01 NORTH | G01 29SP | 635200 RAUN 3 345 635398 REMSEN 3 345 1 | P23:345:MEC:IRVINGTON:901::EHV: | 0.06721 | Yes
GEN-2024-141 | 01 NORTH | G01 29SP | 635398 REMSEN 3 345 635399 CHEROKEE 3 345 1 | P23:345:MEC:IRVINGTON:901::EHV: | 0.06721 | Yes
GEN-2024-141 | 01 NORTH | G01 29SP | 635399 CHEROKEE 3 345 635400 HIGHLAND 3 345 1 | P23:345:MEC:IRVINGTON:901::EHV: | 0.06721 | Yes
GEN-2024-141 | 01 NORTH | G01 29SP | 635200 RAUN 3 345 635398 REMSEN 3 345 1 | P23:345:MEC:IRVINGTON:902::EHV: | 0.06721 | Yes
GEN-2024-141 | 01 NORTH | G01 29SP | 635398 REMSEN 3 345 635399 CHEROKEE 3 345 1 | P23:345:MEC:IRVINGTON:902::EHV: | 0.06721 | Yes
GEN-2024-141 | 01 NORTH | G01 29SP | 635399 CHEROKEE 3 345 635400 HIGHLAND 3 345 1 | P23:345:MEC:IRVINGTON:902::EHV: | 0.06721 | Yes
GEN-2024-141 | 01 NORTH | G01 29SP | 635200 RAUN 3 345 635398 REMSEN 3 345 1 | P23:345:MEC:IRVINGTON:903::EHV: | 0.06721 | Yes
GEN-2024-141 | 01 NORTH | G01 29SP | 635398 REMSEN 3 345 635399 CHEROKEE 3 345 1 | P23:345:MEC:IRVINGTON:903::EHV: | 0.06721 | Yes
GEN-2024-141 | 01 NORTH | G01 29SP | 635399 CHEROKEE 3 345 635400 HIGHLAND 3 345 1 | P23:345:MEC:IRVINGTON:903::EHV: | 0.06721 | Yes
GEN-2024-141 | 01 NORTH | G01 29SP | 635200 RAUN 3 345 635398 REMSEN 3 345 1 | P23:345:MEC:KOSSUTH:901::EHV: | 0.06447 | Yes
GEN-2024-141 | 01 NORTH | G01 29SP | 635398 REMSEN 3 345 635399 CHEROKEE 3 345 1 | P23:345:MEC:KOSSUTH:901::EHV: | 0.06447 | Yes
GEN-2024-141 | 01 NORTH | G01 29SP | 635399 CHEROKEE 3 345 635400 HIGHLAND 3 345 1 | P23:345:MEC:KOSSUTH:901::EHV: | 0.06447 | Yes
GEN-2024-141 | 01 NORTH | G01 29SP | 631138 LAKEFLD3 345 635368 OBRIEN 3 345 1 | P23:345:MEC:KOSSUTH:901::EHV: | 0.06847 | Yes
GEN-2024-141 | 01 NORTH | G01 29SP | 635200 RAUN 3 345 635398 REMSEN 3 345 1 | P23:345:MEC:KOSSUTH:902::EHV: | 0.06447 | Yes
GEN-2024-141 | 01 NORTH | G01 29SP | 635398 REMSEN 3 345 635399 CHEROKEE 3 345 1 | P23:345:MEC:KOSSUTH:902::EHV: | 0.06447 | Yes
GEN-2024-141 | 01 NORTH | G01 29SP | 635399 CHEROKEE 3 345 635400 HIGHLAND 3 345 1 | P23:345:MEC:KOSSUTH:902::EHV: | 0.06447 | Yes
GEN-2024-141 | 01 NORTH | G01 29SP | 631138 LAKEFLD3 345 635368 OBRIEN 3 345 1 | P23:345:MEC:KOSSUTH:902::EHV: | 0.06847 | Yes
GEN-2024-141 | 01 NORTH | G01 29SP | 635200 RAUN 3 345 635398 REMSEN 3 345 1 | P23:345:MEC:KOSSUTH:904::EHV: | 0.06447 | Yes
GEN-2024-141 | 01 NORTH | G01 29SP | 635398 REMSEN 3 345 635399 CHEROKEE 3 345 1 | P23:345:MEC:KOSSUTH:904::EHV: | 0.06447 | Yes
GEN-2024-141 | 01 NORTH | G01 29SP | 635399 CHEROKEE 3 345 635400 HIGHLAND 3 345 1 | P23:345:MEC:KOSSUTH:904::EHV: | 0.06447 | Yes
GEN-2024-141 | 01 NORTH | G01 29SP | 631138 LAKEFLD3 345 635368 OBRIEN 3 345 1 | P23:345:MEC:KOSSUTH:904::EHV: | 0.06847 | Yes
GEN-2024-141 | 01 NORTH | G01 29SP | 635200 RAUN 3 345 762779 G18-043 TAP 345 1 | P23:345:MEC:LEHIGH:360::EHV: | 0.06767 | Yes
GEN-2024-141 | 01 NORTH | G01 29SP | 635200 RAUN 3 345 645552 S3452 REACT3 345 1 | P23:345:MEC:LEHIGH:360::EHV: | 0.06898 | Yes
GEN-2024-141 | 01 NORTH | G01 29SP | 635200 RAUN 3 345 652564 SIOUXCY3 345 1 | P23:345:MEC:LEHIGH:360::EHV: | 0.0839 | Yes
GEN-2024-141 | 01 NORTH | G01 29SP | 636000 WEBSTER3 345 636010 LEHIGH 3 345 1 | P23:345:MEC:LEHIGH:390::EHV: | 0.05583 | Yes
GEN-2024-141 | 01 NORTH | G01 29SP | 635200 RAUN 3 345 652564 SIOUXCY3 345 1 | P23:345:MEC:LEHIGH:390::EHV: | 0.08058 | Yes
GEN-2024-141 | 01 NORTH | G01 29SP | 635368 OBRIEN 3 345 635400 HIGHLAND 3 345 1 | P23:345:MEC:LEHIGH:390::EHV: | 0.05855 | Yes
GEN-2024-141 | 01 NORTH | G01 29SP | 631193 HUNTLEY3 345 631197 LEDYARD3 345 1 | P23:345:MEC:LEHIGH:390::EHV: | 0.06504 | Yes
GEN-2024-141 | 01 NORTH | G01 29SP | 635200 RAUN 3 345 635398 REMSEN 3 345 1 | P23:345:MEC:PALO ALTO:903::EHV: | 0.05944 | Yes
GEN-2024-141 | 01 NORTH | G01 29SP | 635398 REMSEN 3 345 635399 CHEROKEE 3 345 1 | P23:345:MEC:PALO ALTO:903::EHV: | 0.05944 | Yes
GEN-2024-141 | 01 NORTH | G01 29SP | 635399 CHEROKEE 3 345 635400 HIGHLAND 3 345 1 | P23:345:MEC:PALO ALTO:903::EHV: | 0.05944 | Yes
GEN-2024-141 | 01 NORTH | G01 29SP | 631138 LAKEFLD3 345 635368 OBRIEN 3 345 1 | P23:345:MEC:PALO ALTO:903::EHV: | 0.06282 | Yes
GEN-2024-141 | 01 NORTH | G01 29SP | 631193 HUNTLEY3 345 631197 LEDYARD3 345 1 | P23:345:MEC:PALO ALTO:903::EHV: | 0.06941 | Yes
GEN-2024-141 | 01 NORTH | G01 29SP | 631193 HUNTLEY3 345 631197 LEDYARD3 345 1 | P23:345:MEC:PALO ALTO:904::EHV: | 0.06601 | Yes
GEN-2024-141 | 01 NORTH | G01 29SP | 635999 IRVINGTON3 345 636000 WEBSTER3 345 1 | P23:345:MEC:RAUN:150::EHV: | 0.05987 | Yes
GEN-2024-141 | 01 NORTH | G01 29SP | 635369 KOSSUTH 3 345 635999 IRVINGTON3 345 1 | P23:345:MEC:RAUN:150::EHV: | 0.05987 | Yes
GEN-2024-141 | 01 NORTH | G01 29SP | 631139 HAZLTON3 345 631270 LASALLE 3 345 1 | P23:345:MEC:SUB 93:954::EHV: | 0.05078 | Yes
GEN-2024-141 | 01 NORTH | G01 29SP | 631144 MITCHLCO3 345 631270 LASALLE 3 345 1 | P23:345:MEC:SUB 93:954::EHV: | 0.05078 | Yes
GEN-2024-141 | 01 NORTH | G01 29SP | 601002 ADAMS 3 345 631144 MITCHLCO3 345 1 | P23:345:MEC:SUB 93:954::EHV: | 0.05078 | Yes
GEN-2024-141 | 01 NORTH | G01 29SP | 601002 ADAMS 3 345 615306 GRE-PL VLLY3 345 1 | P23:345:MEC:SUB 93:964::EHV: | 0.05139 | Yes
GEN-2024-141 | 01 NORTH | G01 29SP | 631139 HAZLTON3 345 631270 LASALLE 3 345 1 | P23:345:MEC:WEBSTER:905::EHV: | 0.0534 | Yes
GEN-2024-141 | 01 NORTH | G01 29SP | 631144 MITCHLCO3 345 631270 LASALLE 3 345 1 | P23:345:MEC:WEBSTER:905::EHV: | 0.0534 | Yes
GEN-2024-141 | 01 NORTH | G01 29SP | 635200 RAUN 3 345 635398 REMSEN 3 345 1 | P23:345:MEC:WEBSTER:905::EHV: | 0.07337 | Yes
GEN-2024-141 | 01 NORTH | G01 29SP | 601002 ADAMS 3 345 631144 MITCHLCO3 345 1 | P23:345:MEC:WEBSTER:905::EHV: | 0.0534 | Yes
GEN-2024-141 | 01 NORTH | G01 29SP | 635398 REMSEN 3 345 635399 CHEROKEE 3 345 1 | P23:345:MEC:WEBSTER:905::EHV: | 0.07337 | Yes
GEN-2024-141 | 01 NORTH | G01 29SP | 635399 CHEROKEE 3 345 635400 HIGHLAND 3 345 1 | P23:345:MEC:WEBSTER:905::EHV: | 0.07337 | Yes
GEN-2024-141 | 01 NORTH | G01 29SP | 620480 DEUEL CO 3 345 620483 ASTORIA 3 345 1 | P23:345:MRES:ALEXMRES3:3375::EHV: | 0.08351 | Yes
GEN-2024-141 | 01 NORTH | G01 29SP | 620417 BSSOUTH3 345 620480 DEUEL CO 3 345 1 | P23:345:MRES:ALEXMRES3:3375::EHV: | 0.08351 | Yes
GEN-2024-141 | 01 NORTH | G01 29SP | 635200 RAUN 3 345 645552 S3452 REACT3 345 1 | P23:345:OPPD:S3451-RAUN:::EHV: | 0.09052 | Yes
GEN-2024-141 | 01 NORTH | G01 29SP | 635200 RAUN 3 345 652564 SIOUXCY3 345 1 | P23:345:OPPD:S3451-RAUN:::EHV: | 0.06972 | Yes
GEN-2024-141 | 01 NORTH | G01 29SP | 635200 RAUN 3 345 762779 G18-043 TAP 345 1 | P23:345:OPPD:S3458 NEBCTY1G:LT::EHV: | 0.06341 | Yes
GEN-2024-141 | 01 NORTH | G01 29SP | 635200 RAUN 3 345 762779 G18-043 TAP 345 1 | P23:345:OPPD:S3458 NEBCTY2G:LT::EHV: | 0.06341 | Yes
GEN-2024-141 | 01 NORTH | G01 29SP | 635200 RAUN 3 345 645552 S3452 REACT3 345 1 | P23:345:OPPD:S3458 NEBCTY2G:LT::EHV: | 0.06461 | Yes
GEN-2024-141 | 01 NORTH | G01 29SP | 620480 DEUEL CO 3 345 620483 ASTORIA 3 345 1 | P23:345:OTP::ASTORIA 3:BRK-A5:EHV: | 0.07276 | Yes
GEN-2024-141 | 01 NORTH | G01 29SP | 620417 BSSOUTH3 345 620480 DEUEL CO 3 345 1 | P23:345:OTP::ASTORIA 3:BRK-A5:EHV: | 0.07276 | Yes
GEN-2024-141 | 01 NORTH | G01 29SP | 620358 BUFFALO3 345 620369 JAMESTN3 345 1 | P23:345:OTP::TWIN BRKS 3:3815:EHV: | 0.08054 | Yes
GEN-2024-141 | 01 NORTH | G01 29SP | 601067 BISON 3 345 620358 BUFFALO3 345 1 | P23:345:OTP::TWIN BRKS 3:3815:EHV: | 0.07942 | Yes
GEN-2024-141 | 01 NORTH | G01 29SP | 620358 BUFFALO3 345 620369 JAMESTN3 345 1 | P23:345:OTP:TWINBRKS3:BKR4::EHV: | 0.08054 | Yes
GEN-2024-141 | 01 NORTH | G01 29SP | 601067 BISON 3 345 620358 BUFFALO3 345 1 | P23:345:OTP:TWINBRKS3:BKR4::EHV: | 0.07942 | Yes
GEN-2024-141 | 01 NORTH | G01 29SP | 601031 BRKNGCO3 345 620483 ASTORIA 3 345 1 | P23:345:UMZB:# 7110 #:: CKE IN SD. CKE BREAKER FAULT (192):EHV: | 0.08834 | Yes
GEN-2024-141 | 01 NORTH | G01 29SP | 620416 TWIN BRKS 3 345 620417 BSSOUTH3 345 1 | P23:345:UMZB:# 7110 #:: CKE IN SD. CKE BREAKER FAULT (192):EHV: | 0.05299 | Yes
GEN-2024-141 | 01 NORTH | G01 29SP | 601031 BRKNGCO3 345 620483 ASTORIA 3 345 1 | P23:345:UMZB:# 7111 #:: CKE IN SD. CKE BREAKER FAULT (292):EHV: | 0.08834 | Yes
GEN-2024-141 | 01 NORTH | G01 29SP | 620416 TWIN BRKS 3 345 620417 BSSOUTH3 345 1 | P23:345:UMZB:# 7111 #:: CKE IN SD. CKE BREAKER FAULT (292):EHV: | 0.05299 | Yes
GEN-2024-141 | 01 NORTH | G01 29SP | 620416 TWIN BRKS 3 345 661950 ELN345SHNT 3 345 1 | P23:345:UMZB:# 7111 #:: CKE IN SD. CKE BREAKER FAULT (292):EHV: | 0.05299 | Yes
GEN-2024-141 | 01 NORTH | G01 29SP | 601031 BRKNGCO3 345 620483 ASTORIA 3 345 1 | P23:345:UMZB:# 7112 #:: CKE IN SD. CKE BREAKER FAULT (392):EHV: | 0.08834 | Yes
GEN-2024-141 | 01 NORTH | G01 29SP | 620416 TWIN BRKS 3 345 620417 BSSOUTH3 345 1 | P23:345:UMZB:# 7112 #:: CKE IN SD. CKE BREAKER FAULT (392):EHV: | 0.05299 | Yes
GEN-2024-141 | 01 NORTH | G01 29SP | 661097 ELLENDL345 3 345 661950 ELN345SHNT 3 345 Z | P23:345:UMZB:# 7112 #:: CKE IN SD. CKE BREAKER FAULT (392):EHV: | 0.05299 | Yes
GEN-2024-141 | 01 NORTH | G01 29SP | 601031 BRKNGCO3 345 620483 ASTORIA 3 345 1 | P23:345:UMZW:# 823 #:: WH IN SD. :EHV: | 0.09984 | Yes
GEN-2024-141 | 01 NORTH | G01 29SP | 620480 DEUEL CO 3 345 620483 ASTORIA 3 345 1 | P23:345:UMZW:# 823 #:: WH IN SD. :EHV: | 0.09729 | Yes
GEN-2024-141 | 01 NORTH | G01 29SP | 601031 BRKNGCO3 345 652537 WHITE 3 345 1 | P23:345:UMZW:# 823 #:: WH IN SD. :EHV: | 0.05964 | Yes
GEN-2024-141 | 01 NORTH | G01 29SP | 620417 BSSOUTH3 345 620480 DEUEL CO 3 345 1 | P23:345:UMZW:# 823 #:: WH IN SD. :EHV: | 0.09729 | Yes
GEN-2024-141 | 01 NORTH | G01 29SP | 601031 BRKNGCO3 345 620483 ASTORIA 3 345 1 | P23:345:UMZW:# 824 #:: WH IN SD. :EHV: | 0.09985 | Yes
GEN-2024-141 | 01 NORTH | G01 29SP | 620480 DEUEL CO 3 345 620483 ASTORIA 3 345 1 | P23:345:UMZW:# 824 #:: WH IN SD. :EHV: | 0.0973 | Yes
GEN-2024-141 | 01 NORTH | G01 29SP | 601031 BRKNGCO3 345 652537 WHITE 3 345 2 | P23:345:UMZW:# 824 #:: WH IN SD. :EHV: | 0.05966 | Yes
GEN-2024-141 | 01 NORTH | G01 29SP | 620417 BSSOUTH3 345 620480 DEUEL CO 3 345 1 | P23:345:UMZW:# 824 #:: WH IN SD. :EHV: | 0.0973 | Yes
GEN-2024-141 | 01 NORTH | G01 29SP | 601005 ELM CRK3 345 601022 PARKERS3 345 1 | P23:345:XEL:8M12 PKL:::EHV: | 0.05081 | Yes
GEN-2024-141 | 01 NORTH | G01 29SP | 601001 FORBES 2 500 601013 ROSEAUS2 500 1 | P23:345:XEL:8N22 SHC:::EHV: | 0.05301 | Yes
GEN-2024-141 | 01 NORTH | G01 29SP | 601012 ROSEAUN2 500 667501 RIEL 2 500 1 | P23:345:XEL:8N22 SHC:::EHV: | 0.05301 | Yes
GEN-2024-141 | 01 NORTH | G01 29SP | 601013 ROSEAUS2 500 601038 ROSEAUM 2 500 1 | P23:345:XEL:8N22 SHC:::EHV: | 0.05301 | Yes
GEN-2024-141 | 01 NORTH | G01 29SP | 601012 ROSEAUN2 500 601038 ROSEAUM 2 500 1 | P23:345:XEL:8N22 SHC:::EHV: | 0.05301 | Yes
GEN-2024-141 | 01 NORTH | G01 29SP | 601001 FORBES 2 500 601017 CHIS-N 2 500 1 | P23:345:XEL:8N22 SHC:::EHV: | 0.06898 | Yes
GEN-2024-141 | 01 NORTH | G01 29SP | 601016 CHIS CO2 500 601017 CHIS-N 2 500 1 | P23:345:XEL:8N22 SHC:::EHV: | 0.06898 | Yes
GEN-2024-141 | 01 NORTH | G01 29SP | 601004 WILMART3 345 601072 SHEAS LK3 345 1 | P23:345:XEL:8N22 SHC:::EHV: | 0.05593 | Yes
GEN-2024-141 | 01 NORTH | G01 29SP | 601050 HELENA 3 345 601072 SHEAS LK3 345 1 | P23:345:XEL:8N22 SHC:::EHV: | 0.05643 | Yes
GEN-2024-141 | 01 NORTH | G01 29SP | 601067 BISON 3 345 658049 ALXLNRCTRT 345 1 | P23:345:XEL:8N22 SHC:::EHV: | 0.05689 | Yes
GEN-2024-141 | 01 NORTH | G01 29SP | 658047 ALEXMRES3 345 658049 ALXLNRCTRT 345 Z1 | P23:345:XEL:8N22 SHC:::EHV: | 0.05689 | Yes
GEN-2024-141 | 01 NORTH | G01 29SP | 613060 BYRON 3 345 615306 GRE-PL VLLY3 345 1 | P23:345:XEL:8N22 SHC:::EHV: | 0.05134 | Yes
GEN-2024-141 | 01 NORTH | G01 29SP | 635368 OBRIEN 3 345 635400 HIGHLAND 3 345 1 | P23:345:XEL:8N22 SHC:::EHV: | 0.05709 | Yes
GEN-2024-141 | 01 NORTH | G01 29SP | 601039 NROC 3 345 613060 BYRON 3 345 1 | P23:345:XEL:8N22 SHC:::EHV: | 0.05245 | Yes
GEN-2024-141 | 01 NORTH | G01 29SP | 601005 ELM CRK3 345 601022 PARKERS3 345 1 | P23:345:XEL:8N60 LYC:::EHV: | 0.05312 | Yes
GEN-2024-141 | 01 NORTH | G01 29SP | 601006 SPLT RK3 345 652536 WHITE-SRX3 345 1 | P23:345:XEL:8N60 LYC:::EHV: | 0.07675 | Yes
GEN-2024-141 | 01 NORTH | G01 29SP | 601048 LYON CO 3 345 631138 LAKEFLD3 345 1 | P23:345:XEL:8N60 LYC:::EHV: | 0.07619 | Yes
GEN-2024-141 | 01 NORTH | G01 29SP | 601006 SPLT RK3 345 652536 WHITE-SRX3 345 1 | P23:345:XEL:8N63 LYC:::EHV: | 0.0785 | Yes
GEN-2024-141 | 01 NORTH | G01 29SP | 601048 LYON CO 3 345 601087 STEEP BK LK3 345 2 | P23:345:XEL:8N63 LYC:::EHV: | 0.051 | Yes
GEN-2024-141 | 01 NORTH | G01 29SP | 601031 BRKNGCO3 345 601087 STEEP BK LK3 345 2 | P23:345:XEL:8N63 LYC:::EHV: | 0.051 | Yes
GEN-2024-141 | 01 NORTH | G01 29SP | 601001 FORBES 2 500 601013 ROSEAUS2 500 1 | P23:345:XEL:8N8 MNN:::EHV: | 0.05301 | Yes
GEN-2024-141 | 01 NORTH | G01 29SP | 601013 ROSEAUS2 500 601038 ROSEAUM 2 500 1 | P23:345:XEL:8N8 MNN:::EHV: | 0.05301 | Yes
GEN-2024-141 | 01 NORTH | G01 29SP | 601012 ROSEAUN2 500 667501 RIEL 2 500 1 | P23:345:XEL:8N8 MNN:::EHV: | 0.05301 | Yes
GEN-2024-141 | 01 NORTH | G01 29SP | 601012 ROSEAUN2 500 601038 ROSEAUM 2 500 1 | P23:345:XEL:8N8 MNN:::EHV: | 0.05301 | Yes
GEN-2024-141 | 01 NORTH | G01 29SP | 601001 FORBES 2 500 601017 CHIS-N 2 500 1 | P23:345:XEL:8N8 MNN:::EHV: | 0.06898 | Yes
GEN-2024-141 | 01 NORTH | G01 29SP | 601016 CHIS CO2 500 601017 CHIS-N 2 500 1 | P23:345:XEL:8N8 MNN:::EHV: | 0.06898 | Yes
GEN-2024-141 | 01 NORTH | G01 29SP | 601004 WILMART3 345 601072 SHEAS LK3 345 1 | P23:345:XEL:8N8 MNN:::EHV: | 0.05593 | Yes
GEN-2024-141 | 01 NORTH | G01 29SP | 601050 HELENA 3 345 601072 SHEAS LK3 345 1 | P23:345:XEL:8N8 MNN:::EHV: | 0.05643 | Yes
GEN-2024-141 | 01 NORTH | G01 29SP | 601067 BISON 3 345 658049 ALXLNRCTRT 345 1 | P23:345:XEL:8N8 MNN:::EHV: | 0.05689 | Yes
GEN-2024-141 | 01 NORTH | G01 29SP | 658047 ALEXMRES3 345 658049 ALXLNRCTRT 345 Z1 | P23:345:XEL:8N8 MNN:::EHV: | 0.05689 | Yes
GEN-2024-141 | 01 NORTH | G01 29SP | 613060 BYRON 3 345 615306 GRE-PL VLLY3 345 1 | P23:345:XEL:8N8 MNN:::EHV: | 0.05134 | Yes
GEN-2024-141 | 01 NORTH | G01 29SP | 601039 NROC 3 345 613060 BYRON 3 345 1 | P23:345:XEL:8N8 MNN:::EHV: | 0.05245 | Yes
GEN-2024-141 | 01 NORTH | G01 29SP | 601001 FORBES 2 500 601013 ROSEAUS2 500 1 | P23:345:XEL:8P2 KING:::EHV: | 0.0521 | Yes
GEN-2024-141 | 01 NORTH | G01 29SP | 601012 ROSEAUN2 500 667501 RIEL 2 500 1 | P23:345:XEL:8P2 KING:::EHV: | 0.0521 | Yes
GEN-2024-141 | 01 NORTH | G01 29SP | 601013 ROSEAUS2 500 601038 ROSEAUM 2 500 1 | P23:345:XEL:8P2 KING:::EHV: | 0.0521 | Yes
GEN-2024-141 | 01 NORTH | G01 29SP | 601012 ROSEAUN2 500 601038 ROSEAUM 2 500 1 | P23:345:XEL:8P2 KING:::EHV: | 0.0521 | Yes
GEN-2024-141 | 01 NORTH | G01 29SP | 601001 FORBES 2 500 601017 CHIS-N 2 500 1 | P23:345:XEL:8P2 KING:::EHV: | 0.0667 | Yes
GEN-2024-141 | 01 NORTH | G01 29SP | 601016 CHIS CO2 500 601017 CHIS-N 2 500 1 | P23:345:XEL:8P2 KING:::EHV: | 0.0667 | Yes
GEN-2024-141 | 01 NORTH | G01 29SP | 601004 WILMART3 345 601072 SHEAS LK3 345 1 | P23:345:XEL:8P2 KING:::EHV: | 0.05516 | Yes
GEN-2024-141 | 01 NORTH | G01 29SP | 601004 WILMART3 345 631193 HUNTLEY3 345 1 | P23:345:XEL:8S23 WLM:::EHV: | 0.05523 | Yes
GEN-2024-141 | 01 NORTH | G01 29SP | 601003 PR ISLD3 345 601039 NROC 3 345 1 | P23:345:XEL:8S50 HMP:::EHV: | 0.05066 | Yes
GEN-2024-141 | 01 NORTH | G01 29SP | 601048 LYON CO 3 345 631138 LAKEFLD3 345 1 | P23:345:XEL:8S67 HNA:::EHV: | 0.06819 | Yes
GEN-2024-141 | 01 NORTH | G01 29SP | 601048 LYON CO 3 345 631138 LAKEFLD3 345 1 | P23:345:XEL:8S68 HNA:::EHV: | 0.06819 | Yes
GEN-2024-141 | 01 NORTH | G01 29SP | 601048 LYON CO 3 345 631138 LAKEFLD3 345 1 | P23:345:XEL:8S70 HNA:::EHV: | 0.06821 | Yes
GEN-2024-141 | 01 NORTH | G01 29SP | 601039 NROC 3 345 601051 HMPT CNR3 345 1 | P23:345:XEL:8S85 NRH:::EHV: | 0.06718 | Yes
GEN-2024-141 | 01 NORTH | G01 29SP | 601039 NROC 3 345 601051 HMPT CNR3 345 1 | P23:345:XEL:8S98 NRH:::EHV: | 0.05699 | Yes
GEN-2024-141 | 01 NORTH | G01 29SP | 601005 ELM CRK3 345 601022 PARKERS3 345 1 | P23:345:XEL:8X37 BOK:::EHV: | 0.05664 | Yes
GEN-2024-141 | 01 NORTH | G01 29SP | 601067 BISON 3 345 658049 ALXLNRCTRT 345 1 | P23:345:XEL:8X37 BOK:::EHV: | 0.06489 | Yes
GEN-2024-141 | 01 NORTH | G01 29SP | 658047 ALEXMRES3 345 658049 ALXLNRCTRT 345 Z1 | P23:345:XEL:8X37 BOK:::EHV: | 0.06489 | Yes
GEN-2024-141 | 01 NORTH | G01 29SP | 601048 LYON CO 3 345 631138 LAKEFLD3 345 1 | P23:345:XEL:BKR:GRE_CEDARM:302JB4:EHV: | 0.06952 | Yes
GEN-2024-141 | 01 NORTH | G01 29SP | 601050 HELENA 3 345 601072 SHEAS LK3 345 1 | P23:345:XEL:BKR:GRE_CEDARM:302JB7:EHV: | 0.05214 | Yes
GEN-2024-141 | 01 NORTH | G01 29SP | 601048 LYON CO 3 345 631138 LAKEFLD3 345 1 | P23:345:XEL:BKR:GRE_CEDARM:302JB7:EHV: | 0.06955 | Yes
GEN-2024-141 | 01 NORTH | G01 29SP | 601004 WILMART3 345 631193 HUNTLEY3 345 1 | P23:345:XEL:CRANDAL3:8S102 FIELDON RAS OFF::EHV: | 0.05523 | Yes
GEN-2024-141 | 01 NORTH | G01 29SP | 601003 PR ISLD3 345 601039 NROC 3 345 1 | P23:345:XEL:FUTURE 8S49 HMP:::EHV: | 0.06745 | Yes
GEN-2024-141 | 01 NORTH | G01 29SP | 601003 PR ISLD3 345 601039 NROC 3 345 1 | P23:345:XEL:FUTURE 8S84 NRH:::EHV: | 0.0725 | Yes
GEN-2024-141 | 01 NORTH | G01 29SP | 601006 SPLT RK3 345 652536 WHITE-SRX3 345 1 | P23:345:XEL:HAWKSNEST3:8N82::EHV: | 0.07803 | Yes
GEN-2024-141 | 01 NORTH | G01 29SP | 601048 LYON CO 3 345 601087 STEEP BK LK3 345 2 | P23:345:XEL:HAWKSNEST3:8N82::EHV: | 0.05245 | Yes
GEN-2024-141 | 01 NORTH | G01 29SP | 601031 BRKNGCO3 345 601087 STEEP BK LK3 345 2 | P23:345:XEL:HAWKSNEST3:8N82::EHV: | 0.05245 | Yes
GEN-2024-141 | 01 NORTH | G01 29SP | 601048 LYON CO 3 345 631138 LAKEFLD3 345 1 | P23:345:XEL:HELENA3:8S68::EHV: | 0.06819 | Yes
GEN-2024-141 | 01 NORTH | G01 29SP | 601005 ELM CRK3 345 601022 PARKERS3 345 1 | P23:345:XEL:LYONCO3:8N60::EHV: | 0.0532 | Yes
GEN-2024-141 | 01 NORTH | G01 29SP | 601006 SPLT RK3 345 652536 WHITE-SRX3 345 1 | P23:345:XEL:LYONCO3:8N60::EHV: | 0.07679 | Yes
GEN-2024-141 | 01 NORTH | G01 29SP | 601006 SPLT RK3 345 652864 SIOUXCY-LNX3 345 1 | P23:345:XEL:LYONCO3:8N60::EHV: | 0.07339 | Yes
GEN-2024-141 | 01 NORTH | G01 29SP | 601001 FORBES 2 500 601013 ROSEAUS2 500 1 | P23:345:XEL:LYONCO3:8N60::EHV: | 0.05436 | Yes
GEN-2024-141 | 01 NORTH | G01 29SP | 601013 ROSEAUS2 500 601038 ROSEAUM 2 500 1 | P23:345:XEL:LYONCO3:8N60::EHV: | 0.05436 | Yes
GEN-2024-141 | 01 NORTH | G01 29SP | 601012 ROSEAUN2 500 667501 RIEL 2 500 1 | P23:345:XEL:LYONCO3:8N60::EHV: | 0.05436 | Yes
GEN-2024-141 | 01 NORTH | G01 29SP | 601012 ROSEAUN2 500 601038 ROSEAUM 2 500 1 | P23:345:XEL:LYONCO3:8N60::EHV: | 0.05436 | Yes
GEN-2024-141 | 01 NORTH | G01 29SP | 601001 FORBES 2 500 601017 CHIS-N 2 500 1 | P23:345:XEL:LYONCO3:8N60::EHV: | 0.07113 | Yes
GEN-2024-141 | 01 NORTH | G01 29SP | 601048 LYON CO 3 345 631138 LAKEFLD3 345 1 | P23:345:XEL:LYONCO3:8N60::EHV: | 0.07627 | Yes
GEN-2024-141 | 01 NORTH | G01 29SP | 601016 CHIS CO2 500 601017 CHIS-N 2 500 1 | P23:345:XEL:LYONCO3:8N60::EHV: | 0.07113 | Yes
GEN-2024-141 | 01 NORTH | G01 29SP | 601067 BISON 3 345 658049 ALXLNRCTRT 345 1 | P23:345:XEL:LYONCO3:8N60::EHV: | 0.05896 | Yes
GEN-2024-141 | 01 NORTH | G01 29SP | 658047 ALEXMRES3 345 658049 ALXLNRCTRT 345 Z1 | P23:345:XEL:LYONCO3:8N60::EHV: | 0.05896 | Yes
GEN-2024-141 | 01 NORTH | G01 29SP | 601006 SPLT RK3 345 652536 WHITE-SRX3 345 1 | P23:345:XEL:LYONCO3:8N63::EHV: | 0.07851 | Yes
GEN-2024-141 | 01 NORTH | G01 29SP | 601048 LYON CO 3 345 601087 STEEP BK LK3 345 2 | P23:345:XEL:LYONCO3:8N63::EHV: | 0.05099 | Yes
GEN-2024-141 | 01 NORTH | G01 29SP | 601031 BRKNGCO3 345 601087 STEEP BK LK3 345 2 | P23:345:XEL:LYONCO3:8N63::EHV: | 0.05099 | Yes
GEN-2024-141 | 01 NORTH | G01 29SP | 601001 FORBES 2 500 601017 CHIS-N 2 500 1 | P23:345:XEL:PRISLD3:8H14::EHV: | 0.06907 | Yes
GEN-2024-141 | 01 NORTH | G01 29SP | 601016 CHIS CO2 500 601017 CHIS-N 2 500 1 | P23:345:XEL:PRISLD3:8H14::EHV: | 0.06907 | Yes
GEN-2024-141 | 01 NORTH | G01 29SP | 601004 WILMART3 345 601072 SHEAS LK3 345 1 | P23:345:XEL:PRISLD3:8H14::EHV: | 0.05652 | Yes
GEN-2024-141 | 01 NORTH | G01 29SP | 601050 HELENA 3 345 601072 SHEAS LK3 345 1 | P23:345:XEL:PRISLD3:8H14::EHV: | 0.05704 | Yes
GEN-2024-141 | 01 NORTH | G01 29SP | 613060 BYRON 3 345 615306 GRE-PL VLLY3 345 1 | P23:345:XEL:PRISLD3:8H14::EHV: | 0.05119 | Yes
GEN-2024-141 | 01 NORTH | G01 29SP | 601039 NROC 3 345 613060 BYRON 3 345 1 | P23:345:XEL:PRISLD3:8H14::EHV: | 0.05228 | Yes
GEN-2024-141 | 01 NORTH | G01 29SP | 601001 FORBES 2 500 601017 CHIS-N 2 500 1 | P23:345:XEL:PRISLD3:8H17::EHV: | 0.06845 | Yes
GEN-2024-141 | 01 NORTH | G01 29SP | 601016 CHIS CO2 500 601017 CHIS-N 2 500 1 | P23:345:XEL:PRISLD3:8H17::EHV: | 0.06845 | Yes
GEN-2024-141 | 01 NORTH | G01 29SP | 601004 WILMART3 345 601072 SHEAS LK3 345 1 | P23:345:XEL:PRISLD3:8H17::EHV: | 0.05598 | Yes
GEN-2024-141 | 01 NORTH | G01 29SP | 601050 HELENA 3 345 601072 SHEAS LK3 345 1 | P23:345:XEL:PRISLD3:8H17::EHV: | 0.05644 | Yes
GEN-2024-141 | 01 NORTH | G01 29SP | 613060 BYRON 3 345 615306 GRE-PL VLLY3 345 1 | P23:345:XEL:PRISLD3:8H17::EHV: | 0.05078 | Yes
GEN-2024-141 | 01 NORTH | G01 29SP | 601039 NROC 3 345 613060 BYRON 3 345 1 | P23:345:XEL:PRISLD3:8H17::EHV: | 0.0518 | Yes
GEN-2024-141 | 01 NORTH | G01 29SP | 601004 WILMART3 345 631193 HUNTLEY3 345 1 | P23:345:XEL:WILMART3:8S23::EHV: | 0.05523 | Yes
GEN-2024-141 | 01 NORTH | G01 29SP | 601003 PR ISLD3 345 601039 NROC 3 345 1 | P23:345:XEL-GRE:FUTURE 8S46 HMP:::EHV: | 0.07421 | Yes
GEN-2024-141 | 01 NORTH | G01 29SP | 601039 NROC 3 345 601051 HMPT CNR3 345 1 | P23:345:XEL-SMMPA:8H8 PRI AS:::EHV: | 0.06832 | Yes
GEN-2024-141 | 01 NORTH | G01 29SP | 608422 IRONRNG2 500 996492 IRRNTR1 230 1 | P23:500:XEL:602LX FBS:::EHV: | 0.05238 | Yes
GEN-2024-141 | 01 NORTH | G01 29SP | 608622 IRONRNG4 230 996492 IRRNTR1 230 1 | P23:500:XEL:602LX FBS:::EHV: | 0.05238 | Yes
GEN-2024-141 | 01 NORTH | G01 29SP | 608410 WARRVRN2 500 608411 WARRVRM2 500 1 | P23:500:XEL:602LX FBS:::EHV: | 0.05238 | Yes
GEN-2024-141 | 01 NORTH | G01 29SP | 608411 WARRVRM2 500 608412 WARRVRS2 500 1 | P23:500:XEL:602LX FBS:::EHV: | 0.05238 | Yes
GEN-2024-141 | 01 NORTH | G01 29SP | 608412 WARRVRS2 500 608423 IRRN-RX2 500 1 | P23:500:XEL:602LX FBS:::EHV: | 0.05238 | Yes
GEN-2024-141 | 01 NORTH | G01 29SP | 608410 WARRVRN2 500 667500 DORSEY 2 500 1 | P23:500:XEL:602LX FBS:::EHV: | 0.05238 | Yes
GEN-2024-141 | 01 NORTH | G01 29SP | 608422 IRONRNG2 500 608423 IRRN-RX2 500 Z | P23:500:XEL:602LX FBS:::EHV: | 0.05238 | Yes
GEN-2024-141 | 01 NORTH | G01 29SP | 601016 CHIS CO2 500 996556 C073455(1-2) 345 10 | P23:500:XEL:CHISCO3:8P36::EHV: | 0.05963 | Yes
GEN-2024-141 | 01 NORTH | G01 29SP | 601018 CHIS CO3 345 996556 C073455(1-2) 345 10 | P23:500:XEL:CHISCO3:8P36::EHV: | 0.05963 | Yes
GEN-2024-141 | 01 NORTH | G01 29SP | 601014 AS KING3 345 601021 KOLMNLK3 345 1 | P23:500:XEL:CHISCO3:8P36::EHV: | 0.05884 | Yes
GEN-2024-141 | 01 NORTH | G01 29SP | 601016 CHIS CO2 500 996557 C055765(2-4) 345 9 | P23:500:XEL:CHISCO3:8P42 AS::EHV: | 0.06174 | Yes
GEN-2024-141 | 01 NORTH | G01 29SP | 601018 CHIS CO3 345 996557 C055765(2-4) 345 9 | P23:500:XEL:CHISCO3:8P42 AS::EHV: | 0.06174 | Yes
GEN-2024-141 | 01 NORTH | G01 29SP | 601014 AS KING3 345 601018 CHIS CO3 345 1 | P23:500:XEL:CHISCO3:8P42 AS::EHV: | 0.05041 | Yes
GEN-2024-141 | 01 NORTH | G01 29SP | 601067 BISON 3 345 658049 ALXLNRCTRT 345 1 | P23:500:XEL:CHISCO3:9P1::EHV: | 0.06243 | Yes
GEN-2024-141 | 01 NORTH | G01 29SP | 658047 ALEXMRES3 345 658049 ALXLNRCTRT 345 Z1 | P23:500:XEL:CHISCO3:9P1::EHV: | 0.06243 | Yes
GEN-2024-141 | 01 NORTH | G01 29SP | 601067 BISON 3 345 658049 ALXLNRCTRT 345 1 | P23:500:XEL:CHISCO3:9P20::EHV: | 0.06243 | Yes
GEN-2024-141 | 01 NORTH | G01 29SP | 658047 ALEXMRES3 345 658049 ALXLNRCTRT 345 Z1 | P23:500:XEL:CHISCO3:9P20::EHV: | 0.06243 | Yes
GEN-2024-141 | 01 NORTH | G01 29SP | 620358 BUFFALO3 345 620369 JAMESTN3 345 1 | P42:345:MDU:ELLENDALE345:JAMESTOWN:EL5: | 0.08005 | Yes
GEN-2024-141 | 01 NORTH | G01 29SP | 601067 BISON 3 345 620358 BUFFALO3 345 1 | P42:345:MDU:ELLENDALE345:JAMESTOWN:EL5: | 0.07885 | Yes
GEN-2024-141 | 01 NORTH | G01 29SP | 620416 TWIN BRKS 3 345 620417 BSSOUTH3 345 1 | P42:345:UMZB:# 7113 #:: CKE IN SD. CKE-WT2 BRANCH FAULT & CKE 192 STUCK BKR:EHV: | 0.05299 | Yes
GEN-2024-141 | 01 NORTH | G01 29SP | 661097 ELLENDL345 3 345 661950 ELN345SHNT 3 345 Z | P42:345:UMZB:# 7113 #:: CKE IN SD. CKE-WT2 BRANCH FAULT & CKE 192 STUCK BKR:EHV: | 0.05299 | Yes
GEN-2024-141 | 01 NORTH | G01 29SP | 620416 TWIN BRKS 3 345 661950 ELN345SHNT 3 345 1 | P42:345:UMZB:# 7113 #:: CKE IN SD. CKE-WT2 BRANCH FAULT & CKE 192 STUCK BKR:EHV: | 0.05299 | Yes
GEN-2024-141 | 01 NORTH | G01 29SP | 601031 BRKNGCO3 345 620483 ASTORIA 3 345 1 | P42:345:UMZB:# 7114 #:: CKE IN SD. CKE-WT2 BRANCH FAULT & CKE 292 STUCK BKR:EHV: | 0.08834 | Yes
GEN-2024-141 | 01 NORTH | G01 29SP | 620416 TWIN BRKS 3 345 620417 BSSOUTH3 345 1 | P42:345:UMZB:# 7114 #:: CKE IN SD. CKE-WT2 BRANCH FAULT & CKE 292 STUCK BKR:EHV: | 0.05299 | Yes
GEN-2024-141 | 01 NORTH | G01 29SP | 661097 ELLENDL345 3 345 661950 ELN345SHNT 3 345 Z | P42:345:UMZB:# 7114 #:: CKE IN SD. CKE-WT2 BRANCH FAULT & CKE 292 STUCK BKR:EHV: | 0.05299 | Yes
GEN-2024-141 | 01 NORTH | G01 29SP | 620416 TWIN BRKS 3 345 661950 ELN345SHNT 3 345 1 | P42:345:UMZB:# 7114 #:: CKE IN SD. CKE-WT2 BRANCH FAULT & CKE 292 STUCK BKR:EHV: | 0.05299 | Yes
GEN-2024-141 | 01 NORTH | G01 29SP | 601031 BRKNGCO3 345 620483 ASTORIA 3 345 1 | P42:345:UMZB:# 7115 #:: CKE IN SD. CKE-GRT BRANCH FAULT & CKE 292 STUCK BKR:EHV: | 0.08834 | Yes
GEN-2024-141 | 01 NORTH | G01 29SP | 620416 TWIN BRKS 3 345 620417 BSSOUTH3 345 1 | P42:345:UMZB:# 7115 #:: CKE IN SD. CKE-GRT BRANCH FAULT & CKE 292 STUCK BKR:EHV: | 0.05299 | Yes
GEN-2024-141 | 01 NORTH | G01 29SP | 661097 ELLENDL345 3 345 661950 ELN345SHNT 3 345 Z | P42:345:UMZB:# 7115 #:: CKE IN SD. CKE-GRT BRANCH FAULT & CKE 292 STUCK BKR:EHV: | 0.05299 | Yes
GEN-2024-141 | 01 NORTH | G01 29SP | 601031 BRKNGCO3 345 620483 ASTORIA 3 345 1 | P42:345:UMZB:# 7116 #:: CKE IN SD. CKE-GRT BRANCH FAULT & CKE 392 STUCK BKR:EHV: | 0.08834 | Yes
GEN-2024-141 | 01 NORTH | G01 29SP | 620416 TWIN BRKS 3 345 620417 BSSOUTH3 345 1 | P42:345:UMZB:# 7116 #:: CKE IN SD. CKE-GRT BRANCH FAULT & CKE 392 STUCK BKR:EHV: | 0.05299 | Yes
GEN-2024-141 | 01 NORTH | G01 29SP | 661097 ELLENDL345 3 345 661950 ELN345SHNT 3 345 Z | P42:345:UMZB:# 7116 #:: CKE IN SD. CKE-GRT BRANCH FAULT & CKE 392 STUCK BKR:EHV: | 0.05299 | Yes
GEN-2024-141 | 01 NORTH | G01 29SP | 620416 TWIN BRKS 3 345 661950 ELN345SHNT 3 345 1 | P42:345:UMZB:# 7116 #:: CKE IN SD. CKE-GRT BRANCH FAULT & CKE 392 STUCK BKR:EHV: | 0.05299 | Yes
GEN-2024-141 | 01 NORTH | G01 29SP | 601031 BRKNGCO3 345 620483 ASTORIA 3 345 1 | P42:345:UMZB:# 7117 #:: CKE IN SD. CKE-CKW BRANCH FAULT & CKE 192 STUCK BKR:EHV: | 0.08834 | Yes
GEN-2024-141 | 01 NORTH | G01 29SP | 620416 TWIN BRKS 3 345 620417 BSSOUTH3 345 1 | P42:345:UMZB:# 7117 #:: CKE IN SD. CKE-CKW BRANCH FAULT & CKE 192 STUCK BKR:EHV: | 0.05299 | Yes
GEN-2024-141 | 01 NORTH | G01 29SP | 620480 DEUEL CO 3 345 620483 ASTORIA 3 345 1 | P42:345:UMZB:# 7117 #:: CKE IN SD. CKE-CKW BRANCH FAULT & CKE 192 STUCK BKR:EHV: | 0.08693 | Yes
GEN-2024-141 | 01 NORTH | G01 29SP | 661097 ELLENDL345 3 345 661950 ELN345SHNT 3 345 Z | P42:345:UMZB:# 7117 #:: CKE IN SD. CKE-CKW BRANCH FAULT & CKE 192 STUCK BKR:EHV: | 0.05299 | Yes
GEN-2024-141 | 01 NORTH | G01 29SP | 620416 TWIN BRKS 3 345 661950 ELN345SHNT 3 345 1 | P42:345:UMZB:# 7117 #:: CKE IN SD. CKE-CKW BRANCH FAULT & CKE 192 STUCK BKR:EHV: | 0.05299 | Yes
GEN-2024-141 | 01 NORTH | G01 29SP | 601031 BRKNGCO3 345 620483 ASTORIA 3 345 1 | P42:345:UMZB:# 7118 #:: CKE IN SD. CKE-CKW BRANCH FAULT & CKE 392 STUCK BKR:EHV: | 0.08834 | Yes
GEN-2024-141 | 01 NORTH | G01 29SP | 620416 TWIN BRKS 3 345 620417 BSSOUTH3 345 1 | P42:345:UMZB:# 7118 #:: CKE IN SD. CKE-CKW BRANCH FAULT & CKE 392 STUCK BKR:EHV: | 0.05299 | Yes
GEN-2024-141 | 01 NORTH | G01 29SP | 620416 TWIN BRKS 3 345 661950 ELN345SHNT 3 345 1 | P42:345:UMZB:# 7118 #:: CKE IN SD. CKE-CKW BRANCH FAULT & CKE 392 STUCK BKR:EHV: | 0.05299 | Yes
GEN-2024-141 | 01 NORTH | G01 29SP | 601006 SPLT RK3 345 652864 SIOUXCY-LNX3 345 1 | P51:22:KCPL:LACYGNE7:::EHV: | 0.07049 | Yes
GEN-2024-141 | 01 NORTH | G01 29SP | 601067 BISON 3 345 658049 ALXLNRCTRT 345 1 | P54:500:XEL:CHI | 0.06243 | Yes
GEN-2024-141 | 01 NORTH | G01 29SP | 658047 ALEXMRES3 345 658049 ALXLNRCTRT 345 Z1 | P54:500:XEL:CHI | 0.06243 | Yes
GEN-2024-141 | 01 NORTH | G01 29SP | 636000 WEBSTER3 345 636010 LEHIGH 3 345 1 | P55:345:MEC:GARD AVE | 0.05583 | Yes
GEN-2024-141 | 01 NORTH | G01 29SP | 635600 GRIMES 3 345 636003 BEAVER CRK 3 345 1 | P55:345:MEC:GDMEC | 0.05319 | Yes
GEN-2024-141 | 01 NORTH | G01 29SP | 636003 BEAVER CRK 3 345 636010 LEHIGH 3 345 1 | P55:345:MEC:GDMEC | 0.05319 | Yes
GEN-2024-141 | 01 NORTH | G01 29SP | 635200 RAUN 3 345 635398 REMSEN 3 345 1 | P55:345:MEC:IRVINGTON | 0.06721 | Yes
GEN-2024-141 | 01 NORTH | G01 29SP | 635398 REMSEN 3 345 635399 CHEROKEE 3 345 1 | P55:345:MEC:IRVINGTON | 0.06721 | Yes
GEN-2024-141 | 01 NORTH | G01 29SP | 635399 CHEROKEE 3 345 635400 HIGHLAND 3 345 1 | P55:345:MEC:IRVINGTON | 0.06721 | Yes
GEN-2024-141 | 01 NORTH | G01 29SP | 635200 RAUN 3 345 635398 REMSEN 3 345 1 | P55:345:MEC:KOSSUTH | 0.06447 | Yes
GEN-2024-141 | 01 NORTH | G01 29SP | 635398 REMSEN 3 345 635399 CHEROKEE 3 345 1 | P55:345:MEC:KOSSUTH | 0.06447 | Yes
GEN-2024-141 | 01 NORTH | G01 29SP | 635399 CHEROKEE 3 345 635400 HIGHLAND 3 345 1 | P55:345:MEC:KOSSUTH | 0.06447 | Yes
GEN-2024-141 | 01 NORTH | G01 29SP | 631138 LAKEFLD3 345 635368 OBRIEN 3 345 1 | P55:345:MEC:KOSSUTH | 0.06847 | Yes
GEN-2024-141 | 01 NORTH | G01 29SP | 631193 HUNTLEY3 345 631197 LEDYARD3 345 1 | P55:345:MEC:PALO ALTO | 0.06941 | Yes
GEN-2024-141 | 01 NORTH | G01 29SP | 631138 LAKEFLD3 345 635368 OBRIEN 3 345 1 | P55:345:MEC:PALO ALTO | 0.06282 | Yes
GEN-2024-141 | 01 NORTH | G01 29SP | 601002 ADAMS 3 345 615306 GRE-PL VLLY3 345 1 | P55:345:MEC:SUB 93 | 0.0512 | Yes
GEN-2024-141 | 01 NORTH | G01 29SP | 635200 RAUN 3 345 762779 G18-043 TAP 345 1 | P55:345:OPPD:S3458 3::FN13:EHV: | 0.05192 | Yes
GEN-2024-141 | 01 NORTH | G01 29SP | 601006 SPLT RK3 345 652536 WHITE-SRX3 345 1 | P55:345:OPPD:S3458 3::FN13:EHV: | 0.07022 | Yes
GEN-2024-141 | 01 NORTH | G01 29SP | 635018 NORTHBORO 3 345 635570 ORIENT 3 345 1 | P55:345:OPPD:S3458 3::FN13:EHV: | 0.05949 | Yes
GEN-2024-141 | 01 NORTH | G01 29SP | 601006 SPLT RK3 345 652864 SIOUXCY-LNX3 345 1 | P55:345:OPPD:S3458 3::FN13:EHV: | 0.06692 | Yes
GEN-2024-141 | 01 NORTH | G01 29SP | 635017 ATCHISON 3 345 635018 NORTHBORO 3 345 1 | P55:345:OPPD:S3458 3::FN13:EHV: | 0.05949 | Yes
GEN-2024-141 | 01 NORTH | G01 29SP | 635017 ATCHISON 3 345 640139 COOPER 3 345 1 | P55:345:OPPD:S3458 3::FN13:EHV: | 0.05948 | Yes
GEN-2024-141 | 01 NORTH | G01 29SP | 635200 RAUN 3 345 635398 REMSEN 3 345 1 | P55:345:OPPD:S3458 3::FN13:EHV: | 0.05033 | Yes
GEN-2024-141 | 01 NORTH | G01 29SP | 635200 RAUN 3 345 645552 S3452 REACT3 345 1 | P55:345:OPPD:S3458 3::FN13:EHV: | 0.05272 | Yes
GEN-2024-141 | 01 NORTH | G01 29SP | 635398 REMSEN 3 345 635399 CHEROKEE 3 345 1 | P55:345:OPPD:S3458 3::FN13:EHV: | 0.05034 | Yes
GEN-2024-141 | 01 NORTH | G01 29SP | 635399 CHEROKEE 3 345 635400 HIGHLAND 3 345 1 | P55:345:OPPD:S3458 3::FN13:EHV: | 0.05035 | Yes
GEN-2024-141 | 01 NORTH | G01 29SP | 635200 RAUN 3 345 762779 G18-043 TAP 345 1 | P55:345:OPPD:S3740 3::FN13:EHV: | 0.06013 | Yes
GEN-2024-141 | 01 NORTH | G01 29SP | 635018 NORTHBORO 3 345 635570 ORIENT 3 345 1 | P55:345:OPPD:S3740 3::FN13:EHV: | 0.05013 | Yes
GEN-2024-141 | 01 NORTH | G01 29SP | 635017 ATCHISON 3 345 635018 NORTHBORO 3 345 1 | P55:345:OPPD:S3740 3::FN13:EHV: | 0.05013 | Yes
GEN-2024-141 | 01 NORTH | G01 29SP | 635017 ATCHISON 3 345 640139 COOPER 3 345 1 | P55:345:OPPD:S3740 3::FN13:EHV: | 0.05013 | Yes
GEN-2024-141 | 01 NORTH | G01 29SP | 635200 RAUN 3 345 645552 S3452 REACT3 345 1 | P55:345:OPPD:S3740 3::FN13:EHV: | 0.06121 | Yes
GEN-2024-141 | 01 NORTH | G01 29SP | 601004 WILMART3 345 631193 HUNTLEY3 345 1 | P55:345:XEL:CDL | 0.05523 | Yes
GEN-2024-141 | 01 NORTH | G01 29SP | 601003 PR ISLD3 345 601039 NROC 3 345 1 | P55:345:XEL:HMP2 | 0.06875 | Yes
GEN-2024-141 | 01 NORTH | G01 29SP | 601006 SPLT RK3 345 652536 WHITE-SRX3 345 1 | P55:345:XEL:HNL1 | 0.07803 | Yes
GEN-2024-141 | 01 NORTH | G01 29SP | 601048 LYON CO 3 345 601087 STEEP BK LK3 345 2 | P55:345:XEL:HNL1 | 0.05245 | Yes
GEN-2024-141 | 01 NORTH | G01 29SP | 601031 BRKNGCO3 345 601087 STEEP BK LK3 345 2 | P55:345:XEL:HNL1 | 0.05245 | Yes
GEN-2024-141 | 01 NORTH | G01 29SP | 601004 WILMART3 345 601072 SHEAS LK3 345 1 | P55:345:XEL:MNN1 | 0.05499 | Yes
GEN-2024-141 | 01 NORTH | G01 29SP | 601050 HELENA 3 345 601072 SHEAS LK3 345 1 | P55:345:XEL:MNN1 | 0.05545 | Yes
GEN-2024-141 | 01 NORTH | G01 29SP | 601067 BISON 3 345 658049 ALXLNRCTRT 345 1 | P55:345:XEL:MNN1 | 0.0532 | Yes
GEN-2024-141 | 01 NORTH | G01 29SP | 658047 ALEXMRES3 345 658049 ALXLNRCTRT 345 Z1 | P55:345:XEL:MNN1 | 0.0532 | Yes
GEN-2024-141 | 01 NORTH | G01 29SP | 601039 NROC 3 345 613060 BYRON 3 345 1 | P55:345:XEL:MNN1 | 0.05207 | Yes
GEN-2024-141 | 01 NORTH | G01 29SP | 601039 NROC 3 345 601051 HMPT CNR3 345 1 | P55:345:XEL:NRH1 | 0.05372 | Yes
GEN-2024-141 | 01 NORTH | G01 29SP | 601005 ELM CRK3 345 601022 PARKERS3 345 1 | P55:345:XEL:PRI1 | 0.05071 | Yes
GEN-2024-141 | 01 NORTH | G01 29SP | 601001 FORBES 2 500 601013 ROSEAUS2 500 1 | P55:345:XEL:PRI1 | 0.05275 | Yes
GEN-2024-141 | 01 NORTH | G01 29SP | 601013 ROSEAUS2 500 601038 ROSEAUM 2 500 1 | P55:345:XEL:PRI1 | 0.05275 | Yes
GEN-2024-141 | 01 NORTH | G01 29SP | 601012 ROSEAUN2 500 667501 RIEL 2 500 1 | P55:345:XEL:PRI1 | 0.05275 | Yes
GEN-2024-141 | 01 NORTH | G01 29SP | 601012 ROSEAUN2 500 601038 ROSEAUM 2 500 1 | P55:345:XEL:PRI1 | 0.05275 | Yes
GEN-2024-141 | 01 NORTH | G01 29SP | 601004 WILMART3 345 601072 SHEAS LK3 345 1 | P55:345:XEL:PRI1 | 0.05598 | Yes
GEN-2024-141 | 01 NORTH | G01 29SP | 601001 FORBES 2 500 601017 CHIS-N 2 500 1 | P55:345:XEL:PRI1 | 0.06845 | Yes
GEN-2024-141 | 01 NORTH | G01 29SP | 601050 HELENA 3 345 601072 SHEAS LK3 345 1 | P55:345:XEL:PRI1 | 0.05644 | Yes
GEN-2024-141 | 01 NORTH | G01 29SP | 601016 CHIS CO2 500 601017 CHIS-N 2 500 1 | P55:345:XEL:PRI1 | 0.06845 | Yes
GEN-2024-141 | 01 NORTH | G01 29SP | 613060 BYRON 3 345 615306 GRE-PL VLLY3 345 1 | P55:345:XEL:PRI1 | 0.05078 | Yes
GEN-2024-141 | 01 NORTH | G01 29SP | 635368 OBRIEN 3 345 635400 HIGHLAND 3 345 1 | P55:345:XEL:PRI1 | 0.05703 | Yes
GEN-2024-141 | 01 NORTH | G01 29SP | 601039 NROC 3 345 613060 BYRON 3 345 1 | P55:345:XEL:PRI1 | 0.05179 | Yes
GEN-2024-141 | 01 NORTH | G01 29SP | 635200 RAUN 3 345 652564 SIOUXCY3 345 1 | P55:345:XEL:PRI1 | 0.07919 | Yes
GEN-2024-141 | 01 NORTH | G01 29SP | 601067 BISON 3 345 658049 ALXLNRCTRT 345 1 | P55:345:XEL:PRI1 | 0.05669 | Yes
GEN-2024-141 | 01 NORTH | G01 29SP | 658047 ALEXMRES3 345 658049 ALXLNRCTRT 345 Z1 | P55:345:XEL:PRI1 | 0.05669 | Yes
GEN-2024-141 | 01 NORTH | G01 29SP | 631138 LAKEFLD3 345 635368 OBRIEN 3 345 1 | P55:345:XEL:PRI1 | 0.06689 | Yes
GEN-2024-141 | 01 NORTH | G01 29SP | 601002 ADAMS 3 345 615306 GRE-PL VLLY3 345 1 | P55:345:XEL:PRI1 | 0.05181 | Yes
GEN-2024-141 | 01 NORTH | G01 29SP | 631193 HUNTLEY3 345 631197 LEDYARD3 345 1 | P55:345:XEL:PRI1 | 0.06594 | Yes
GEN-2024-141 | 01 NORTH | G01 29SP | 601006 SPLT RK3 345 652536 WHITE-SRX3 345 1 | P55:345:XEL:SBL BUS 1 | 0.07805 | Yes
GEN-2024-141 | 01 NORTH | G01 29SP | 601048 LYON CO 3 345 601077 HAWKSNEST 3 345 1 | P55:345:XEL:SBL BUS 1 | 0.05238 | Yes
GEN-2024-141 | 01 NORTH | G01 29SP | 601031 BRKNGCO3 345 601077 HAWKSNEST 3 345 1 | P55:345:XEL:SBL BUS 1 | 0.05238 | Yes
GEN-2024-141 | 01 NORTH | G01 29SP | 608422 IRONRNG2 500 996492 IRRNTR1 230 1 | 601001 FORBES 2 500 601013 ROSEAUS2 500 1 | 0.05238 | Yes
GEN-2024-141 | 01 NORTH | G01 29SP | 608622 IRONRNG4 230 996492 IRRNTR1 230 1 | 601001 FORBES 2 500 601013 ROSEAUS2 500 1 | 0.05238 | Yes
GEN-2024-141 | 01 NORTH | G01 29SP | 608410 WARRVRN2 500 608411 WARRVRM2 500 1 | 601001 FORBES 2 500 601013 ROSEAUS2 500 1 | 0.05238 | Yes
GEN-2024-141 | 01 NORTH | G01 29SP | 608411 WARRVRM2 500 608412 WARRVRS2 500 1 | 601001 FORBES 2 500 601013 ROSEAUS2 500 1 | 0.05238 | Yes
GEN-2024-141 | 01 NORTH | G01 29SP | 608412 WARRVRS2 500 608423 IRRN-RX2 500 1 | 601001 FORBES 2 500 601013 ROSEAUS2 500 1 | 0.05238 | Yes
GEN-2024-141 | 01 NORTH | G01 29SP | 608410 WARRVRN2 500 667500 DORSEY 2 500 1 | 601001 FORBES 2 500 601013 ROSEAUS2 500 1 | 0.05238 | Yes
GEN-2024-141 | 01 NORTH | G01 29SP | 608422 IRONRNG2 500 608423 IRRN-RX2 500 Z | 601001 FORBES 2 500 601013 ROSEAUS2 500 1 | 0.05238 | Yes
GEN-2024-141 | 01 NORTH | G01 29SP | 601067 BISON 3 345 658049 ALXLNRCTRT 345 1 | 601001 FORBES 2 500 601017 CHIS-N 2 500 1 | 0.06243 | Yes
GEN-2024-141 | 01 NORTH | G01 29SP | 658047 ALEXMRES3 345 658049 ALXLNRCTRT 345 Z1 | 601001 FORBES 2 500 601017 CHIS-N 2 500 1 | 0.06243 | Yes
GEN-2024-141 | 01 NORTH | G01 29SP | 601003 PR ISLD3 345 601039 NROC 3 345 1 | 601004 WILMART3 345 601039 NROC 3 345 1 | 0.05236 | Yes
GEN-2024-141 | 01 NORTH | G01 29SP | 601004 WILMART3 345 601072 SHEAS LK3 345 1 | 601004 WILMART3 345 601039 NROC 3 345 1 | 0.05655 | Yes
GEN-2024-141 | 01 NORTH | G01 29SP | 601050 HELENA 3 345 601072 SHEAS LK3 345 1 | 601004 WILMART3 345 601039 NROC 3 345 1 | 0.05705 | Yes
GEN-2024-141 | 01 NORTH | G01 29SP | 620369 JAMESTN3 345 657791 CENTER 3 345 1 | 601012 ROSEAUN2 500 601038 ROSEAUM 2 500 1 | 0.09202 | Yes
GEN-2024-141 | 01 NORTH | G01 29SP | 608422 IRONRNG2 500 996492 IRRNTR1 230 1 | 601012 ROSEAUN2 500 601038 ROSEAUM 2 500 1 | 0.05238 | Yes
GEN-2024-141 | 01 NORTH | G01 29SP | 608622 IRONRNG4 230 996492 IRRNTR1 230 1 | 601012 ROSEAUN2 500 601038 ROSEAUM 2 500 1 | 0.05238 | Yes
GEN-2024-141 | 01 NORTH | G01 29SP | 608410 WARRVRN2 500 608411 WARRVRM2 500 1 | 601012 ROSEAUN2 500 601038 ROSEAUM 2 500 1 | 0.05238 | Yes
GEN-2024-141 | 01 NORTH | G01 29SP | 608411 WARRVRM2 500 608412 WARRVRS2 500 1 | 601012 ROSEAUN2 500 601038 ROSEAUM 2 500 1 | 0.05238 | Yes
GEN-2024-141 | 01 NORTH | G01 29SP | 608412 WARRVRS2 500 608423 IRRN-RX2 500 1 | 601012 ROSEAUN2 500 601038 ROSEAUM 2 500 1 | 0.05238 | Yes
GEN-2024-141 | 01 NORTH | G01 29SP | 608410 WARRVRN2 500 667500 DORSEY 2 500 1 | 601012 ROSEAUN2 500 601038 ROSEAUM 2 500 1 | 0.05238 | Yes
GEN-2024-141 | 01 NORTH | G01 29SP | 608422 IRONRNG2 500 608423 IRRN-RX2 500 Z | 601012 ROSEAUN2 500 601038 ROSEAUM 2 500 1 | 0.05238 | Yes
GEN-2024-141 | 01 NORTH | G01 29SP | 608422 IRONRNG2 500 996492 IRRNTR1 230 1 | 601013 ROSEAUS2 500 601038 ROSEAUM 2 500 1 | 0.05238 | Yes
GEN-2024-141 | 01 NORTH | G01 29SP | 608622 IRONRNG4 230 996492 IRRNTR1 230 1 | 601013 ROSEAUS2 500 601038 ROSEAUM 2 500 1 | 0.05238 | Yes
GEN-2024-141 | 01 NORTH | G01 29SP | 608410 WARRVRN2 500 608411 WARRVRM2 500 1 | 601013 ROSEAUS2 500 601038 ROSEAUM 2 500 1 | 0.05238 | Yes
GEN-2024-141 | 01 NORTH | G01 29SP | 608411 WARRVRM2 500 608412 WARRVRS2 500 1 | 601013 ROSEAUS2 500 601038 ROSEAUM 2 500 1 | 0.05238 | Yes
GEN-2024-141 | 01 NORTH | G01 29SP | 608412 WARRVRS2 500 608423 IRRN-RX2 500 1 | 601013 ROSEAUS2 500 601038 ROSEAUM 2 500 1 | 0.05238 | Yes
GEN-2024-141 | 01 NORTH | G01 29SP | 608410 WARRVRN2 500 667500 DORSEY 2 500 1 | 601013 ROSEAUS2 500 601038 ROSEAUM 2 500 1 | 0.05238 | Yes
GEN-2024-141 | 01 NORTH | G01 29SP | 608422 IRONRNG2 500 608423 IRRN-RX2 500 Z | 601013 ROSEAUS2 500 601038 ROSEAUM 2 500 1 | 0.05238 | Yes
GEN-2024-141 | 01 NORTH | G01 29SP | 601067 BISON 3 345 658049 ALXLNRCTRT 345 1 | 601016 CHIS CO2 500 601017 CHIS-N 2 500 1 | 0.06243 | Yes
GEN-2024-141 | 01 NORTH | G01 29SP | 658047 ALEXMRES3 345 658049 ALXLNRCTRT 345 Z1 | 601016 CHIS CO2 500 601017 CHIS-N 2 500 1 | 0.06243 | Yes
GEN-2024-141 | 01 NORTH | G01 29SP | 601006 SPLT RK3 345 652536 WHITE-SRX3 345 1 | 601031 BRKNGCO3 345 601077 HAWKSNEST 3 345 1 | 0.07803 | Yes
GEN-2024-141 | 01 NORTH | G01 29SP | 601048 LYON CO 3 345 601087 STEEP BK LK3 345 2 | 601031 BRKNGCO3 345 601077 HAWKSNEST 3 345 1 | 0.05245 | Yes
GEN-2024-141 | 01 NORTH | G01 29SP | 601031 BRKNGCO3 345 601087 STEEP BK LK3 345 2 | 601031 BRKNGCO3 345 601077 HAWKSNEST 3 345 1 | 0.05245 | Yes
GEN-2024-141 | 01 NORTH | G01 29SP | 601006 SPLT RK3 345 652536 WHITE-SRX3 345 1 | 601031 BRKNGCO3 345 601087 STEEP BK LK3 345 2 | 0.07805 | Yes
GEN-2024-141 | 01 NORTH | G01 29SP | 601048 LYON CO 3 345 601077 HAWKSNEST 3 345 1 | 601031 BRKNGCO3 345 601087 STEEP BK LK3 345 2 | 0.05238 | Yes
GEN-2024-141 | 01 NORTH | G01 29SP | 601031 BRKNGCO3 345 601077 HAWKSNEST 3 345 1 | 601031 BRKNGCO3 345 601087 STEEP BK LK3 345 2 | 0.05238 | Yes
GEN-2024-141 | 01 NORTH | G01 29SP | 601006 SPLT RK3 345 652864 SIOUXCY-LNX3 345 1 | 601034 NOBLES 3 345 631138 LAKEFLD3 345 1 | 0.07625 | Yes
GEN-2024-141 | 01 NORTH | G01 29SP | 601048 LYON CO 3 345 631138 LAKEFLD3 345 1 | 601034 NOBLES 3 345 631138 LAKEFLD3 345 1 | 0.07014 | Yes
GEN-2024-141 | 01 NORTH | G01 29SP | 631139 HAZLTON3 345 631270 LASALLE 3 345 1 | 601039 NROC 3 345 601083 TREMVAL3 345 1 | 0.0525 | Yes
GEN-2024-141 | 01 NORTH | G01 29SP | 631144 MITCHLCO3 345 631270 LASALLE 3 345 1 | 601039 NROC 3 345 601083 TREMVAL3 345 1 | 0.0525 | Yes
GEN-2024-141 | 01 NORTH | G01 29SP | 601002 ADAMS 3 345 631144 MITCHLCO3 345 1 | 601039 NROC 3 345 601083 TREMVAL3 345 1 | 0.0525 | Yes
GEN-2024-141 | 01 NORTH | G01 29SP | 601002 ADAMS 3 345 615306 GRE-PL VLLY3 345 1 | 601039 NROC 3 345 601083 TREMVAL3 345 1 | 0.05447 | Yes
GEN-2024-141 | 01 NORTH | G01 29SP | 601006 SPLT RK3 345 652536 WHITE-SRX3 345 1 | 601048 LYON CO 3 345 601087 STEEP BK LK3 345 2 | 0.07805 | Yes
GEN-2024-141 | 01 NORTH | G01 29SP | 601048 LYON CO 3 345 601077 HAWKSNEST 3 345 1 | 601048 LYON CO 3 345 601087 STEEP BK LK3 345 2 | 0.05238 | Yes
GEN-2024-141 | 01 NORTH | G01 29SP | 601031 BRKNGCO3 345 601077 HAWKSNEST 3 345 1 | 601048 LYON CO 3 345 601087 STEEP BK LK3 345 2 | 0.05238 | Yes
GEN-2024-141 | 01 NORTH | G01 29SP | 601006 SPLT RK3 345 652536 WHITE-SRX3 345 1 | 601048 LYON CO 3 345 631138 LAKEFLD3 345 1 | 0.08741 | Yes
GEN-2024-141 | 01 NORTH | G01 29SP | 601048 LYON CO 3 345 631138 LAKEFLD3 345 1 | 601050 HELENA 3 345 615646 GRE-CDRMTH13 345 1 | 0.06819 | Yes
GEN-2024-141 | 01 NORTH | G01 29SP | 601048 LYON CO 3 345 631138 LAKEFLD3 345 1 | 601050 HELENA 3 345 615647 GRE-CDRMTH23 345 2 | 0.06821 | Yes
GEN-2024-141 | 01 NORTH | G01 29SP | 631139 HAZLTON3 345 631270 LASALLE 3 345 1 | 601083 TREMVAL3 345 694098 NMA B5 345 345 1 | 0.05712 | Yes
GEN-2024-141 | 01 NORTH | G01 29SP | 631144 MITCHLCO3 345 631270 LASALLE 3 345 1 | 601083 TREMVAL3 345 694098 NMA B5 345 345 1 | 0.05712 | Yes
GEN-2024-141 | 01 NORTH | G01 29SP | 601002 ADAMS 3 345 631144 MITCHLCO3 345 1 | 601083 TREMVAL3 345 694098 NMA B5 345 345 1 | 0.05712 | Yes
GEN-2024-141 | 01 NORTH | G01 29SP | 601002 ADAMS 3 345 615306 GRE-PL VLLY3 345 1 | 601083 TREMVAL3 345 694098 NMA B5 345 345 1 | 0.05864 | Yes
GEN-2024-141 | 01 NORTH | G01 29SP | 601002 ADAMS 3 345 615306 GRE-PL VLLY3 345 1 | 606027 J1072 COL 34.5 601090 J1072 SUB 345 1 | 0.05225 | Yes
GEN-2024-141 | 01 NORTH | G01 29SP | 620369 JAMESTN3 345 657791 CENTER 3 345 1 | 608607 NELSNLK4 230 615901 GRE-STANTON4 230 1 | 0.06834 | Yes
GEN-2024-141 | 01 NORTH | G01 29SP | 657741 ROUGHRIDER 4 230 657751 CENTER 4 230 1 | 608607 NELSNLK4 230 615901 GRE-STANTON4 230 1 | 0.05466 | Yes
GEN-2024-141 | 01 NORTH | G01 29SP | 657741 ROUGHRIDER 4 230 661053 MANDAN 4 230 1 | 608607 NELSNLK4 230 615901 GRE-STANTON4 230 1 | 0.05466 | Yes
GEN-2024-141 | 01 NORTH | G01 29SP | 620358 BUFFALO3 345 620369 JAMESTN3 345 1 | 608607 NELSNLK4 230 615901 GRE-STANTON4 230 1 | 0.05045 | Yes
GEN-2024-141 | 01 NORTH | G01 29SP | 601067 BISON 3 345 620358 BUFFALO3 345 1 | 608607 NELSNLK4 230 615901 GRE-STANTON4 230 1 | 0.05084 | Yes
GEN-2024-141 | 01 NORTH | G01 29SP | 652296 WARD 4 230 661053 MANDAN 4 230 1 | 608607 NELSNLK4 230 615901 GRE-STANTON4 230 1 | 0.07533 | Yes
GEN-2024-141 | 01 NORTH | G01 29SP | 615901 GRE-STANTON4 230 659106 LELAND_O-BE4 230 1 | 608607 NELSNLK4 230 615901 GRE-STANTON4 230 1 | 0.07179 | Yes
GEN-2024-141 | 01 NORTH | G01 29SP | 657751 CENTER 4 230 657756 SQBUTTE4 230 1 | 608607 NELSNLK4 230 615901 GRE-STANTON4 230 1 | 0.05466 | Yes
GEN-2024-141 | 01 NORTH | G01 29SP | 602057 PEACE GARD 5 230 620379 RUGBY 4 230 1 | 608607 NELSNLK4 230 615901 GRE-STANTON4 230 1 | 0.05091 | Yes
GEN-2024-141 | 01 NORTH | G01 29SP | 657756 SQBUTTE4 230 995911 620:CENTER # 230 1 | 615912 GRE-FLICKRT4 230 657755 PRAIRIE4 230 1 | 0.05555 | Yes
GEN-2024-141 | 01 NORTH | G01 29SP | 657791 CENTER 3 345 995911 620:CENTER # 230 1 | 615912 GRE-FLICKRT4 230 657755 PRAIRIE4 230 1 | 0.05555 | Yes
GEN-2024-141 | 01 NORTH | G01 29SP | 657756 SQBUTTE4 230 995910 620:CENTER # 230 2 | 615912 GRE-FLICKRT4 230 657755 PRAIRIE4 230 1 | 0.05479 | Yes
GEN-2024-141 | 01 NORTH | G01 29SP | 657791 CENTER 3 345 995910 620:CENTER # 230 2 | 615912 GRE-FLICKRT4 230 657755 PRAIRIE4 230 1 | 0.05479 | Yes
GEN-2024-141 | 01 NORTH | G01 29SP | 620480 DEUEL CO 3 345 620483 ASTORIA 3 345 1 | 620314 BIGSTON4 230 3WXFMR 620:BIG STONE 230- 2 | 0.07566 | Yes
GEN-2024-141 | 01 NORTH | G01 29SP | 620417 BSSOUTH3 345 620480 DEUEL CO 3 345 1 | 620314 BIGSTON4 230 3WXFMR 620:BIG STONE 230- 2 | 0.07566 | Yes
GEN-2024-141 | 01 NORTH | G01 29SP | 602006 SHEYNNE4 230 652435 FARGO 4 230 1 | 620327 HANKSON4 230 620829 WAHPETON XF4 230 1 | 0.05043 | Yes
GEN-2024-141 | 01 NORTH | G01 29SP | 620358 BUFFALO3 345 620369 JAMESTN3 345 1 | 620369 JAMESTN3 345 620769 JMS SHUNT 3 345 Z | 0.08005 | Yes
GEN-2024-141 | 01 NORTH | G01 29SP | 601067 BISON 3 345 620358 BUFFALO3 345 1 | 620369 JAMESTN3 345 620769 JMS SHUNT 3 345 Z | 0.07885 | Yes
GEN-2024-141 | 01 NORTH | G01 29SP | 601031 BRKNGCO3 345 620483 ASTORIA 3 345 1 | 620417 BSSOUTH3 345 620427 HANKINSON 3 345 1 | 0.06242 | Yes
GEN-2024-141 | 01 NORTH | G01 29SP | 620480 DEUEL CO 3 345 620483 ASTORIA 3 345 1 | 620417 BSSOUTH3 345 620427 HANKINSON 3 345 1 | 0.06117 | Yes
GEN-2024-141 | 01 NORTH | G01 29SP | 620417 BSSOUTH3 345 620480 DEUEL CO 3 345 1 | 620417 BSSOUTH3 345 620427 HANKINSON 3 345 1 | 0.06117 | Yes
GEN-2024-141 | 01 NORTH | G01 29SP | 620480 DEUEL CO 3 345 620483 ASTORIA 3 345 1 | 620482 J510 ASTOR 3 345 620083 J510 ASTORG1 21.0 1 | 0.07276 | Yes
GEN-2024-141 | 01 NORTH | G01 29SP | 620417 BSSOUTH3 345 620480 DEUEL CO 3 345 1 | 620482 J510 ASTOR 3 345 620083 J510 ASTORG1 21.0 1 | 0.07276 | Yes
GEN-2024-141 | 01 NORTH | G01 29SP | 601002 ADAMS 3 345 631144 MITCHLCO3 345 1 | 627027 PIONR PR2 3 345 631144 MITCHLCO3 345 1 | 0.0508 | Yes
GEN-2024-141 | 01 NORTH | G01 29SP | 635999 IRVINGTON3 345 636000 WEBSTER3 345 1 | 627062 BISON 3 345 627217 BLUEBILL3 345 1 | 0.05888 | Yes
GEN-2024-141 | 01 NORTH | G01 29SP | 635369 KOSSUTH 3 345 635999 IRVINGTON3 345 1 | 627062 BISON 3 345 627217 BLUEBILL3 345 1 | 0.05888 | Yes
GEN-2024-141 | 01 NORTH | G01 29SP | 635999 IRVINGTON3 345 636000 WEBSTER3 345 1 | 627217 BLUEBILL3 345 631198 COLBY3 345 1 | 0.05888 | Yes
GEN-2024-141 | 01 NORTH | G01 29SP | 635369 KOSSUTH 3 345 635999 IRVINGTON3 345 1 | 627217 BLUEBILL3 345 631198 COLBY3 345 1 | 0.05888 | Yes
GEN-2024-141 | 01 NORTH | G01 29SP | 631197 LEDYARD3 345 635369 KOSSUTH 3 345 1 | 627217 BLUEBILL3 345 631198 COLBY3 345 1 | 0.05438 | Yes
GEN-2024-141 | 01 NORTH | G01 29SP | 631193 HUNTLEY3 345 631197 LEDYARD3 345 1 | 627217 BLUEBILL3 345 631198 COLBY3 345 1 | 0.05438 | Yes
GEN-2024-141 | 01 NORTH | G01 29SP | 631139 HAZLTON3 345 631270 LASALLE 3 345 1 | 629074 ARNOLD1G 22.0 631088 ARNOLD 5 161 1 | 0.0508 | Yes
GEN-2024-141 | 01 NORTH | G01 29SP | 631144 MITCHLCO3 345 631270 LASALLE 3 345 1 | 629074 ARNOLD1G 22.0 631088 ARNOLD 5 161 1 | 0.0508 | Yes
GEN-2024-141 | 01 NORTH | G01 29SP | 601002 ADAMS 3 345 631144 MITCHLCO3 345 1 | 629074 ARNOLD1G 22.0 631088 ARNOLD 5 161 1 | 0.0508 | Yes
GEN-2024-141 | 01 NORTH | G01 29SP | 601002 ADAMS 3 345 615306 GRE-PL VLLY3 345 1 | 629074 ARNOLD1G 22.0 631088 ARNOLD 5 161 1 | 0.05225 | Yes
GEN-2024-141 | 01 NORTH | G01 29SP | 631139 HAZLTON3 345 631270 LASALLE 3 345 1 | 631139 HAZLTON3 345 636199 BLACKHAWK 3 345 1 | 0.05244 | Yes
GEN-2024-141 | 01 NORTH | G01 29SP | 631144 MITCHLCO3 345 631270 LASALLE 3 345 1 | 631139 HAZLTON3 345 636199 BLACKHAWK 3 345 1 | 0.05244 | Yes
GEN-2024-141 | 01 NORTH | G01 29SP | 601002 ADAMS 3 345 631144 MITCHLCO3 345 1 | 631139 HAZLTON3 345 636199 BLACKHAWK 3 345 1 | 0.05244 | Yes
GEN-2024-141 | 01 NORTH | G01 29SP | 631193 HUNTLEY3 345 631197 LEDYARD3 345 1 | 631144 MITCHLCO3 345 631270 LASALLE 3 345 1 | 0.07388 | Yes
GEN-2024-141 | 01 NORTH | G01 29SP | 635999 IRVINGTON3 345 636000 WEBSTER3 345 1 | 631198 COLBY3 345 631199 KILLDEER3 345 1 | 0.05632 | Yes
GEN-2024-141 | 01 NORTH | G01 29SP | 635369 KOSSUTH 3 345 635999 IRVINGTON3 345 1 | 631198 COLBY3 345 631199 KILLDEER3 345 1 | 0.05632 | Yes
GEN-2024-141 | 01 NORTH | G01 29SP | 635999 IRVINGTON3 345 636000 WEBSTER3 345 1 | 631199 KILLDEER3 345 631206 QUINN3 345 1 | 0.05811 | Yes
GEN-2024-141 | 01 NORTH | G01 29SP | 635369 KOSSUTH 3 345 635999 IRVINGTON3 345 1 | 631199 KILLDEER3 345 631206 QUINN3 345 1 | 0.05811 | Yes
GEN-2024-141 | 01 NORTH | G01 29SP | 631139 HAZLTON3 345 631270 LASALLE 3 345 1 | 631206 QUINN3 345 636197 N FRANKLIN 3 345 1 | 0.05444 | Yes
GEN-2024-141 | 01 NORTH | G01 29SP | 635999 IRVINGTON3 345 636000 WEBSTER3 345 1 | 631206 QUINN3 345 636197 N FRANKLIN 3 345 1 | 0.05811 | Yes
GEN-2024-141 | 01 NORTH | G01 29SP | 631144 MITCHLCO3 345 631270 LASALLE 3 345 1 | 631206 QUINN3 345 636197 N FRANKLIN 3 345 1 | 0.05444 | Yes
GEN-2024-141 | 01 NORTH | G01 29SP | 635369 KOSSUTH 3 345 635999 IRVINGTON3 345 1 | 631206 QUINN3 345 636197 N FRANKLIN 3 345 1 | 0.05811 | Yes
GEN-2024-141 | 01 NORTH | G01 29SP | 601002 ADAMS 3 345 631144 MITCHLCO3 345 1 | 631206 QUINN3 345 636197 N FRANKLIN 3 345 1 | 0.05444 | Yes
GEN-2024-141 | 01 NORTH | G01 29SP | 635200 RAUN 3 345 762779 G18-043 TAP 345 1 | 635200 RAUN 3 345 645552 S3452 REACT3 345 1 | 0.08993 | Yes
GEN-2024-141 | 01 NORTH | G01 29SP | 635200 RAUN 3 345 645552 S3452 REACT3 345 1 | 635200 RAUN 3 345 762779 G18-043 TAP 345 1 | 0.09052 | Yes
GEN-2024-141 | 01 NORTH | G01 29SP | 635200 RAUN 3 345 652564 SIOUXCY3 345 1 | 635200 RAUN 3 345 762779 G18-043 TAP 345 1 | 0.06972 | Yes
GEN-2024-141 | 01 NORTH | G01 29SP | 636000 WEBSTER3 345 636010 LEHIGH 3 345 1 | 635219 GARD AVE 3 345 636017 LEHIGH GARX3 345 1 | 0.05583 | Yes
GEN-2024-141 | 01 NORTH | G01 29SP | 635368 OBRIEN 3 345 635400 HIGHLAND 3 345 1 | 635219 GARD AVE 3 345 636017 LEHIGH GARX3 345 1 | 0.05855 | Yes
GEN-2024-141 | 01 NORTH | G01 29SP | 635200 RAUN 3 345 635398 REMSEN 3 345 1 | 635369 KOSSUTH 3 345 635425 PALO ALTO 3 345 1 | 0.05944 | Yes
GEN-2024-141 | 01 NORTH | G01 29SP | 631138 LAKEFLD3 345 635368 OBRIEN 3 345 1 | 635369 KOSSUTH 3 345 635425 PALO ALTO 3 345 1 | 0.06282 | Yes
GEN-2024-141 | 01 NORTH | G01 29SP | 635398 REMSEN 3 345 635399 CHEROKEE 3 345 1 | 635369 KOSSUTH 3 345 635425 PALO ALTO 3 345 1 | 0.05944 | Yes
GEN-2024-141 | 01 NORTH | G01 29SP | 635399 CHEROKEE 3 345 635400 HIGHLAND 3 345 1 | 635369 KOSSUTH 3 345 635425 PALO ALTO 3 345 1 | 0.05944 | Yes
GEN-2024-141 | 01 NORTH | G01 29SP | 631193 HUNTLEY3 345 631197 LEDYARD3 345 1 | 635369 KOSSUTH 3 345 635425 PALO ALTO 3 345 1 | 0.06941 | Yes
GEN-2024-141 | 01 NORTH | G01 29SP | 631138 LAKEFLD3 345 635368 OBRIEN 3 345 1 | 635419 TRUMBULL LK3 345 635425 PALO ALTO 3 345 1 | 0.06282 | Yes
GEN-2024-141 | 01 NORTH | G01 29SP | 631193 HUNTLEY3 345 631197 LEDYARD3 345 1 | 635419 TRUMBULL LK3 345 635425 PALO ALTO 3 345 1 | 0.06941 | Yes
GEN-2024-141 | 01 NORTH | G01 29SP | 631139 HAZLTON3 345 631270 LASALLE 3 345 1 | 635999 IRVINGTON3 345 636000 WEBSTER3 345 1 | 0.05474 | Yes
GEN-2024-141 | 01 NORTH | G01 29SP | 635200 RAUN 3 345 635398 REMSEN 3 345 1 | 635999 IRVINGTON3 345 636000 WEBSTER3 345 1 | 0.06721 | Yes
GEN-2024-141 | 01 NORTH | G01 29SP | 631144 MITCHLCO3 345 631270 LASALLE 3 345 1 | 635999 IRVINGTON3 345 636000 WEBSTER3 345 1 | 0.05474 | Yes
GEN-2024-141 | 01 NORTH | G01 29SP | 601002 ADAMS 3 345 631144 MITCHLCO3 345 1 | 635999 IRVINGTON3 345 636000 WEBSTER3 345 1 | 0.05474 | Yes
GEN-2024-141 | 01 NORTH | G01 29SP | 635398 REMSEN 3 345 635399 CHEROKEE 3 345 1 | 635999 IRVINGTON3 345 636000 WEBSTER3 345 1 | 0.06721 | Yes
GEN-2024-141 | 01 NORTH | G01 29SP | 635399 CHEROKEE 3 345 635400 HIGHLAND 3 345 1 | 635999 IRVINGTON3 345 636000 WEBSTER3 345 1 | 0.06721 | Yes
GEN-2024-141 | 01 NORTH | G01 29SP | 636000 WEBSTER3 345 636010 LEHIGH 3 345 1 | 636010 LEHIGH 3 345 636017 LEHIGH GARX3 345 Z | 0.05583 | Yes
GEN-2024-141 | 01 NORTH | G01 29SP | 635200 RAUN 3 345 652564 SIOUXCY3 345 1 | 636010 LEHIGH 3 345 636017 LEHIGH GARX3 345 Z | 0.08058 | Yes
GEN-2024-141 | 01 NORTH | G01 29SP | 635368 OBRIEN 3 345 635400 HIGHLAND 3 345 1 | 636010 LEHIGH 3 345 636017 LEHIGH GARX3 345 Z | 0.05855 | Yes
GEN-2024-141 | 01 NORTH | G01 29SP | 635600 GRIMES 3 345 636003 BEAVER CRK 3 345 1 | 636197 N FRANKLIN 3 345 636198 BLCKHWKRX 3 345 1 | 0.05556 | Yes
GEN-2024-141 | 01 NORTH | G01 29SP | 631139 HAZLTON3 345 631270 LASALLE 3 345 1 | 636197 N FRANKLIN 3 345 636198 BLCKHWKRX 3 345 1 | 0.05343 | Yes
GEN-2024-141 | 01 NORTH | G01 29SP | 636003 BEAVER CRK 3 345 636010 LEHIGH 3 345 1 | 636197 N FRANKLIN 3 345 636198 BLCKHWKRX 3 345 1 | 0.05556 | Yes
GEN-2024-141 | 01 NORTH | G01 29SP | 631144 MITCHLCO3 345 631270 LASALLE 3 345 1 | 636197 N FRANKLIN 3 345 636198 BLCKHWKRX 3 345 1 | 0.05343 | Yes
GEN-2024-141 | 01 NORTH | G01 29SP | 601002 ADAMS 3 345 631144 MITCHLCO3 345 1 | 636197 N FRANKLIN 3 345 636198 BLCKHWKRX 3 345 1 | 0.05343 | Yes
GEN-2024-141 | 01 NORTH | G01 29SP | 601002 ADAMS 3 345 615306 GRE-PL VLLY3 345 1 | 636197 N FRANKLIN 3 345 636198 BLCKHWKRX 3 345 1 | 0.05403 | Yes
GEN-2024-141 | 01 NORTH | G01 29SP | 635600 GRIMES 3 345 636003 BEAVER CRK 3 345 1 | 636198 BLCKHWKRX 3 345 636199 BLACKHAWK 3 345 Z | 0.05556 | Yes
GEN-2024-141 | 01 NORTH | G01 29SP | 631139 HAZLTON3 345 631270 LASALLE 3 345 1 | 636198 BLCKHWKRX 3 345 636199 BLACKHAWK 3 345 Z | 0.05343 | Yes
GEN-2024-141 | 01 NORTH | G01 29SP | 636003 BEAVER CRK 3 345 636010 LEHIGH 3 345 1 | 636198 BLCKHWKRX 3 345 636199 BLACKHAWK 3 345 Z | 0.05556 | Yes
GEN-2024-141 | 01 NORTH | G01 29SP | 631144 MITCHLCO3 345 631270 LASALLE 3 345 1 | 636198 BLCKHWKRX 3 345 636199 BLACKHAWK 3 345 Z | 0.05343 | Yes
GEN-2024-141 | 01 NORTH | G01 29SP | 601002 ADAMS 3 345 631144 MITCHLCO3 345 1 | 636198 BLCKHWKRX 3 345 636199 BLACKHAWK 3 345 Z | 0.05343 | Yes
GEN-2024-141 | 01 NORTH | G01 29SP | 601002 ADAMS 3 345 615306 GRE-PL VLLY3 345 1 | 636198 BLCKHWKRX 3 345 636199 BLACKHAWK 3 345 Z | 0.05403 | Yes
GEN-2024-141 | 01 NORTH | G01 29SP | 635200 RAUN 3 345 645552 S3452 REACT3 345 1 | 645451 S3451 3 345 645551 S3451-RAUN 3 345 Z1 | 0.09052 | Yes
GEN-2024-141 | 01 NORTH | G01 29SP | 635200 RAUN 3 345 652564 SIOUXCY3 345 1 | 645451 S3451 3 345 645551 S3451-RAUN 3 345 Z1 | 0.06972 | Yes
GEN-2024-141 | 01 NORTH | G01 29SP | 635200 RAUN 3 345 762779 G18-043 TAP 345 1 | 645452 S3452 3 345 645552 S3452 REACT3 345 Z1 | 0.08993 | Yes
GEN-2024-141 | 01 NORTH | G01 29SP | 635200 RAUN 3 345 645552 S3452 REACT3 345 1 | 645551 S3451-RAUN 3 345 762779 G18-043 TAP 345 1 | 0.09052 | Yes
GEN-2024-141 | 01 NORTH | G01 29SP | 635200 RAUN 3 345 652564 SIOUXCY3 345 1 | 645551 S3451-RAUN 3 345 762779 G18-043 TAP 345 1 | 0.06972 | Yes
GEN-2024-141 | 01 NORTH | G01 29SP | 602006 SHEYNNE4 230 652435 FARGO 4 230 1 | 652444 JAMESTN4 230 657759 PICKERT4 230 1 | 0.05467 | Yes
GEN-2024-141 | 01 NORTH | G01 29SP | 602006 SHEYNNE4 230 652435 FARGO 4 230 1 | 657758 WINGER 4 230 657761 WALLE 4 230 1 | 0.05634 | Yes
GEN-2024-141 | 01 NORTH | G01 29SP | 657756 SQBUTTE4 230 995910 620:CENTER # 230 2 | 657791 CENTER 3 345 3WXFMR 620:CENTER #1 345/ 1 | 0.09592 | Yes
GEN-2024-141 | 01 NORTH | G01 29SP | 657791 CENTER 3 345 995910 620:CENTER # 230 2 | 657791 CENTER 3 345 3WXFMR 620:CENTER #1 345/ 1 | 0.09592 | Yes
GEN-2024-141 | 01 NORTH | G01 29SP | 620480 DEUEL CO 3 345 620483 ASTORIA 3 345 1 | 658047 ALEXMRES3 345 658049 ALXLNRCTRT 345 Z1 | 0.08326 | Yes
GEN-2024-141 | 01 NORTH | G01 29SP | 620369 JAMESTN3 345 657791 CENTER 3 345 1 | 659422 LO.LS-GR-BE3 345 659423 GR.LS-LO-BE3 345 1 | 0.10497 | Yes
GEN-2024-141 | 01 NORTH | G01 29SP | 657756 SQBUTTE4 230 995911 620:CENTER # 230 1 | 67020 MPC03839POI 345 67021 MPC03839INT 115 1 | 0.05275 | Yes
GEN-2024-141 | 01 NORTH | G01 29SP | 657791 CENTER 3 345 995911 620:CENTER # 230 1 | 67020 MPC03839POI 345 67021 MPC03839INT 115 1 | 0.05275 | Yes
GEN-2024-141 | 01 NORTH | G01 29SP | 657756 SQBUTTE4 230 995910 620:CENTER # 230 2 | 67020 MPC03839POI 345 67021 MPC03839INT 115 1 | 0.05203 | Yes
GEN-2024-141 | 01 NORTH | G01 29SP | 657791 CENTER 3 345 995910 620:CENTER # 230 2 | 67020 MPC03839POI 345 67021 MPC03839INT 115 1 | 0.05203 | Yes
GEN-2024-141 | 01 NORTH | G01 29SP | 620369 JAMESTN3 345 657791 CENTER 3 345 1 | 67020 MPC03839POI 345 657946 PRAIRIE3 345 1 | 0.09995 | Yes
GEN-2024-141 | 01 NORTH | G01 29SP | 620358 BUFFALO3 345 620369 JAMESTN3 345 1 | 67020 MPC03839POI 345 657946 PRAIRIE3 345 1 | 0.07234 | Yes
GEN-2024-141 | 01 NORTH | G01 29SP | 608607 NELSNLK4 230 615901 GRE-STANTON4 230 1 | 67020 MPC03839POI 345 657946 PRAIRIE3 345 1 | 0.08414 | Yes
GEN-2024-141 | 01 NORTH | G01 29SP | 601067 BISON 3 345 620358 BUFFALO3 345 1 | 67020 MPC03839POI 345 657946 PRAIRIE3 345 1 | 0.07126 | Yes
GEN-2024-141 | 01 NORTH | G01 29SP | 620369 JAMESTN3 345 657791 CENTER 3 345 1 | 67020 MPC03839POI 345 657951 CNTSHNT3 345 1 | 0.09995 | Yes
GEN-2024-141 | 01 NORTH | G01 29SP | 620358 BUFFALO3 345 620369 JAMESTN3 345 1 | 67020 MPC03839POI 345 657951 CNTSHNT3 345 1 | 0.07234 | Yes
GEN-2024-141 | 01 NORTH | G01 29SP | 608607 NELSNLK4 230 615901 GRE-STANTON4 230 1 | 67020 MPC03839POI 345 657951 CNTSHNT3 345 1 | 0.08414 | Yes
GEN-2024-141 | 01 NORTH | G01 29SP | 601067 BISON 3 345 620358 BUFFALO3 345 1 | 67020 MPC03839POI 345 657951 CNTSHNT3 345 1 | 0.07126 | Yes
GEN-2024-141 | 01 NORTH | G01 29SP | 657756 SQBUTTE4 230 995911 620:CENTER # 230 1 | 67021 MPC03839INT 115 67022 MPC03839TL 115 1 | 0.05275 | Yes
GEN-2024-141 | 01 NORTH | G01 29SP | 657791 CENTER 3 345 995911 620:CENTER # 230 1 | 67021 MPC03839INT 115 67022 MPC03839TL 115 1 | 0.05275 | Yes
GEN-2024-141 | 01 NORTH | G01 29SP | 657756 SQBUTTE4 230 995910 620:CENTER # 230 2 | 67021 MPC03839INT 115 67022 MPC03839TL 115 1 | 0.05203 | Yes
GEN-2024-141 | 01 NORTH | G01 29SP | 657791 CENTER 3 345 995910 620:CENTER # 230 2 | 67021 MPC03839INT 115 67022 MPC03839TL 115 1 | 0.05203 | Yes
GEN-2024-141 | 01 NORTH | G01 29SP | 601001 FORBES 2 500 601013 ROSEAUS2 500 1 | 672510 CD NORTH2 6 138 672512 CONDIE 6 138 1 | 0.05301 | Yes
GEN-2024-141 | 01 NORTH | G01 29SP | 601012 ROSEAUN2 500 667501 RIEL 2 500 1 | 672510 CD NORTH2 6 138 672512 CONDIE 6 138 1 | 0.05301 | Yes
GEN-2024-141 | 01 NORTH | G01 29SP | 601013 ROSEAUS2 500 601038 ROSEAUM 2 500 1 | 672510 CD NORTH2 6 138 672512 CONDIE 6 138 1 | 0.05301 | Yes
GEN-2024-141 | 01 NORTH | G01 29SP | 601012 ROSEAUN2 500 601038 ROSEAUM 2 500 1 | 672510 CD NORTH2 6 138 672512 CONDIE 6 138 1 | 0.05301 | Yes
GEN-2024-141 | 01 NORTH | G01 29SP | 620369 JAMESTN3 345 657791 CENTER 3 345 1 | Base Case | 0.08981 | Yes
GEN-2024-141 | 01 NORTH | G01 29SP | 620358 BUFFALO3 345 620369 JAMESTN3 345 1 | Base Case | 0.06458 | Yes
GEN-2024-141 | 01 NORTH | G01 29SP | 602006 SHEYNNE4 230 652435 FARGO 4 230 1 | Base Case | 0.05042 | Yes
GEN-2024-141 | 01 NORTH | G01 29SP | 608607 NELSNLK4 230 615901 GRE-STANTON4 230 1 | Base Case | 0.09421 | Yes
GEN-2024-141 | 01 NORTH | G01 29SP | 601067 BISON 3 345 620358 BUFFALO3 345 1 | Base Case | 0.06413 | Yes
GEN-2024-141 | 01 NORTH | G01 29SP | 657756 SQBUTTE4 230 995911 620:CENTER # 230 1 | Base Case | 0.05275 | Yes
GEN-2024-141 | 01 NORTH | G01 29SP | 657791 CENTER 3 345 995911 620:CENTER # 230 1 | Base Case | 0.05275 | Yes
GEN-2024-141 | 01 NORTH | G01 29SP | 635200 RAUN 3 345 762779 G18-043 TAP 345 1 | Base Case | 0.06341 | Yes
GEN-2024-141 | 01 NORTH | G01 29SP | 657756 SQBUTTE4 230 995910 620:CENTER # 230 2 | Base Case | 0.05203 | Yes
GEN-2024-141 | 01 NORTH | G01 29SP | 657791 CENTER 3 345 995910 620:CENTER # 230 2 | Base Case | 0.05203 | Yes
GEN-2024-141 | 01 NORTH | G01 29SP | 601006 SPLT RK3 345 652536 WHITE-SRX3 345 1 | Base Case | 0.0729 | Yes
GEN-2024-141 | 01 NORTH | G01 29SP | 601013 ROSEAUS2 500 601038 ROSEAUM 2 500 1 | Base Case | 0.05301 | Yes
GEN-2024-141 | 01 NORTH | G01 29SP | 601012 ROSEAUN2 500 667501 RIEL 2 500 1 | Base Case | 0.05301 | Yes
GEN-2024-141 | 01 NORTH | G01 29SP | 601012 ROSEAUN2 500 601038 ROSEAUM 2 500 1 | Base Case | 0.05301 | Yes
GEN-2024-141 | 01 NORTH | G01 29SP | 601001 FORBES 2 500 601013 ROSEAUS2 500 1 | Base Case | 0.05301 | Yes
GEN-2024-141 | 01 NORTH | G01 29SP | 601003 PR ISLD3 345 601039 NROC 3 345 1 | Base Case | 0.05271 | Yes
GEN-2024-141 | 01 NORTH | G01 29SP | 635600 GRIMES 3 345 636003 BEAVER CRK 3 345 1 | Base Case | 0.05341 | Yes
GEN-2024-141 | 01 NORTH | G01 29SP | 601031 BRKNGCO3 345 620483 ASTORIA 3 345 1 | Base Case | 0.07373 | Yes
GEN-2024-141 | 01 NORTH | G01 29SP | 636003 BEAVER CRK 3 345 636010 LEHIGH 3 345 1 | Base Case | 0.05341 | Yes
GEN-2024-141 | 01 NORTH | G01 29SP | 601001 FORBES 2 500 601017 CHIS-N 2 500 1 | Base Case | 0.06898 | Yes
GEN-2024-141 | 01 NORTH | G01 29SP | 601016 CHIS CO2 500 601017 CHIS-N 2 500 1 | Base Case | 0.06898 | Yes
GEN-2024-141 | 01 NORTH | G01 29SP | 601006 SPLT RK3 345 652864 SIOUXCY-LNX3 345 1 | Base Case | 0.07129 | Yes
GEN-2024-141 | 01 NORTH | G01 29SP | 631139 HAZLTON3 345 631270 LASALLE 3 345 1 | Base Case | 0.0508 | Yes
GEN-2024-141 | 01 NORTH | G01 29SP | 631144 MITCHLCO3 345 631270 LASALLE 3 345 1 | Base Case | 0.0508 | Yes
GEN-2024-141 | 01 NORTH | G01 29SP | 635200 RAUN 3 345 635398 REMSEN 3 345 1 | Base Case | 0.05709 | Yes
GEN-2024-141 | 01 NORTH | G01 29SP | 635200 RAUN 3 345 645552 S3452 REACT3 345 1 | Base Case | 0.06461 | Yes
GEN-2024-141 | 01 NORTH | G01 29SP | 601004 WILMART3 345 601072 SHEAS LK3 345 1 | Base Case | 0.05593 | Yes
GEN-2024-141 | 01 NORTH | G01 29SP | 601002 ADAMS 3 345 631144 MITCHLCO3 345 1 | Base Case | 0.0508 | Yes
GEN-2024-141 | 01 NORTH | G01 29SP | 601050 HELENA 3 345 601072 SHEAS LK3 345 1 | Base Case | 0.05643 | Yes
GEN-2024-141 | 01 NORTH | G01 29SP | 601067 BISON 3 345 658049 ALXLNRCTRT 345 1 | Base Case | 0.05689 | Yes
GEN-2024-141 | 01 NORTH | G01 29SP | 658047 ALEXMRES3 345 658049 ALXLNRCTRT 345 Z1 | Base Case | 0.05689 | Yes
GEN-2024-141 | 01 NORTH | G01 29SP | 620480 DEUEL CO 3 345 620483 ASTORIA 3 345 1 | Base Case | 0.07276 | Yes
GEN-2024-141 | 01 NORTH | G01 29SP | 601048 LYON CO 3 345 631138 LAKEFLD3 345 1 | Base Case | 0.0653 | Yes
GEN-2024-141 | 01 NORTH | G01 29SP | 635398 REMSEN 3 345 635399 CHEROKEE 3 345 1 | Base Case | 0.05709 | Yes
GEN-2024-141 | 01 NORTH | G01 29SP | 635200 RAUN 3 345 652564 SIOUXCY3 345 1 | Base Case | 0.07913 | Yes
GEN-2024-141 | 01 NORTH | G01 29SP | 620417 BSSOUTH3 345 620480 DEUEL CO 3 345 1 | Base Case | 0.07276 | Yes
GEN-2024-141 | 01 NORTH | G01 29SP | 635399 CHEROKEE 3 345 635400 HIGHLAND 3 345 1 | Base Case | 0.05709 | Yes
GEN-2024-141 | 01 NORTH | G01 29SP | 635368 OBRIEN 3 345 635400 HIGHLAND 3 345 1 | Base Case | 0.05709 | Yes
GEN-2024-141 | 01 NORTH | G01 29SP | 601002 ADAMS 3 345 615306 GRE-PL VLLY3 345 1 | Base Case | 0.05225 | Yes
GEN-2024-141 | 01 NORTH | G01 29SP | 613060 BYRON 3 345 615306 GRE-PL VLLY3 345 1 | Base Case | 0.05134 | Yes
GEN-2024-141 | 01 NORTH | G01 29SP | 601039 NROC 3 345 613060 BYRON 3 345 1 | Base Case | 0.05245 | Yes
GEN-2024-141 | 01 NORTH | G01 29SP | 636000 WEBSTER3 345 636010 LEHIGH 3 345 1 | Base Case | 0.05986 | Yes
GEN-2024-141 | 01 NORTH | G01 29SP | 631193 HUNTLEY3 345 631197 LEDYARD3 345 1 | Base Case | 0.06601 | Yes
GEN-2024-141 | 01 NORTH | G01 29SP | 631138 LAKEFLD3 345 635368 OBRIEN 3 345 1 | Base Case | 0.06691 | Yes
GEN-2024-141 | 01 NORTH | G01 29SP | 615901 GRE-STANTON4 230 659106 LELAND_O-BE4 230 1 | Base Case | 0.12547 | Yes
GEN-2024-141 | 01 NORTH | G01 29SP | 635200 RAUN 3 345 762779 G18-043 TAP 345 1 | GEN645011 1 | 0.06341 | Yes
GEN-2024-141 | 01 NORTH | G01 29SP | 635200 RAUN 3 345 762779 G18-043 TAP 345 1 | GEN645011 1_Dup1 | 0.06341 | Yes
GEN-2024-141 | 01 NORTH | G01 29SP | 635200 RAUN 3 345 762779 G18-043 TAP 345 1 | GEN645012 2 | 0.06341 | Yes
GEN-2024-141 | 01 NORTH | G01 29SP | 601006 SPLT RK3 345 652864 SIOUXCY-LNX3 345 1 | GEN645012 2 | 0.07129 | Yes
GEN-2024-141 | 01 NORTH | G01 29SP | 635200 RAUN 3 345 645552 S3452 REACT3 345 1 | GEN645012 2 | 0.06461 | Yes
GEN-2024-141 | 01 NORTH | G01 29SP | 635200 RAUN 3 345 762779 G18-043 TAP 345 1 | GEN645012 2_Dup1 | 0.06341 | Yes
GEN-2024-141 | 01 NORTH | G01 29SP | 601006 SPLT RK3 345 652864 SIOUXCY-LNX3 345 1 | GEN645012 2_Dup1 | 0.07129 | Yes
GEN-2024-141 | 01 NORTH | G01 29SP | 635200 RAUN 3 345 645552 S3452 REACT3 345 1 | GEN645012 2_Dup1 | 0.06461 | Yes
GEN-2024-141 | 01 NORTH | G01 29SP | 608607 NELSNLK4 230 615901 GRE-STANTON4 230 1 | GEN659107 2 | 0.09421 | Yes
GEN-2024-141 | 01 NORTH | G01 29SP | 615901 GRE-STANTON4 230 659106 LELAND_O-BE4 230 1 | GEN659107 2 | 0.12547 | Yes
GEN-2024-141 | 01 NORTH | G01 29SP | 608607 NELSNLK4 230 615901 GRE-STANTON4 230 1 | GEN659107 2_Dup1 | 0.09421 | Yes
GEN-2024-141 | 01 NORTH | G01 29SP | 608607 NELSNLK4 230 615901 GRE-STANTON4 230 1 | GEN659111 2 | 0.09421 | Yes
GEN-2024-141 | 01 NORTH | G01 29SP | 615901 GRE-STANTON4 230 659106 LELAND_O-BE4 230 1 | GEN659111 2 | 0.12547 | Yes
GEN-2024-141 | 01 NORTH | G01 29SP | 608607 NELSNLK4 230 615901 GRE-STANTON4 230 1 | GEN659111 2_Dup1 | 0.09421 | Yes
GEN-2024-141 | 01 NORTH | G01 29SP | 615901 GRE-STANTON4 230 659106 LELAND_O-BE4 230 1 | GEN659111 2_Dup1 | 0.12547 | Yes
GEN-2024-216 | 01 NORTH | G01 29SP | 652468 HEBRON 4 230 661053 MANDAN 4 230 1 | P11:0.7:UMZ:# N-1 #:: UNIT ND.SUN._-PPW-1 RATED 106.5 MW:HV: | 0.1047 | Yes
GEN-2024-216 | 01 NORTH | G01 29SP | 620480 DEUEL CO 3 345 620483 ASTORIA 3 345 1 | P11:0:OTP:J510ASTORG1:1 | 0.06461 | Yes
GEN-2024-216 | 01 NORTH | G01 29SP | 620417 BSSOUTH3 345 620480 DEUEL CO 3 345 1 | P11:0:OTP:J510ASTORG1:1 | 0.06461 | Yes
GEN-2024-216 | 01 NORTH | G01 29SP | 601001 FORBES 2 500 601017 CHIS-N 2 500 1 | P11:115:XEL:HBR #6:7:8 | 0.06042 | Yes
GEN-2024-216 | 01 NORTH | G01 29SP | 601016 CHIS CO2 500 601017 CHIS-N 2 500 1 | P11:115:XEL:HBR #6:7:8 | 0.06042 | Yes
GEN-2024-216 | 01 NORTH | G01 29SP | 601001 FORBES 2 500 601017 CHIS-N 2 500 1 | P11:115:XEL:RIVRSID7:COMBINE CYCLE | 0.06042 | Yes
GEN-2024-216 | 01 NORTH | G01 29SP | 601016 CHIS CO2 500 601017 CHIS-N 2 500 1 | P11:115:XEL:RIVRSID7:COMBINE CYCLE | 0.06042 | Yes
GEN-2024-216 | 01 NORTH | G01 29SP | 601006 SPLT RK3 345 652536 WHITE-SRX3 345 1 | P11:17:XEL:ANS74G:4 | 0.06218 | Yes
GEN-2024-216 | 01 NORTH | G01 29SP | 601001 FORBES 2 500 601017 CHIS-N 2 500 1 | P11:20:XEL:KING31G:1 | 0.06042 | Yes
GEN-2024-216 | 01 NORTH | G01 29SP | 601016 CHIS CO2 500 601017 CHIS-N 2 500 1 | P11:20:XEL:KING31G:1 | 0.06042 | Yes
GEN-2024-216 | 01 NORTH | G01 29SP | 601001 FORBES 2 500 601017 CHIS-N 2 500 1 | P11:20:XEL:PR_ISLD:31G | 0.06042 | Yes
GEN-2024-216 | 01 NORTH | G01 29SP | 601016 CHIS CO2 500 601017 CHIS-N 2 500 1 | P11:20:XEL:PR_ISLD:31G | 0.06042 | Yes
GEN-2024-216 | 01 NORTH | G01 29SP | 601001 FORBES 2 500 601017 CHIS-N 2 500 1 | P11:20:XEL:PR_ISLD:32G | 0.06042 | Yes
GEN-2024-216 | 01 NORTH | G01 29SP | 601016 CHIS CO2 500 601017 CHIS-N 2 500 1 | P11:20:XEL:PR_ISLD:32G | 0.06042 | Yes
GEN-2024-216 | 01 NORTH | G01 29SP | 635200 RAUN 3 345 652564 SIOUXCY3 345 1 | P11:22:GRE:GRE-COAL41G:1 | 0.07302 | Yes
GEN-2024-216 | 01 NORTH | G01 29SP | 635200 RAUN 3 345 652564 SIOUXCY3 345 1 | P11:22:GRE:GRE-COAL42G:2 | 0.07302 | Yes
GEN-2024-216 | 01 NORTH | G01 29SP | 652468 HEBRON 4 230 661053 MANDAN 4 230 1 | P11:24.0:UMZ:# N-1 #:: UNIT LRS_1___-MBG-1 RATED 625.2 MW:HV: | 0.1047 | Yes
GEN-2024-216 | 01 NORTH | G01 29SP | 620369 JAMESTN3 345 657791 CENTER 3 345 1 | P11:24:OTP:BIGSTN1G:1 | 0.08134 | Yes
GEN-2024-216 | 01 NORTH | G01 29SP | 635200 RAUN 3 345 652564 SIOUXCY3 345 1 | P11:24:OTP:BIGSTN1G:1 | 0.07302 | Yes
GEN-2024-216 | 01 NORTH | G01 29SP | 601001 FORBES 2 500 601017 CHIS-N 2 500 1 | P11:24:XEL:SHERCO31G:1 | 0.06042 | Yes
GEN-2024-216 | 01 NORTH | G01 29SP | 601016 CHIS CO2 500 601017 CHIS-N 2 500 1 | P11:24:XEL:SHERCO31G:1 | 0.06042 | Yes
GEN-2024-216 | 01 NORTH | G01 29SP | 601067 BISON 3 345 658049 ALXLNRCTRT 345 1 | P11:24:XEL:SHERCO31G:1 | 0.05026 | Yes
GEN-2024-216 | 01 NORTH | G01 29SP | 658047 ALEXMRES3 345 658049 ALXLNRCTRT 345 Z1 | P11:24:XEL:SHERCO31G:1 | 0.05026 | Yes
GEN-2024-216 | 01 NORTH | G01 29SP | 631138 LAKEFLD3 345 635368 OBRIEN 3 345 1 | P11:24:XEL:SHERCO31G:1 | 0.05863 | Yes
GEN-2024-216 | 01 NORTH | G01 29SP | 601001 FORBES 2 500 601017 CHIS-N 2 500 1 | P11:24:XEL:SHERCO32G:2 | 0.06042 | Yes
GEN-2024-216 | 01 NORTH | G01 29SP | 601016 CHIS CO2 500 601017 CHIS-N 2 500 1 | P11:24:XEL:SHERCO32G:2 | 0.06042 | Yes
GEN-2024-216 | 01 NORTH | G01 29SP | 601067 BISON 3 345 658049 ALXLNRCTRT 345 1 | P11:24:XEL:SHERCO32G:2 | 0.05026 | Yes
GEN-2024-216 | 01 NORTH | G01 29SP | 658047 ALEXMRES3 345 658049 ALXLNRCTRT 345 Z1 | P11:24:XEL:SHERCO32G:2 | 0.05026 | Yes
GEN-2024-216 | 01 NORTH | G01 29SP | 631138 LAKEFLD3 345 635368 OBRIEN 3 345 1 | P11:24:XEL:SHERCO32G:2 | 0.05863 | Yes
GEN-2024-216 | 01 NORTH | G01 29SP | 601067 BISON 3 345 620358 BUFFALO3 345 1 | P11:26:XEL:SHERCO33G:3 | 0.05905 | Yes
GEN-2024-216 | 01 NORTH | G01 29SP | 601001 FORBES 2 500 601017 CHIS-N 2 500 1 | P11:26:XEL:SHERCO33G:3 | 0.06042 | Yes
GEN-2024-216 | 01 NORTH | G01 29SP | 601016 CHIS CO2 500 601017 CHIS-N 2 500 1 | P11:26:XEL:SHERCO33G:3 | 0.06042 | Yes
GEN-2024-216 | 01 NORTH | G01 29SP | 601067 BISON 3 345 658049 ALXLNRCTRT 345 1 | P11:26:XEL:SHERCO33G:3 | 0.05026 | Yes
GEN-2024-216 | 01 NORTH | G01 29SP | 658047 ALEXMRES3 345 658049 ALXLNRCTRT 345 Z1 | P11:26:XEL:SHERCO33G:3 | 0.05026 | Yes
GEN-2024-216 | 01 NORTH | G01 29SP | 635200 RAUN 3 345 652564 SIOUXCY3 345 1 | P11:26:XEL:SHERCO33G:3 | 0.07302 | Yes
GEN-2024-216 | 01 NORTH | G01 29SP | 631138 LAKEFLD3 345 635368 OBRIEN 3 345 1 | P11:26:XEL:SHERCO33G:3 | 0.05863 | Yes
GEN-2024-216 | 01 NORTH | G01 29SP | 601006 SPLT RK3 345 652536 WHITE-SRX3 345 1 | P11:345:MEC:NEAL:3 | 0.06218 | Yes
GEN-2024-216 | 01 NORTH | G01 29SP | 601006 SPLT RK3 345 652864 SIOUXCY-LNX3 345 1 | P11:345:MEC:NEAL:3 | 0.06252 | Yes
GEN-2024-216 | 01 NORTH | G01 29SP | 601006 SPLT RK3 345 652536 WHITE-SRX3 345 1 | P11:345:MEC:NEAL:4 | 0.06218 | Yes
GEN-2024-216 | 01 NORTH | G01 29SP | 601006 SPLT RK3 345 652864 SIOUXCY-LNX3 345 1 | P11:345:MEC:NEAL:4 | 0.06252 | Yes
GEN-2024-216 | 01 NORTH | G01 29SP | 635200 RAUN 3 345 762779 G18-043 TAP 345 1 | P11:345:MEC:WSEC:3 | 0.05895 | Yes
GEN-2024-216 | 01 NORTH | G01 29SP | 635200 RAUN 3 345 645552 S3452 REACT3 345 1 | P11:345:MEC:WSEC:3 | 0.06007 | Yes
GEN-2024-216 | 01 NORTH | G01 29SP | 635200 RAUN 3 345 762779 G18-043 TAP 345 1 | P11:345:MEC:WSEC:4 | 0.05895 | Yes
GEN-2024-216 | 01 NORTH | G01 29SP | 601006 SPLT RK3 345 652864 SIOUXCY-LNX3 345 1 | P11:345:MEC:WSEC:4 | 0.06252 | Yes
GEN-2024-216 | 01 NORTH | G01 29SP | 635200 RAUN 3 345 645552 S3452 REACT3 345 1 | P11:345:MEC:WSEC:4 | 0.06007 | Yes
GEN-2024-216 | 01 NORTH | G01 29SP | 635200 RAUN 3 345 762779 G18-043 TAP 345 1 | P11:345:OPPD:LX002:NC:732.0 NEBCITY G2 | 0.05665 | Yes
GEN-2024-216 | 01 NORTH | G01 29SP | 635200 RAUN 3 345 645552 S3452 REACT3 345 1 | P11:345:OPPD:LX002:NC:732.0 NEBCITY G2 | 0.0577 | Yes
GEN-2024-216 | 01 NORTH | G01 29SP | 601067 BISON 3 345 620358 BUFFALO3 345 1 | P12:115:OTP:CSLTNET7:BUFFALO7:1 | 0.05963 | Yes
GEN-2024-216 | 01 NORTH | G01 29SP | 601067 BISON 3 345 658049 ALXLNRCTRT 345 1 | P12:115:OTP-MRES::HOOT LK7:FERGSFL7 | 0.05317 | Yes
GEN-2024-216 | 01 NORTH | G01 29SP | 658047 ALEXMRES3 345 658049 ALXLNRCTRT 345 Z1 | P12:115:OTP-MRES::HOOT LK7:FERGSFL7 | 0.05317 | Yes
GEN-2024-216 | 01 NORTH | G01 29SP | 601031 BRKNGCO3 345 620483 ASTORIA 3 345 1 | P12:230.0:UMZ:# N-1 #:: LINE BIGSTON4-BLAIR-ER4-1 :HV: | 0.07117 | Yes
GEN-2024-216 | 01 NORTH | G01 29SP | 620480 DEUEL CO 3 345 620483 ASTORIA 3 345 1 | P12:230.0:UMZ:# N-1 #:: LINE BIGSTON4-BLAIR-ER4-1 :HV: | 0.07024 | Yes
GEN-2024-216 | 01 NORTH | G01 29SP | 620417 BSSOUTH3 345 620480 DEUEL CO 3 345 1 | P12:230.0:UMZ:# N-1 #:: LINE BIGSTON4-BLAIR-ER4-1 :HV: | 0.07024 | Yes
GEN-2024-216 | 01 NORTH | G01 29SP | 652468 HEBRON 4 230 661053 MANDAN 4 230 1 | P12:230.0:UMZ:# N-1 #:: LINE DAGLUM__-BE4-BRADY___-PP4-1 :HV: | 0.10605 | Yes
GEN-2024-216 | 01 NORTH | G01 29SP | 661032 GLENDCT7 115 661033 CABINCR7 115 1 | P12:230.0:UMZ:# N-1 #:: LINE DAWSONC4-MI CTYE4-1 :HV: | 0.10697 | Yes
GEN-2024-216 | 01 NORTH | G01 29SP | 661033 CABINCR7 115 661034 KEYXLPS14 7 115 1 | P12:230.0:UMZ:# N-1 #:: LINE DAWSONC4-MI CTYE4-1 :HV: | 0.10697 | Yes
GEN-2024-216 | 01 NORTH | G01 29SP | 601006 SPLT RK3 345 652536 WHITE-SRX3 345 1 | P12:230.0:UMZ:# N-1 #:: LINE HANLON 4-STORLA__-BE4-1 :HV: | 0.06414 | Yes
GEN-2024-216 | 01 NORTH | G01 29SP | 661018 COYOTE 7 115 661021 WSTMD1 7 115 1 | P12:230.0:UMZ:# N-1 #:: LINE HEBRON 4-DICKINSN-BE4-1 :HV: | 0.05276 | Yes
GEN-2024-216 | 01 NORTH | G01 29SP | 661020 DIXGREENRVR7 115 661021 WSTMD1 7 115 1 | P12:230.0:UMZ:# N-1 #:: LINE HEBRON 4-DICKINSN-BE4-1 :HV: | 0.05276 | Yes
GEN-2024-216 | 01 NORTH | G01 29SP | 652468 HEBRON 4 230 661053 MANDAN 4 230 1 | P12:230.0:UMZ:# N-1 #:: LINE HEBRON 4-ND.SUN._-PP4-1 :HV: | 0.10641 | Yes
GEN-2024-216 | 01 NORTH | G01 29SP | 652200 GLENDIVE7 115 661032 GLENDCT7 115 1 | P12:230.0:UMZ:# N-1 #:: LINE MI CTYE4-BAKER 4-1 :HV: | 0.07347 | Yes
GEN-2024-216 | 01 NORTH | G01 29SP | 661005 BAKER 7 115 995811 BAKER TR1 115 1 | P12:230.0:UMZ:# N-1 #:: LINE MI CTYE4-BAKER 4-1 :HV: | 0.07347 | Yes
GEN-2024-216 | 01 NORTH | G01 29SP | 661005 BAKER 7 115 661034 KEYXLPS14 7 115 1 | P12:230.0:UMZ:# N-1 #:: LINE MI CTYE4-BAKER 4-1 :HV: | 0.07347 | Yes
GEN-2024-216 | 01 NORTH | G01 29SP | 661033 CABINCR7 115 661034 KEYXLPS14 7 115 1 | P12:230.0:UMZ:# N-1 #:: LINE MI CTYE4-BAKER 4-1 :HV: | 0.07347 | Yes
GEN-2024-216 | 01 NORTH | G01 29SP | 620369 JAMESTN3 345 657791 CENTER 3 345 1 | P12:230.0:UMZ:# N-1 #:: LINE OWAN -MW4-JUDSON__-BE4-Z :HV: | 0.08134 | Yes
GEN-2024-216 | 01 NORTH | G01 29SP | 620358 BUFFALO3 345 620369 JAMESTN3 345 1 | P12:230.0:UMZ:# N-1 #:: LINE OWAN -MW4-JUDSON__-BE4-Z :HV: | 0.05976 | Yes
GEN-2024-216 | 01 NORTH | G01 29SP | 601067 BISON 3 345 620358 BUFFALO3 345 1 | P12:230.0:UMZ:# N-1 #:: LINE OWAN -MW4-JUDSON__-BE4-Z :HV: | 0.05905 | Yes
GEN-2024-216 | 01 NORTH | G01 29SP | 601006 SPLT RK3 345 652536 WHITE-SRX3 345 1 | P12:230.0:UMZ:# N-1 #:: LINE OWAN -MW4-JUDSON__-BE4-Z :HV: | 0.06218 | Yes
GEN-2024-216 | 01 NORTH | G01 29SP | 601001 FORBES 2 500 601017 CHIS-N 2 500 1 | P12:230.0:UMZ:# N-1 #:: LINE OWAN -MW4-JUDSON__-BE4-Z :HV: | 0.06042 | Yes
GEN-2024-216 | 01 NORTH | G01 29SP | 601016 CHIS CO2 500 601017 CHIS-N 2 500 1 | P12:230.0:UMZ:# N-1 #:: LINE OWAN -MW4-JUDSON__-BE4-Z :HV: | 0.06042 | Yes
GEN-2024-216 | 01 NORTH | G01 29SP | 620358 BUFFALO3 345 620369 JAMESTN3 345 1 | P12:230.0:UMZ:# N-1 #:: LINE SHEYNNE4-FARGO 4-1 :HV: | 0.06658 | Yes
GEN-2024-216 | 01 NORTH | G01 29SP | 601006 SPLT RK3 345 652864 SIOUXCY-LNX3 345 1 | P12:230.0:UMZ:# N-1 #:: LINE SIOUXFL4-PAHOJA__-BE4-1 :HV: | 0.0699 | Yes
GEN-2024-216 | 01 NORTH | G01 29SP | 601006 SPLT RK3 345 652864 SIOUXCY-LNX3 345 1 | P12:230.0:UMZ:# N-1 #:: LINE UTICAJC4-RASMUSN-ER4-1 :HV: | 0.06549 | Yes
GEN-2024-216 | 01 NORTH | G01 29SP | 652468 HEBRON 4 230 661053 MANDAN 4 230 1 | P12:230.0:UMZ:# N-1 #:: LINE WARD 4-MANDAN 4-1 :HV: | 0.10131 | Yes
GEN-2024-216 | 01 NORTH | G01 29SP | 661032 GLENDCT7 115 661033 CABINCR7 115 1 | P12:230:MDU:BAKER:RHAME:1: | 0.12121 | Yes
GEN-2024-216 | 01 NORTH | G01 29SP | 661033 CABINCR7 115 661034 KEYXLPS14 7 115 1 | P12:230:MDU:BAKER:RHAME:1: | 0.12121 | Yes
GEN-2024-216 | 01 NORTH | G01 29SP | 620358 BUFFALO3 345 620369 JAMESTN3 345 1 | P12:230:MDU:ELLENDALE:ELLENDALE345:Z: | 0.06049 | Yes
GEN-2024-216 | 01 NORTH | G01 29SP | 601067 BISON 3 345 620358 BUFFALO3 345 1 | P12:230:MDU:ELLENDALE:ELLENDALE345:Z: | 0.05972 | Yes
GEN-2024-216 | 01 NORTH | G01 29SP | 601031 BRKNGCO3 345 620483 ASTORIA 3 345 1 | P12:230:MDU:ELLENDALE:ELLENDALE345:Z: | 0.06652 | Yes
GEN-2024-216 | 01 NORTH | G01 29SP | 620480 DEUEL CO 3 345 620483 ASTORIA 3 345 1 | P12:230:MDU:ELLENDALE:ELLENDALE345:Z: | 0.06566 | Yes
GEN-2024-216 | 01 NORTH | G01 29SP | 620417 BSSOUTH3 345 620480 DEUEL CO 3 345 1 | P12:230:MDU:ELLENDALE:ELLENDALE345:Z: | 0.06566 | Yes
GEN-2024-216 | 01 NORTH | G01 29SP | 620369 JAMESTN3 345 657791 CENTER 3 345 1 | P12:230:MDU:MANDAN:NAPOLEON SW:1: | 0.09486 | Yes
GEN-2024-216 | 01 NORTH | G01 29SP | 620369 JAMESTN3 345 657791 CENTER 3 345 1 | P12:230:MDU:MANDAN:ROUGHRIDER:1: | 0.0722 | Yes
GEN-2024-216 | 01 NORTH | G01 29SP | 661016 COYOTE 3 345 995810 661:COYOTE T 115 1 | P12:230:MDU:MANDAN:ROUGHRIDER:1: | 0.0521 | Yes
GEN-2024-216 | 01 NORTH | G01 29SP | 661018 COYOTE 7 115 995810 661:COYOTE T 115 1 | P12:230:MDU:MANDAN:ROUGHRIDER:1: | 0.0521 | Yes
GEN-2024-216 | 01 NORTH | G01 29SP | 620358 BUFFALO3 345 620369 JAMESTN3 345 1 | P12:230:MDU:MANDAN:ROUGHRIDER:1: | 0.05545 | Yes
GEN-2024-216 | 01 NORTH | G01 29SP | 601067 BISON 3 345 620358 BUFFALO3 345 1 | P12:230:MDU:MANDAN:ROUGHRIDER:1: | 0.05502 | Yes
GEN-2024-216 | 01 NORTH | G01 29SP | 615901 GRE-STANTON4 230 659106 LELAND_O-BE4 230 1 | P12:230:MDU:MANDAN:ROUGHRIDER:1: | 0.05255 | Yes
GEN-2024-216 | 01 NORTH | G01 29SP | 652468 HEBRON 4 230 661053 MANDAN 4 230 1 | P12:230:MDU:MANDAN:WARD:1: | 0.10131 | Yes
GEN-2024-216 | 01 NORTH | G01 29SP | 620369 JAMESTN3 345 657791 CENTER 3 345 1 | P12:230:MDU:MERRICOURT:WISHEK:1: | 0.09486 | Yes
GEN-2024-216 | 01 NORTH | G01 29SP | 657751 CENTER 4 230 657756 SQBUTTE4 230 1 | P12:230:MDU:MERRICOURT:WISHEK:1: | 0.0506 | Yes
GEN-2024-216 | 01 NORTH | G01 29SP | 652468 HEBRON 4 230 661053 MANDAN 4 230 1 | P12:230:MDU:MERRICOURT:WISHEK:1: | 0.1004 | Yes
GEN-2024-216 | 01 NORTH | G01 29SP | 620369 JAMESTN3 345 657791 CENTER 3 345 1 | P12:230:MDU:NAPOLEON SW:WISHEK:1: | 0.09486 | Yes
GEN-2024-216 | 01 NORTH | G01 29SP | 652468 HEBRON 4 230 661053 MANDAN 4 230 1 | P12:230:MDU:NAPOLEON SW:WISHEK:1: | 0.1004 | Yes
GEN-2024-216 | 01 NORTH | G01 29SP | 601031 BRKNGCO3 345 620483 ASTORIA 3 345 1 | P12:230:OTP:AUTO-SINGLE:BIGSTON4:BLAIR-ER41:HV: | 0.07117 | Yes
GEN-2024-216 | 01 NORTH | G01 29SP | 620480 DEUEL CO 3 345 620483 ASTORIA 3 345 1 | P12:230:OTP:AUTO-SINGLE:BIGSTON4:BLAIR-ER41:HV: | 0.07024 | Yes
GEN-2024-216 | 01 NORTH | G01 29SP | 620417 BSSOUTH3 345 620480 DEUEL CO 3 345 1 | P12:230:OTP:AUTO-SINGLE:BIGSTON4:BLAIR-ER41:HV: | 0.07024 | Yes
GEN-2024-216 | 01 NORTH | G01 29SP | 620369 JAMESTN3 345 657791 CENTER 3 345 1 | P12:230:OTP:ROUGHRIDER4:CENTER4:1 | 0.0722 | Yes
GEN-2024-216 | 01 NORTH | G01 29SP | 661016 COYOTE 3 345 995810 661:COYOTE T 115 1 | P12:230:OTP:ROUGHRIDER4:CENTER4:1 | 0.0521 | Yes
GEN-2024-216 | 01 NORTH | G01 29SP | 661018 COYOTE 7 115 995810 661:COYOTE T 115 1 | P12:230:OTP:ROUGHRIDER4:CENTER4:1 | 0.0521 | Yes
GEN-2024-216 | 01 NORTH | G01 29SP | 620358 BUFFALO3 345 620369 JAMESTN3 345 1 | P12:230:OTP:ROUGHRIDER4:CENTER4:1 | 0.05545 | Yes
GEN-2024-216 | 01 NORTH | G01 29SP | 601067 BISON 3 345 620358 BUFFALO3 345 1 | P12:230:OTP:ROUGHRIDER4:CENTER4:1 | 0.05502 | Yes
GEN-2024-216 | 01 NORTH | G01 29SP | 615901 GRE-STANTON4 230 659106 LELAND_O-BE4 230 1 | P12:230:OTP:ROUGHRIDER4:CENTER4:1 | 0.05255 | Yes
GEN-2024-216 | 01 NORTH | G01 29SP | 601067 BISON 3 345 658049 ALXLNRCTRT 345 1 | P12:230:OTP:WAHPETN4:FERGSFL4:1 | 0.0531 | Yes
GEN-2024-216 | 01 NORTH | G01 29SP | 658047 ALEXMRES3 345 658049 ALXLNRCTRT 345 Z1 | P12:230:OTP:WAHPETN4:FERGSFL4:1 | 0.0531 | Yes
GEN-2024-216 | 01 NORTH | G01 29SP | 661032 GLENDCT7 115 661033 CABINCR7 115 1 | P12:230:UMZ:# 20045 #:: PROPER N-1 FOR TAP LITTL_MS-BE4:HV: | 0.12121 | Yes
GEN-2024-216 | 01 NORTH | G01 29SP | 661033 CABINCR7 115 661034 KEYXLPS14 7 115 1 | P12:230:UMZ:# 20045 #:: PROPER N-1 FOR TAP LITTL_MS-BE4:HV: | 0.12121 | Yes
GEN-2024-216 | 01 NORTH | G01 29SP | 620358 BUFFALO3 345 620369 JAMESTN3 345 1 | P12:230:XEL-WAPA:SHEYNNE4:FARGO4:1 | 0.06658 | Yes
GEN-2024-216 | 01 NORTH | G01 29SP | 652468 HEBRON 4 230 661053 MANDAN 4 230 1 | P12:345.0:UMZ:# N-1 #:: LINE ANTELOPE-BE3-ROUNDUP_-BE3-1 :EHV: | 0.11625 | Yes
GEN-2024-216 | 01 NORTH | G01 29SP | 601006 SPLT RK3 345 652864 SIOUXCY-LNX3 345 1 | P12:345.0:UMZ:# N-1 #:: LINE FTTHOM2-LNX3-GRPRAR2-LNX3-1 :EHV: | 0.0723 | Yes
GEN-2024-216 | 01 NORTH | G01 29SP | 601006 SPLT RK3 345 652864 SIOUXCY-LNX3 345 1 | P12:345.0:UMZ:# N-1 #:: LINE FTTHOMP3-FTTHOM2-LNX3-Z :EHV: | 0.0723 | Yes
GEN-2024-216 | 01 NORTH | G01 29SP | 601006 SPLT RK3 345 652536 WHITE-SRX3 345 1 | P12:345.0:UMZ:# N-1 #:: LINE GR PRAIRIE 3-GRPRAR1-LNX3-Z :EHV: | 0.06661 | Yes
GEN-2024-216 | 01 NORTH | G01 29SP | 601006 SPLT RK3 345 652864 SIOUXCY-LNX3 345 1 | P12:345.0:UMZ:# N-1 #:: LINE GR PRAIRIE 3-GRPRAR1-LNX3-Z :EHV: | 0.07074 | Yes
GEN-2024-216 | 01 NORTH | G01 29SP | 635200 RAUN 3 345 635398 REMSEN 3 345 1 | P12:345.0:UMZ:# N-1 #:: LINE GR PRAIRIE 3-GRPRAR1-LNX3-Z :EHV: | 0.05589 | Yes
GEN-2024-216 | 01 NORTH | G01 29SP | 601048 LYON CO 3 345 631138 LAKEFLD3 345 1 | P12:345.0:UMZ:# N-1 #:: LINE GR PRAIRIE 3-GRPRAR1-LNX3-Z :EHV: | 0.06244 | Yes
GEN-2024-216 | 01 NORTH | G01 29SP | 635398 REMSEN 3 345 635399 CHEROKEE 3 345 1 | P12:345.0:UMZ:# N-1 #:: LINE GR PRAIRIE 3-GRPRAR1-LNX3-Z :EHV: | 0.05589 | Yes
GEN-2024-216 | 01 NORTH | G01 29SP | 635399 CHEROKEE 3 345 635400 HIGHLAND 3 345 1 | P12:345.0:UMZ:# N-1 #:: LINE GR PRAIRIE 3-GRPRAR1-LNX3-Z :EHV: | 0.05589 | Yes
GEN-2024-216 | 01 NORTH | G01 29SP | 631193 HUNTLEY3 345 631197 LEDYARD3 345 1 | P12:345.0:UMZ:# N-1 #:: LINE GR PRAIRIE 3-GRPRAR1-LNX3-Z :EHV: | 0.06379 | Yes
GEN-2024-216 | 01 NORTH | G01 29SP | 601006 SPLT RK3 345 652864 SIOUXCY-LNX3 345 1 | P12:345.0:UMZ:# N-1 #:: LINE GR PRAIRIE 3-GRPRAR2-LNX3-Z :EHV: | 0.0723 | Yes
GEN-2024-216 | 01 NORTH | G01 29SP | 620369 JAMESTN3 345 657791 CENTER 3 345 1 | P12:345.0:UMZ:# N-1 #:: LINE GROTON__-BE3-GR.LS-LO-BE3-Z :EHV: | 0.09285 | Yes
GEN-2024-216 | 01 NORTH | G01 29SP | 601006 SPLT RK3 345 652536 WHITE-SRX3 345 1 | P12:345.0:UMZ:# N-1 #:: LINE HOLT.CO3-GRPRAR1-LNX3-1 :EHV: | 0.06661 | Yes
GEN-2024-216 | 01 NORTH | G01 29SP | 601006 SPLT RK3 345 652864 SIOUXCY-LNX3 345 1 | P12:345.0:UMZ:# N-1 #:: LINE HOLT.CO3-GRPRAR1-LNX3-1 :EHV: | 0.07074 | Yes
GEN-2024-216 | 01 NORTH | G01 29SP | 635200 RAUN 3 345 635398 REMSEN 3 345 1 | P12:345.0:UMZ:# N-1 #:: LINE HOLT.CO3-GRPRAR1-LNX3-1 :EHV: | 0.05589 | Yes
GEN-2024-216 | 01 NORTH | G01 29SP | 601048 LYON CO 3 345 631138 LAKEFLD3 345 1 | P12:345.0:UMZ:# N-1 #:: LINE HOLT.CO3-GRPRAR1-LNX3-1 :EHV: | 0.06244 | Yes
GEN-2024-216 | 01 NORTH | G01 29SP | 635398 REMSEN 3 345 635399 CHEROKEE 3 345 1 | P12:345.0:UMZ:# N-1 #:: LINE HOLT.CO3-GRPRAR1-LNX3-1 :EHV: | 0.05589 | Yes
GEN-2024-216 | 01 NORTH | G01 29SP | 635399 CHEROKEE 3 345 635400 HIGHLAND 3 345 1 | P12:345.0:UMZ:# N-1 #:: LINE HOLT.CO3-GRPRAR1-LNX3-1 :EHV: | 0.05589 | Yes
GEN-2024-216 | 01 NORTH | G01 29SP | 631193 HUNTLEY3 345 631197 LEDYARD3 345 1 | P12:345.0:UMZ:# N-1 #:: LINE HOLT.CO3-GRPRAR1-LNX3-1 :EHV: | 0.06379 | Yes
GEN-2024-216 | 01 NORTH | G01 29SP | 603023 MALLARD7 115 659155 LOGAN___-BE7 115 1 | P12:345.0:UMZ:# N-1 #:: LINE LELAND_O-BE3-CRANECRK-BE3-1 :EHV: | 0.05094 | Yes
GEN-2024-216 | 01 NORTH | G01 29SP | 620369 JAMESTN3 345 657791 CENTER 3 345 1 | P12:345.0:UMZ:# N-1 #:: LINE LELAND_O-BE3-LO.LS-GR-BE3-Z :EHV: | 0.09285 | Yes
GEN-2024-216 | 01 NORTH | G01 29SP | 601048 LYON CO 3 345 631138 LAKEFLD3 345 1 | P12:345.0:UMZ:# N-1 #:: LINE SPLT RK3-WHITE-SRX3-1 :EHV: | 0.07391 | Yes
GEN-2024-216 | 01 NORTH | G01 29SP | 635200 RAUN 3 345 652564 SIOUXCY3 345 1 | P12:345.0:UMZ:# N-1 #:: LINE SPLT RK3-WHITE-SRX3-1 :EHV: | 0.06285 | Yes
GEN-2024-216 | 01 NORTH | G01 29SP | 620369 JAMESTN3 345 657791 CENTER 3 345 1 | P12:345.0:UMZ:# N-1 #:: LINE WATERTN3-CROCKER_-BE3-1 :EHV: | 0.08571 | Yes
GEN-2024-216 | 01 NORTH | G01 29SP | 601031 BRKNGCO3 345 620483 ASTORIA 3 345 1 | P12:345.0:UMZ:# N-1 #:: LINE WATERTN3-CROCKER_-BE3-1 :EHV: | 0.07682 | Yes
GEN-2024-216 | 01 NORTH | G01 29SP | 620480 DEUEL CO 3 345 620483 ASTORIA 3 345 1 | P12:345.0:UMZ:# N-1 #:: LINE WATERTN3-CROCKER_-BE3-1 :EHV: | 0.07562 | Yes
GEN-2024-216 | 01 NORTH | G01 29SP | 620417 BSSOUTH3 345 620480 DEUEL CO 3 345 1 | P12:345.0:UMZ:# N-1 #:: LINE WATERTN3-CROCKER_-BE3-1 :EHV: | 0.07562 | Yes
GEN-2024-216 | 01 NORTH | G01 29SP | 601031 BRKNGCO3 345 620483 ASTORIA 3 345 1 | P12:345.0:UMZ:# N-1 #:: LINE WATERTN3-WATERTN-LNX3-Z :EHV: | 0.08796 | Yes
GEN-2024-216 | 01 NORTH | G01 29SP | 620480 DEUEL CO 3 345 620483 ASTORIA 3 345 1 | P12:345.0:UMZ:# N-1 #:: LINE WATERTN3-WATERTN-LNX3-Z :EHV: | 0.08575 | Yes
GEN-2024-216 | 01 NORTH | G01 29SP | 620417 BSSOUTH3 345 620480 DEUEL CO 3 345 1 | P12:345.0:UMZ:# N-1 #:: LINE WATERTN3-WATERTN-LNX3-Z :EHV: | 0.08575 | Yes
GEN-2024-216 | 01 NORTH | G01 29SP | 601031 BRKNGCO3 345 620483 ASTORIA 3 345 1 | P12:345.0:UMZ:# N-1 #:: LINE WHITE 3-DEERCREK-BE3-1 :EHV: | 0.06323 | Yes
GEN-2024-216 | 01 NORTH | G01 29SP | 601031 BRKNGCO3 345 620483 ASTORIA 3 345 1 | P12:345.0:UMZ:# N-1 #:: LINE WHITE 3-WATERTN-LNX3-1 :EHV: | 0.08796 | Yes
GEN-2024-216 | 01 NORTH | G01 29SP | 620480 DEUEL CO 3 345 620483 ASTORIA 3 345 1 | P12:345.0:UMZ:# N-1 #:: LINE WHITE 3-WATERTN-LNX3-1 :EHV: | 0.08575 | Yes
GEN-2024-216 | 01 NORTH | G01 29SP | 620417 BSSOUTH3 345 620480 DEUEL CO 3 345 1 | P12:345.0:UMZ:# N-1 #:: LINE WHITE 3-WATERTN-LNX3-1 :EHV: | 0.08575 | Yes
GEN-2024-216 | 01 NORTH | G01 29SP | 601048 LYON CO 3 345 631138 LAKEFLD3 345 1 | P12:345.0:UMZ:# N-1 #:: LINE WHITE-SRX3-WHITE 3-SX :EHV: | 0.07391 | Yes
GEN-2024-216 | 01 NORTH | G01 29SP | 635200 RAUN 3 345 652564 SIOUXCY3 345 1 | P12:345.0:UMZ:# N-1 #:: LINE WHITE-SRX3-WHITE 3-SX :EHV: | 0.06285 | Yes
GEN-2024-216 | 01 NORTH | G01 29SP | 631139 HAZLTON3 345 631270 LASALLE 3 345 1 | P12:345:ATC-XEL:W-13:NMAB5_345:BRIGGSRDNLL:EHV: | 0.05104 | Yes
GEN-2024-216 | 01 NORTH | G01 29SP | 631144 MITCHLCO3 345 631270 LASALLE 3 345 1 | P12:345:ATC-XEL:W-13:NMAB5_345:BRIGGSRDNLL:EHV: | 0.05104 | Yes
GEN-2024-216 | 01 NORTH | G01 29SP | 601002 ADAMS 3 345 631144 MITCHLCO3 345 1 | P12:345:ATC-XEL:W-13:NMAB5_345:BRIGGSRDNLL:EHV: | 0.05104 | Yes
GEN-2024-216 | 01 NORTH | G01 29SP | 601002 ADAMS 3 345 615306 GRE-PL VLLY3 345 1 | P12:345:ATC-XEL:W-13:NMAB5_345:BRIGGSRDNLL:EHV: | 0.05226 | Yes
GEN-2024-216 | 01 NORTH | G01 29SP | 631193 HUNTLEY3 345 631197 LEDYARD3 345 1 | P12:345:ITCM-MEC:HAZLTON:LASALLE:1 | 0.06566 | Yes
GEN-2024-216 | 01 NORTH | G01 29SP | 615901 GRE-STANTON4 230 659106 LELAND_O-BE4 230 1 | P12:345:MDU:CENTER:COYOTE:1COYOTE RAS - ON: | 0.05135 | Yes
GEN-2024-216 | 01 NORTH | G01 29SP | 636000 WEBSTER3 345 636010 LEHIGH 3 345 1 | P12:345:MEC:GARD AVE:LEHIGH:1REACTOR:EHV: | 0.05014 | Yes
GEN-2024-216 | 01 NORTH | G01 29SP | 636000 WEBSTER3 345 636010 LEHIGH 3 345 1 | P12:345:MEC:IDA CO:GARD AVE:1 | 0.05014 | Yes
GEN-2024-216 | 01 NORTH | G01 29SP | 635200 RAUN 3 345 635398 REMSEN 3 345 1 | P12:345:MEC:KOSSUTH:IRVINGTON:1 | 0.05831 | Yes
GEN-2024-216 | 01 NORTH | G01 29SP | 635398 REMSEN 3 345 635399 CHEROKEE 3 345 1 | P12:345:MEC:KOSSUTH:IRVINGTON:1 | 0.05831 | Yes
GEN-2024-216 | 01 NORTH | G01 29SP | 635399 CHEROKEE 3 345 635400 HIGHLAND 3 345 1 | P12:345:MEC:KOSSUTH:IRVINGTON:1 | 0.05831 | Yes
GEN-2024-216 | 01 NORTH | G01 29SP | 635200 RAUN 3 345 635398 REMSEN 3 345 1 | P12:345:MEC:PALO ALTO:KOSSUTH:1REACTOR:EHV: | 0.05163 | Yes
GEN-2024-216 | 01 NORTH | G01 29SP | 631138 LAKEFLD3 345 635368 OBRIEN 3 345 1 | P12:345:MEC:PALO ALTO:KOSSUTH:1REACTOR:EHV: | 0.05446 | Yes
GEN-2024-216 | 01 NORTH | G01 29SP | 635398 REMSEN 3 345 635399 CHEROKEE 3 345 1 | P12:345:MEC:PALO ALTO:KOSSUTH:1REACTOR:EHV: | 0.05163 | Yes
GEN-2024-216 | 01 NORTH | G01 29SP | 635399 CHEROKEE 3 345 635400 HIGHLAND 3 345 1 | P12:345:MEC:PALO ALTO:KOSSUTH:1REACTOR:EHV: | 0.05163 | Yes
GEN-2024-216 | 01 NORTH | G01 29SP | 631193 HUNTLEY3 345 631197 LEDYARD3 345 1 | P12:345:MEC:PALO ALTO:KOSSUTH:1REACTOR:EHV: | 0.06209 | Yes
GEN-2024-216 | 01 NORTH | G01 29SP | 601006 SPLT RK3 345 652864 SIOUXCY-LNX3 345 1 | P12:345:MEC:RAUN:REMSEN:1 | 0.07194 | Yes
GEN-2024-216 | 01 NORTH | G01 29SP | 635200 RAUN 3 345 635398 REMSEN 3 345 1 | P12:345:MEC:WEBSTER:IRVINGTON:1REACTOR:EHV: | 0.05831 | Yes
GEN-2024-216 | 01 NORTH | G01 29SP | 635398 REMSEN 3 345 635399 CHEROKEE 3 345 1 | P12:345:MEC:WEBSTER:IRVINGTON:1REACTOR:EHV: | 0.05831 | Yes
GEN-2024-216 | 01 NORTH | G01 29SP | 635399 CHEROKEE 3 345 635400 HIGHLAND 3 345 1 | P12:345:MEC:WEBSTER:IRVINGTON:1REACTOR:EHV: | 0.05831 | Yes
GEN-2024-216 | 01 NORTH | G01 29SP | 620480 DEUEL CO 3 345 620483 ASTORIA 3 345 1 | P12:345:MRES:ALXLNRCTRT:BISON 3:CAPX-ALXLNRCTRT-BISON 3 | 0.07389 | Yes
GEN-2024-216 | 01 NORTH | G01 29SP | 620417 BSSOUTH3 345 620480 DEUEL CO 3 345 1 | P12:345:MRES:ALXLNRCTRT:BISON 3:CAPX-ALXLNRCTRT-BISON 3 | 0.07389 | Yes
GEN-2024-216 | 01 NORTH | G01 29SP | 635200 RAUN 3 345 645552 S3452 REACT3 345 1 | P12:345:OPPD-MEC:S3451-RAUN:::EHV: | 0.08415 | Yes
GEN-2024-216 | 01 NORTH | G01 29SP | 635200 RAUN 3 345 652564 SIOUXCY3 345 1 | P12:345:OPPD-MEC:S3451-RAUN:::EHV: | 0.06428 | Yes
GEN-2024-216 | 01 NORTH | G01 29SP | 620480 DEUEL CO 3 345 620483 ASTORIA 3 345 1 | P12:345:OTP:ASTORIA3:J510ASTOR3:1 | 0.06461 | Yes
GEN-2024-216 | 01 NORTH | G01 29SP | 620417 BSSOUTH3 345 620480 DEUEL CO 3 345 1 | P12:345:OTP:ASTORIA3:J510ASTOR3:1 | 0.06461 | Yes
GEN-2024-216 | 01 NORTH | G01 29SP | 620358 BUFFALO3 345 620369 JAMESTN3 345 1 | P12:345:OTP:BSSOUTH3:TWINBRKS3:1 | 0.07424 | Yes
GEN-2024-216 | 01 NORTH | G01 29SP | 601067 BISON 3 345 620358 BUFFALO3 345 1 | P12:345:OTP:BSSOUTH3:TWINBRKS3:1 | 0.07291 | Yes
GEN-2024-216 | 01 NORTH | G01 29SP | 602006 SHEYNNE4 230 652435 FARGO 4 230 1 | P12:345:OTP:BUFFALO3:JAMESTN3:1 | 0.0529 | Yes
GEN-2024-216 | 01 NORTH | G01 29SP | 620416 TWIN BRKS 3 345 620417 BSSOUTH3 345 1 | P12:345:OTP:BUFFALO3:JAMESTN3:1 | 0.05635 | Yes
GEN-2024-216 | 01 NORTH | G01 29SP | 620369 JAMESTN3 345 620769 JMS SHUNT 3 345 Z | P12:345:OTP:BUFFALO3:JAMESTN3:1 | 0.05267 | Yes
GEN-2024-216 | 01 NORTH | G01 29SP | 620769 JMS SHUNT 3 345 661952 ELN345SHNT23 345 1 | P12:345:OTP:BUFFALO3:JAMESTN3:1 | 0.05267 | Yes
GEN-2024-216 | 01 NORTH | G01 29SP | 661097 ELLENDL345 3 345 661952 ELN345SHNT23 345 Z | P12:345:OTP:BUFFALO3:JAMESTN3:1 | 0.05267 | Yes
GEN-2024-216 | 01 NORTH | G01 29SP | 661097 ELLENDL345 3 345 661950 ELN345SHNT 3 345 Z | P12:345:OTP:BUFFALO3:JAMESTN3:1 | 0.05635 | Yes
GEN-2024-216 | 01 NORTH | G01 29SP | 620416 TWIN BRKS 3 345 661950 ELN345SHNT 3 345 1 | P12:345:OTP:BUFFALO3:JAMESTN3:1 | 0.05635 | Yes
GEN-2024-216 | 01 NORTH | G01 29SP | 620369 JAMESTN3 345 657791 CENTER 3 345 1 | P12:345:OTP:CENTER3:CNTSHNT3:Z1 | 0.09091 | Yes
GEN-2024-216 | 01 NORTH | G01 29SP | 620358 BUFFALO3 345 620369 JAMESTN3 345 1 | P12:345:OTP:CENTER3:CNTSHNT3:Z1 | 0.06709 | Yes
GEN-2024-216 | 01 NORTH | G01 29SP | 601067 BISON 3 345 620358 BUFFALO3 345 1 | P12:345:OTP:CENTER3:CNTSHNT3:Z1 | 0.06578 | Yes
GEN-2024-216 | 01 NORTH | G01 29SP | 657751 CENTER 4 230 657756 SQBUTTE4 230 1 | P12:345:OTP:CENTER3:COYOTE3:1 RAS OFF:EHV: | 0.05271 | Yes
GEN-2024-216 | 01 NORTH | G01 29SP | 615901 GRE-STANTON4 230 659106 LELAND_O-BE4 230 1 | P12:345:OTP:CENTER3:COYOTE3:1 RAS OFF:EHV: | 0.05135 | Yes
GEN-2024-216 | 01 NORTH | G01 29SP | 602006 SHEYNNE4 230 652435 FARGO 4 230 1 | P12:345:OTP:JAMESTN3:CENTER3:1 | 0.05635 | Yes
GEN-2024-216 | 01 NORTH | G01 29SP | 661091 NAPOLEON SW4 230 661094 WISHEK 4 230 1 | P12:345:OTP:JAMESTN3:CENTER3:1 | 0.05593 | Yes
GEN-2024-216 | 01 NORTH | G01 29SP | 661093 MERRCRT4 230 661094 WISHEK 4 230 1 | P12:345:OTP:JAMESTN3:CENTER3:1 | 0.05593 | Yes
GEN-2024-216 | 01 NORTH | G01 29SP | 601001 FORBES 2 500 601013 ROSEAUS2 500 1 | P12:345:OTP:JAMESTN3:CENTER3:1 | 0.05242 | Yes
GEN-2024-216 | 01 NORTH | G01 29SP | 661053 MANDAN 4 230 661091 NAPOLEON SW4 230 1 | P12:345:OTP:JAMESTN3:CENTER3:1 | 0.05593 | Yes
GEN-2024-216 | 01 NORTH | G01 29SP | 601012 ROSEAUN2 500 667501 RIEL 2 500 1 | P12:345:OTP:JAMESTN3:CENTER3:1 | 0.05242 | Yes
GEN-2024-216 | 01 NORTH | G01 29SP | 601013 ROSEAUS2 500 601038 ROSEAUM 2 500 1 | P12:345:OTP:JAMESTN3:CENTER3:1 | 0.05242 | Yes
GEN-2024-216 | 01 NORTH | G01 29SP | 601012 ROSEAUN2 500 601038 ROSEAUM 2 500 1 | P12:345:OTP:JAMESTN3:CENTER3:1 | 0.05242 | Yes
GEN-2024-216 | 01 NORTH | G01 29SP | 601001 FORBES 2 500 601017 CHIS-N 2 500 1 | P12:345:OTP:JAMESTN3:CENTER3:1 | 0.06636 | Yes
GEN-2024-216 | 01 NORTH | G01 29SP | 601016 CHIS CO2 500 601017 CHIS-N 2 500 1 | P12:345:OTP:JAMESTN3:CENTER3:1 | 0.06636 | Yes
GEN-2024-216 | 01 NORTH | G01 29SP | 652468 HEBRON 4 230 661053 MANDAN 4 230 1 | P12:345:OTP:JAMESTN3:CENTER3:1 | 0.10229 | Yes
GEN-2024-216 | 01 NORTH | G01 29SP | 601003 PR ISLD3 345 601039 NROC 3 345 1 | P12:345:XEL:ASK-ECL | 0.05561 | Yes
GEN-2024-216 | 01 NORTH | G01 29SP | 601014 AS KING3 345 601021 KOLMNLK3 345 1 | P12:345:XEL:ASKING3:CHISCO3:1 | 0.05242 | Yes
GEN-2024-216 | 01 NORTH | G01 29SP | 601048 LYON CO 3 345 631138 LAKEFLD3 345 1 | P12:345:XEL:HELENA3:GRE-CDRMTH13:1 | 0.05981 | Yes
GEN-2024-216 | 01 NORTH | G01 29SP | 601048 LYON CO 3 345 631138 LAKEFLD3 345 1 | P12:345:XEL:HELENA3:GRE-CDRMTH23:2 | 0.05983 | Yes
GEN-2024-216 | 01 NORTH | G01 29SP | 601006 SPLT RK3 345 652536 WHITE-SRX3 345 1 | P12:345:XEL:LYONCO3:HAWKSNEST3:1 | 0.06671 | Yes
GEN-2024-216 | 01 NORTH | G01 29SP | 601003 PR ISLD3 345 601039 NROC 3 345 1 | P12:345:XEL:NROC3:HMPTCNR3:1 | 0.06631 | Yes
GEN-2024-216 | 01 NORTH | G01 29SP | 601039 NROC 3 345 601051 HMPT CNR3 345 1 | P12:345:XEL:PRISLD3:NROC3:1 | 0.06138 | Yes
GEN-2024-216 | 01 NORTH | G01 29SP | 631193 HUNTLEY3 345 631197 LEDYARD3 345 1 | P12:345:XEL:WILMART3:SHEASLK3:1 | 0.05081 | Yes
GEN-2024-216 | 01 NORTH | G01 29SP | 620416 TWIN BRKS 3 345 620417 BSSOUTH3 345 1 | P12:345:XEL-OTP:BISON3:BUFFALO3:1 | 0.05308 | Yes
GEN-2024-216 | 01 NORTH | G01 29SP | 661097 ELLENDL345 3 345 661950 ELN345SHNT 3 345 Z | P12:345:XEL-OTP:BISON3:BUFFALO3:1 | 0.05308 | Yes
GEN-2024-216 | 01 NORTH | G01 29SP | 620416 TWIN BRKS 3 345 661950 ELN345SHNT 3 345 1 | P12:345:XEL-OTP:BISON3:BUFFALO3:1 | 0.05308 | Yes
GEN-2024-216 | 01 NORTH | G01 29SP | 601067 BISON 3 345 658049 ALXLNRCTRT 345 1 | P12:345:XEL-OTP:BRKNGCO3:ASTORIA3:1 | 0.05703 | Yes
GEN-2024-216 | 01 NORTH | G01 29SP | 658047 ALEXMRES3 345 658049 ALXLNRCTRT 345 Z1 | P12:345:XEL-OTP:BRKNGCO3:ASTORIA3:1 | 0.05703 | Yes
GEN-2024-216 | 01 NORTH | G01 29SP | 601067 BISON 3 345 658049 ALXLNRCTRT 345 1 | P12:500:XEL-GRE-MP:FORBES-CHISAGO COUNTY 500 | 0.05511 | Yes
GEN-2024-216 | 01 NORTH | G01 29SP | 658047 ALEXMRES3 345 658049 ALXLNRCTRT 345 Z1 | P12:500:XEL-GRE-MP:FORBES-CHISAGO COUNTY 500 | 0.05511 | Yes
GEN-2024-216 | 01 NORTH | G01 29SP | 620358 BUFFALO3 345 620369 JAMESTN3 345 1 | P13:034-230-345:MDU:ELLENDALE345:1: | 0.05976 | Yes
GEN-2024-216 | 01 NORTH | G01 29SP | 601067 BISON 3 345 620358 BUFFALO3 345 1 | P13:034-230-345:MDU:ELLENDALE345:1: | 0.05905 | Yes
GEN-2024-216 | 01 NORTH | G01 29SP | 657756 SQBUTTE4 230 995911 620:CENTER # 230 1 | P13:230:OTP:SQBUTTE4:CENTER3:CENTR2TE2:HV: | 0.06139 | Yes
GEN-2024-216 | 01 NORTH | G01 29SP | 657791 CENTER 3 345 995911 620:CENTER # 230 1 | P13:230:OTP:SQBUTTE4:CENTER3:CENTR2TE2:HV: | 0.06139 | Yes
GEN-2024-216 | 01 NORTH | G01 29SP | 620369 JAMESTN3 345 657791 CENTER 3 345 1 | P13:230-24:OTP:BIGSTON4:BIGSTN1G:1 | 0.08134 | Yes
GEN-2024-216 | 01 NORTH | G01 29SP | 652468 HEBRON 4 230 661053 MANDAN 4 230 1 | P13:230-34.5:UMZ:# N-1 #:: 3WND ND.SUN._-PP4-ND.SUN._-PP9-ND.SUN.T-PP9-1 SFW.GSU.T1:HV: | 0.10641 | Yes
GEN-2024-216 | 01 NORTH | G01 29SP | 635200 RAUN 3 345 762779 G18-043 TAP 345 1 | P13:345:OPPD:NEBCTY2G:::EHV: | 0.05665 | Yes
GEN-2024-216 | 01 NORTH | G01 29SP | 635200 RAUN 3 345 645552 S3452 REACT3 345 1 | P13:345:OPPD:NEBCTY2G:::EHV: | 0.0577 | Yes
GEN-2024-216 | 01 NORTH | G01 29SP | 601016 CHIS CO2 500 996557 C055765(2-4) 345 9 | P13:345:XEL:CHISCO2:CHISCO3:CHIST1910:EHV: | 0.05856 | Yes
GEN-2024-216 | 01 NORTH | G01 29SP | 601018 CHIS CO3 345 996557 C055765(2-4) 345 9 | P13:345:XEL:CHISCO2:CHISCO3:CHIST1910:EHV: | 0.05856 | Yes
GEN-2024-216 | 01 NORTH | G01 29SP | 601016 CHIS CO2 500 996556 C073455(1-2) 345 10 | P13:345:XEL:CHISCO2:CHISCO3:CHIST299:EHV: | 0.05851 | Yes
GEN-2024-216 | 01 NORTH | G01 29SP | 601018 CHIS CO3 345 996556 C073455(1-2) 345 10 | P13:345:XEL:CHISCO2:CHISCO3:CHIST299:EHV: | 0.05851 | Yes
GEN-2024-216 | 01 NORTH | G01 29SP | 601001 FORBES 2 500 601017 CHIS-N 2 500 1 | P13:345:XEL:MNTCE31G:MNTCELO3:1 | 0.06042 | Yes
GEN-2024-216 | 01 NORTH | G01 29SP | 601016 CHIS CO2 500 601017 CHIS-N 2 500 1 | P13:345:XEL:MNTCE31G:MNTCELO3:1 | 0.06042 | Yes
GEN-2024-216 | 01 NORTH | G01 29SP | 601067 BISON 3 345 658049 ALXLNRCTRT 345 1 | P13:345:XEL:MNTCE31G:MNTCELO3:1 | 0.05026 | Yes
GEN-2024-216 | 01 NORTH | G01 29SP | 658047 ALEXMRES3 345 658049 ALXLNRCTRT 345 Z1 | P13:345:XEL:MNTCE31G:MNTCELO3:1 | 0.05026 | Yes
GEN-2024-216 | 01 NORTH | G01 29SP | 601001 FORBES 2 500 601017 CHIS-N 2 500 1 | P13:345:XEL:PRIS31G:PRISLD3:1 | 0.06042 | Yes
GEN-2024-216 | 01 NORTH | G01 29SP | 601016 CHIS CO2 500 601017 CHIS-N 2 500 1 | P13:345:XEL:PRIS31G:PRISLD3:1 | 0.06042 | Yes
GEN-2024-216 | 01 NORTH | G01 29SP | 601001 FORBES 2 500 601017 CHIS-N 2 500 1 | P13:345:XEL:PRIS32G:PRISLD3:2 | 0.06042 | Yes
GEN-2024-216 | 01 NORTH | G01 29SP | 601016 CHIS CO2 500 601017 CHIS-N 2 500 1 | P13:345:XEL:PRIS32G:PRISLD3:2 | 0.06042 | Yes
GEN-2024-216 | 01 NORTH | G01 29SP | 601031 BRKNGCO3 345 620483 ASTORIA 3 345 1 | P13:345-18.0:UMZ:# N-1 #:: 3WND DEERCREK-BE3-DEERC_CT-BEG-DEERC_ST-BEG-1 DEERCRK KU1A:EHV: | 0.06323 | Yes
GEN-2024-216 | 01 NORTH | G01 29SP | 652468 HEBRON 4 230 661053 MANDAN 4 230 1 | P13:345-24.0:UMZ:# N-1 #:: 2WND LRS_1___-MBG-LARAMIE_-MB3-1 :EHV: | 0.1054 | Yes
GEN-2024-216 | 01 NORTH | G01 29SP | 620369 JAMESTN3 345 657791 CENTER 3 345 1 | P14:345:UMZ:# 7211 #:: PROPER TAKE LINE WITH GROTON-LELAND OLDS LINE REACTOR:EHV: | 0.09285 | Yes
GEN-2024-216 | 01 NORTH | G01 29SP | 620369 JAMESTN3 345 657791 CENTER 3 345 1 | P14:345:UMZ:# 7212 #:: PROPER TAKE LINE WITH LELAND OLDS-GROTON LINE REACTOR:EHV: | 0.09285 | Yes
GEN-2024-216 | 01 NORTH | G01 29SP | 620369 JAMESTN3 345 657791 CENTER 3 345 1 | P14:345:UMZ:# 7220 #:: PROPER MINNKOTA CON FOR CENTER SHUNT TAKES LINE:EHV: | 0.09091 | Yes
GEN-2024-216 | 01 NORTH | G01 29SP | 620358 BUFFALO3 345 620369 JAMESTN3 345 1 | P14:345:UMZ:# 7220 #:: PROPER MINNKOTA CON FOR CENTER SHUNT TAKES LINE:EHV: | 0.06709 | Yes
GEN-2024-216 | 01 NORTH | G01 29SP | 601067 BISON 3 345 620358 BUFFALO3 345 1 | P14:345:UMZ:# 7220 #:: PROPER MINNKOTA CON FOR CENTER SHUNT TAKES LINE:EHV: | 0.06578 | Yes
GEN-2024-216 | 01 NORTH | G01 29SP | 661032 GLENDCT7 115 661033 CABINCR7 115 1 | P21:230:MDU:BAKER:LITTLE MISSOURI:1: | 0.12121 | Yes
GEN-2024-216 | 01 NORTH | G01 29SP | 661033 CABINCR7 115 661034 KEYXLPS14 7 115 1 | P21:230:MDU:BAKER:LITTLE MISSOURI:1: | 0.12121 | Yes
GEN-2024-216 | 01 NORTH | G01 29SP | 661032 GLENDCT7 115 661033 CABINCR7 115 1 | P21:230:MDU:LITTLE MISSOURI:RHAME:1: | 0.12121 | Yes
GEN-2024-216 | 01 NORTH | G01 29SP | 661033 CABINCR7 115 661034 KEYXLPS14 7 115 1 | P21:230:MDU:LITTLE MISSOURI:RHAME:1: | 0.12121 | Yes
GEN-2024-216 | 01 NORTH | G01 29SP | 620358 BUFFALO3 345 620369 JAMESTN3 345 1 | P21:345:MDU:ELLENDALE JETX REACTOR:JMS SHUNT REACTOR:1: | 0.07299 | Yes
GEN-2024-216 | 01 NORTH | G01 29SP | 601067 BISON 3 345 620358 BUFFALO3 345 1 | P21:345:MDU:ELLENDALE JETX REACTOR:JMS SHUNT REACTOR:1: | 0.07162 | Yes
GEN-2024-216 | 01 NORTH | G01 29SP | 620358 BUFFALO3 345 620369 JAMESTN3 345 1 | P21:345:MDU:ELLENDALE345:ELLENDALE JETX REACTOR:Z: | 0.07299 | Yes
GEN-2024-216 | 01 NORTH | G01 29SP | 601067 BISON 3 345 620358 BUFFALO3 345 1 | P21:345:MDU:ELLENDALE345:ELLENDALE JETX REACTOR:Z: | 0.07162 | Yes
GEN-2024-216 | 01 NORTH | G01 29SP | 601006 SPLT RK3 345 652864 SIOUXCY-LNX3 345 1 | P21:345:UMZW:# 2410 #:: FT2 IN SD. FT2-FT22LNX3 OPENED:EHV: | 0.0723 | Yes
GEN-2024-216 | 01 NORTH | G01 29SP | 601006 SPLT RK3 345 652864 SIOUXCY-LNX3 345 1 | P21:345:UMZW:# 324 #:: FT2 IN SD. OPENING OF A LINE SECTION W/O A FAULT:EHV: | 0.0723 | Yes
GEN-2024-216 | 01 NORTH | G01 29SP | 601031 BRKNGCO3 345 620483 ASTORIA 3 345 1 | P21:345:UMZW:# 326 #:: WT2 IN SD. OPENING OF A LINE SECTION W/O A FAULT (WT2-WT2LNX3 LINE REACTOR):EHV: | 0.08796 | Yes
GEN-2024-216 | 01 NORTH | G01 29SP | 620480 DEUEL CO 3 345 620483 ASTORIA 3 345 1 | P21:345:UMZW:# 326 #:: WT2 IN SD. OPENING OF A LINE SECTION W/O A FAULT (WT2-WT2LNX3 LINE REACTOR):EHV: | 0.08575 | Yes
GEN-2024-216 | 01 NORTH | G01 29SP | 620417 BSSOUTH3 345 620480 DEUEL CO 3 345 1 | P21:345:UMZW:# 326 #:: WT2 IN SD. OPENING OF A LINE SECTION W/O A FAULT (WT2-WT2LNX3 LINE REACTOR):EHV: | 0.08575 | Yes
GEN-2024-216 | 01 NORTH | G01 29SP | 620480 DEUEL CO 3 345 620483 ASTORIA 3 345 1 | P21:345:XEL-OTP:BISON3:ALEXMRES3:1:EHV: | 0.07389 | Yes
GEN-2024-216 | 01 NORTH | G01 29SP | 620417 BSSOUTH3 345 620480 DEUEL CO 3 345 1 | P21:345:XEL-OTP:BISON3:ALEXMRES3:1:EHV: | 0.07389 | Yes
GEN-2024-216 | 01 NORTH | G01 29SP | 601048 LYON CO 3 345 631138 LAKEFLD3 345 1 | P22:345:GRE:CMT HEL 1:::EHV: | 0.05981 | Yes
GEN-2024-216 | 01 NORTH | G01 29SP | 601048 LYON CO 3 345 631138 LAKEFLD3 345 1 | P22:345:GRE:CMT HEL 2:::EHV: | 0.05983 | Yes
GEN-2024-216 | 01 NORTH | G01 29SP | 635200 RAUN 3 345 645552 S3452 REACT3 345 1 | P22:345:OPPD:S3451-RAUN:::EHV: | 0.08415 | Yes
GEN-2024-216 | 01 NORTH | G01 29SP | 635200 RAUN 3 345 652564 SIOUXCY3 345 1 | P22:345:OPPD:S3451-RAUN:::EHV: | 0.06428 | Yes
GEN-2024-216 | 01 NORTH | G01 29SP | 635200 RAUN 3 345 762779 G18-043 TAP 345 1 | P22:345:OPPD:S3458 NEBCTY1G:LT::EHV: | 0.05895 | Yes
GEN-2024-216 | 01 NORTH | G01 29SP | 635200 RAUN 3 345 762779 G18-043 TAP 345 1 | P22:345:OPPD:S3458 NEBCTY2G:::EHV: | 0.05665 | Yes
GEN-2024-216 | 01 NORTH | G01 29SP | 635200 RAUN 3 345 645552 S3452 REACT3 345 1 | P22:345:OPPD:S3458 NEBCTY2G:::EHV: | 0.0577 | Yes
GEN-2024-216 | 01 NORTH | G01 29SP | 635200 RAUN 3 345 762779 G18-043 TAP 345 1 | P22:345:OPPD:S3458 NEBCTY2G:LT::EHV: | 0.05895 | Yes
GEN-2024-216 | 01 NORTH | G01 29SP | 635200 RAUN 3 345 645552 S3452 REACT3 345 1 | P22:345:OPPD:S3458 NEBCTY2G:LT::EHV: | 0.06007 | Yes
GEN-2024-216 | 01 NORTH | G01 29SP | 601048 LYON CO 3 345 631138 LAKEFLD3 345 1 | P23:345:GRE:CMT 302JB6:::EHV: | 0.06103 | Yes
GEN-2024-216 | 01 NORTH | G01 29SP | 635999 IRVINGTON3 345 636000 WEBSTER3 345 1 | P23:345:ITCM:BISON 3 3681-3682-3683:IA-NW::EHV: | 0.0529 | Yes
GEN-2024-216 | 01 NORTH | G01 29SP | 635369 KOSSUTH 3 345 635999 IRVINGTON3 345 1 | P23:345:ITCM:BISON 3 3681-3682-3683:IA-NW::EHV: | 0.0529 | Yes
GEN-2024-216 | 01 NORTH | G01 29SP | 635999 IRVINGTON3 345 636000 WEBSTER3 345 1 | P23:345:ITCM:KILLDEER3 3822:IA-MVP::EHV: | 0.05051 | Yes
GEN-2024-216 | 01 NORTH | G01 29SP | 635369 KOSSUTH 3 345 635999 IRVINGTON3 345 1 | P23:345:ITCM:KILLDEER3 3822:IA-MVP::EHV: | 0.05051 | Yes
GEN-2024-216 | 01 NORTH | G01 29SP | 635999 IRVINGTON3 345 636000 WEBSTER3 345 1 | P23:345:ITCM:KILLDEER3 3828:IA-MVP::EHV: | 0.05209 | Yes
GEN-2024-216 | 01 NORTH | G01 29SP | 635369 KOSSUTH 3 345 635999 IRVINGTON3 345 1 | P23:345:ITCM:KILLDEER3 3828:IA-MVP::EHV: | 0.05209 | Yes
GEN-2024-216 | 01 NORTH | G01 29SP | 631193 HUNTLEY3 345 631197 LEDYARD3 345 1 | P23:345:ITCM:LASALLE3 3904-3905-3906:IA-NW::EHV: | 0.06566 | Yes
GEN-2024-216 | 01 NORTH | G01 29SP | 635999 IRVINGTON3 345 636000 WEBSTER3 345 1 | P23:345:ITCM:QUINN3 3762-3763-3764:IA::EHV: | 0.05209 | Yes
GEN-2024-216 | 01 NORTH | G01 29SP | 635369 KOSSUTH 3 345 635999 IRVINGTON3 345 1 | P23:345:ITCM:QUINN3 3762-3763-3764:IA::EHV: | 0.05209 | Yes
GEN-2024-216 | 01 NORTH | G01 29SP | 620358 BUFFALO3 345 620369 JAMESTN3 345 1 | P23:345:MDU:ELLENDALE345:EL5-EL6: | 0.07299 | Yes
GEN-2024-216 | 01 NORTH | G01 29SP | 601067 BISON 3 345 620358 BUFFALO3 345 1 | P23:345:MDU:ELLENDALE345:EL5-EL6: | 0.07162 | Yes
GEN-2024-216 | 01 NORTH | G01 29SP | 635600 GRIMES 3 345 636003 BEAVER CRK 3 345 1 | P23:345:MEC:BLACK HAWK:902::EHV: | 0.05067 | Yes
GEN-2024-216 | 01 NORTH | G01 29SP | 636003 BEAVER CRK 3 345 636010 LEHIGH 3 345 1 | P23:345:MEC:BLACK HAWK:902::EHV: | 0.05067 | Yes
GEN-2024-216 | 01 NORTH | G01 29SP | 635200 RAUN 3 345 762779 G18-043 TAP 345 1 | P23:345:MEC:CBEC:905::EHV: | 0.05955 | Yes
GEN-2024-216 | 01 NORTH | G01 29SP | 601006 SPLT RK3 345 652864 SIOUXCY-LNX3 345 1 | P23:345:MEC:CBEC:905::EHV: | 0.06267 | Yes
GEN-2024-216 | 01 NORTH | G01 29SP | 635200 RAUN 3 345 645552 S3452 REACT3 345 1 | P23:345:MEC:CBEC:905::EHV: | 0.0607 | Yes
GEN-2024-216 | 01 NORTH | G01 29SP | 635200 RAUN 3 345 762779 G18-043 TAP 345 1 | P23:345:MEC:CBEC:908::EHV: | 0.05896 | Yes
GEN-2024-216 | 01 NORTH | G01 29SP | 635200 RAUN 3 345 645552 S3452 REACT3 345 1 | P23:345:MEC:CBEC:908::EHV: | 0.06008 | Yes
GEN-2024-216 | 01 NORTH | G01 29SP | 636000 WEBSTER3 345 636010 LEHIGH 3 345 1 | P23:345:MEC:GARD AVE:901::EHV: | 0.05014 | Yes
GEN-2024-216 | 01 NORTH | G01 29SP | 636000 WEBSTER3 345 636010 LEHIGH 3 345 1 | P23:345:MEC:GARD AVE:903::EHV: | 0.05014 | Yes
GEN-2024-216 | 01 NORTH | G01 29SP | 636000 WEBSTER3 345 636010 LEHIGH 3 345 1 | P23:345:MEC:GARD AVE:904::EHV: | 0.05014 | Yes
GEN-2024-216 | 01 NORTH | G01 29SP | 636000 WEBSTER3 345 636010 LEHIGH 3 345 1 | P23:345:MEC:IDA CO:901::EHV: | 0.05014 | Yes
GEN-2024-216 | 01 NORTH | G01 29SP | 635200 RAUN 3 345 635398 REMSEN 3 345 1 | P23:345:MEC:IRVINGTON:901::EHV: | 0.05831 | Yes
GEN-2024-216 | 01 NORTH | G01 29SP | 635398 REMSEN 3 345 635399 CHEROKEE 3 345 1 | P23:345:MEC:IRVINGTON:901::EHV: | 0.05831 | Yes
GEN-2024-216 | 01 NORTH | G01 29SP | 635399 CHEROKEE 3 345 635400 HIGHLAND 3 345 1 | P23:345:MEC:IRVINGTON:901::EHV: | 0.05831 | Yes
GEN-2024-216 | 01 NORTH | G01 29SP | 635200 RAUN 3 345 635398 REMSEN 3 345 1 | P23:345:MEC:IRVINGTON:902::EHV: | 0.05831 | Yes
GEN-2024-216 | 01 NORTH | G01 29SP | 635398 REMSEN 3 345 635399 CHEROKEE 3 345 1 | P23:345:MEC:IRVINGTON:902::EHV: | 0.05831 | Yes
GEN-2024-216 | 01 NORTH | G01 29SP | 635399 CHEROKEE 3 345 635400 HIGHLAND 3 345 1 | P23:345:MEC:IRVINGTON:902::EHV: | 0.05831 | Yes
GEN-2024-216 | 01 NORTH | G01 29SP | 635200 RAUN 3 345 635398 REMSEN 3 345 1 | P23:345:MEC:IRVINGTON:903::EHV: | 0.05831 | Yes
GEN-2024-216 | 01 NORTH | G01 29SP | 635398 REMSEN 3 345 635399 CHEROKEE 3 345 1 | P23:345:MEC:IRVINGTON:903::EHV: | 0.05831 | Yes
GEN-2024-216 | 01 NORTH | G01 29SP | 635399 CHEROKEE 3 345 635400 HIGHLAND 3 345 1 | P23:345:MEC:IRVINGTON:903::EHV: | 0.05831 | Yes
GEN-2024-216 | 01 NORTH | G01 29SP | 635200 RAUN 3 345 635398 REMSEN 3 345 1 | P23:345:MEC:KOSSUTH:901::EHV: | 0.05611 | Yes
GEN-2024-216 | 01 NORTH | G01 29SP | 635398 REMSEN 3 345 635399 CHEROKEE 3 345 1 | P23:345:MEC:KOSSUTH:901::EHV: | 0.05611 | Yes
GEN-2024-216 | 01 NORTH | G01 29SP | 635399 CHEROKEE 3 345 635400 HIGHLAND 3 345 1 | P23:345:MEC:KOSSUTH:901::EHV: | 0.05611 | Yes
GEN-2024-216 | 01 NORTH | G01 29SP | 631138 LAKEFLD3 345 635368 OBRIEN 3 345 1 | P23:345:MEC:KOSSUTH:901::EHV: | 0.05949 | Yes
GEN-2024-216 | 01 NORTH | G01 29SP | 635200 RAUN 3 345 635398 REMSEN 3 345 1 | P23:345:MEC:KOSSUTH:902::EHV: | 0.05611 | Yes
GEN-2024-216 | 01 NORTH | G01 29SP | 635398 REMSEN 3 345 635399 CHEROKEE 3 345 1 | P23:345:MEC:KOSSUTH:902::EHV: | 0.05611 | Yes
GEN-2024-216 | 01 NORTH | G01 29SP | 635399 CHEROKEE 3 345 635400 HIGHLAND 3 345 1 | P23:345:MEC:KOSSUTH:902::EHV: | 0.05611 | Yes
GEN-2024-216 | 01 NORTH | G01 29SP | 631138 LAKEFLD3 345 635368 OBRIEN 3 345 1 | P23:345:MEC:KOSSUTH:902::EHV: | 0.05949 | Yes
GEN-2024-216 | 01 NORTH | G01 29SP | 635200 RAUN 3 345 635398 REMSEN 3 345 1 | P23:345:MEC:KOSSUTH:904::EHV: | 0.05611 | Yes
GEN-2024-216 | 01 NORTH | G01 29SP | 635398 REMSEN 3 345 635399 CHEROKEE 3 345 1 | P23:345:MEC:KOSSUTH:904::EHV: | 0.05611 | Yes
GEN-2024-216 | 01 NORTH | G01 29SP | 635399 CHEROKEE 3 345 635400 HIGHLAND 3 345 1 | P23:345:MEC:KOSSUTH:904::EHV: | 0.05611 | Yes
GEN-2024-216 | 01 NORTH | G01 29SP | 631138 LAKEFLD3 345 635368 OBRIEN 3 345 1 | P23:345:MEC:KOSSUTH:904::EHV: | 0.05949 | Yes
GEN-2024-216 | 01 NORTH | G01 29SP | 635200 RAUN 3 345 762779 G18-043 TAP 345 1 | P23:345:MEC:LEHIGH:360::EHV: | 0.06303 | Yes
GEN-2024-216 | 01 NORTH | G01 29SP | 635200 RAUN 3 345 645552 S3452 REACT3 345 1 | P23:345:MEC:LEHIGH:360::EHV: | 0.06424 | Yes
GEN-2024-216 | 01 NORTH | G01 29SP | 635200 RAUN 3 345 652564 SIOUXCY3 345 1 | P23:345:MEC:LEHIGH:360::EHV: | 0.07694 | Yes
GEN-2024-216 | 01 NORTH | G01 29SP | 636000 WEBSTER3 345 636010 LEHIGH 3 345 1 | P23:345:MEC:LEHIGH:390::EHV: | 0.05014 | Yes
GEN-2024-216 | 01 NORTH | G01 29SP | 635200 RAUN 3 345 652564 SIOUXCY3 345 1 | P23:345:MEC:LEHIGH:390::EHV: | 0.07396 | Yes
GEN-2024-216 | 01 NORTH | G01 29SP | 635368 OBRIEN 3 345 635400 HIGHLAND 3 345 1 | P23:345:MEC:LEHIGH:390::EHV: | 0.05018 | Yes
GEN-2024-216 | 01 NORTH | G01 29SP | 631193 HUNTLEY3 345 631197 LEDYARD3 345 1 | P23:345:MEC:LEHIGH:390::EHV: | 0.058 | Yes
GEN-2024-216 | 01 NORTH | G01 29SP | 635200 RAUN 3 345 635398 REMSEN 3 345 1 | P23:345:MEC:PALO ALTO:903::EHV: | 0.05163 | Yes
GEN-2024-216 | 01 NORTH | G01 29SP | 635398 REMSEN 3 345 635399 CHEROKEE 3 345 1 | P23:345:MEC:PALO ALTO:903::EHV: | 0.05163 | Yes
GEN-2024-216 | 01 NORTH | G01 29SP | 635399 CHEROKEE 3 345 635400 HIGHLAND 3 345 1 | P23:345:MEC:PALO ALTO:903::EHV: | 0.05163 | Yes
GEN-2024-216 | 01 NORTH | G01 29SP | 631138 LAKEFLD3 345 635368 OBRIEN 3 345 1 | P23:345:MEC:PALO ALTO:903::EHV: | 0.05446 | Yes
GEN-2024-216 | 01 NORTH | G01 29SP | 631193 HUNTLEY3 345 631197 LEDYARD3 345 1 | P23:345:MEC:PALO ALTO:903::EHV: | 0.06209 | Yes
GEN-2024-216 | 01 NORTH | G01 29SP | 631193 HUNTLEY3 345 631197 LEDYARD3 345 1 | P23:345:MEC:PALO ALTO:904::EHV: | 0.05863 | Yes
GEN-2024-216 | 01 NORTH | G01 29SP | 635999 IRVINGTON3 345 636000 WEBSTER3 345 1 | P23:345:MEC:RAUN:150::EHV: | 0.05362 | Yes
GEN-2024-216 | 01 NORTH | G01 29SP | 635369 KOSSUTH 3 345 635999 IRVINGTON3 345 1 | P23:345:MEC:RAUN:150::EHV: | 0.05362 | Yes
GEN-2024-216 | 01 NORTH | G01 29SP | 635200 RAUN 3 345 635398 REMSEN 3 345 1 | P23:345:MEC:WEBSTER:905::EHV: | 0.06369 | Yes
GEN-2024-216 | 01 NORTH | G01 29SP | 635398 REMSEN 3 345 635399 CHEROKEE 3 345 1 | P23:345:MEC:WEBSTER:905::EHV: | 0.06369 | Yes
GEN-2024-216 | 01 NORTH | G01 29SP | 635399 CHEROKEE 3 345 635400 HIGHLAND 3 345 1 | P23:345:MEC:WEBSTER:905::EHV: | 0.06369 | Yes
GEN-2024-216 | 01 NORTH | G01 29SP | 620480 DEUEL CO 3 345 620483 ASTORIA 3 345 1 | P23:345:MRES:ALEXMRES3:3375::EHV: | 0.0741 | Yes
GEN-2024-216 | 01 NORTH | G01 29SP | 620417 BSSOUTH3 345 620480 DEUEL CO 3 345 1 | P23:345:MRES:ALEXMRES3:3375::EHV: | 0.0741 | Yes
GEN-2024-216 | 01 NORTH | G01 29SP | 635200 RAUN 3 345 645552 S3452 REACT3 345 1 | P23:345:OPPD:S3451-RAUN:::EHV: | 0.08415 | Yes
GEN-2024-216 | 01 NORTH | G01 29SP | 635200 RAUN 3 345 652564 SIOUXCY3 345 1 | P23:345:OPPD:S3451-RAUN:::EHV: | 0.06428 | Yes
GEN-2024-216 | 01 NORTH | G01 29SP | 635200 RAUN 3 345 762779 G18-043 TAP 345 1 | P23:345:OPPD:S3458 NEBCTY1G:LT::EHV: | 0.05895 | Yes
GEN-2024-216 | 01 NORTH | G01 29SP | 635200 RAUN 3 345 762779 G18-043 TAP 345 1 | P23:345:OPPD:S3458 NEBCTY2G:LT::EHV: | 0.05895 | Yes
GEN-2024-216 | 01 NORTH | G01 29SP | 635200 RAUN 3 345 645552 S3452 REACT3 345 1 | P23:345:OPPD:S3458 NEBCTY2G:LT::EHV: | 0.06007 | Yes
GEN-2024-216 | 01 NORTH | G01 29SP | 620480 DEUEL CO 3 345 620483 ASTORIA 3 345 1 | P23:345:OTP::ASTORIA 3:BRK-A5:EHV: | 0.06461 | Yes
GEN-2024-216 | 01 NORTH | G01 29SP | 620417 BSSOUTH3 345 620480 DEUEL CO 3 345 1 | P23:345:OTP::ASTORIA 3:BRK-A5:EHV: | 0.06461 | Yes
GEN-2024-216 | 01 NORTH | G01 29SP | 620358 BUFFALO3 345 620369 JAMESTN3 345 1 | P23:345:OTP::TWIN BRKS 3:3815:EHV: | 0.07424 | Yes
GEN-2024-216 | 01 NORTH | G01 29SP | 601067 BISON 3 345 620358 BUFFALO3 345 1 | P23:345:OTP::TWIN BRKS 3:3815:EHV: | 0.07291 | Yes
GEN-2024-216 | 01 NORTH | G01 29SP | 620358 BUFFALO3 345 620369 JAMESTN3 345 1 | P23:345:OTP:TWINBRKS3:BKR4::EHV: | 0.07424 | Yes
GEN-2024-216 | 01 NORTH | G01 29SP | 601067 BISON 3 345 620358 BUFFALO3 345 1 | P23:345:OTP:TWINBRKS3:BKR4::EHV: | 0.07291 | Yes
GEN-2024-216 | 01 NORTH | G01 29SP | 652468 HEBRON 4 230 661053 MANDAN 4 230 1 | P23:345:UMZB:# 3706 #:: RP IN ND. BREAKER FAULT ROUND UP (496):EHV: | 0.11625 | Yes
GEN-2024-216 | 01 NORTH | G01 29SP | 601031 BRKNGCO3 345 620483 ASTORIA 3 345 1 | P23:345:UMZB:# 7110 #:: CKE IN SD. CKE BREAKER FAULT (192):EHV: | 0.07682 | Yes
GEN-2024-216 | 01 NORTH | G01 29SP | 601031 BRKNGCO3 345 620483 ASTORIA 3 345 1 | P23:345:UMZB:# 7111 #:: CKE IN SD. CKE BREAKER FAULT (292):EHV: | 0.07682 | Yes
GEN-2024-216 | 01 NORTH | G01 29SP | 601031 BRKNGCO3 345 620483 ASTORIA 3 345 1 | P23:345:UMZB:# 7112 #:: CKE IN SD. CKE BREAKER FAULT (392):EHV: | 0.07682 | Yes
GEN-2024-216 | 01 NORTH | G01 29SP | 601031 BRKNGCO3 345 620483 ASTORIA 3 345 1 | P23:345:UMZW:# 823 #:: WH IN SD. :EHV: | 0.08794 | Yes
GEN-2024-216 | 01 NORTH | G01 29SP | 620480 DEUEL CO 3 345 620483 ASTORIA 3 345 1 | P23:345:UMZW:# 823 #:: WH IN SD. :EHV: | 0.08573 | Yes
GEN-2024-216 | 01 NORTH | G01 29SP | 601031 BRKNGCO3 345 652537 WHITE 3 345 1 | P23:345:UMZW:# 823 #:: WH IN SD. :EHV: | 0.05173 | Yes
GEN-2024-216 | 01 NORTH | G01 29SP | 620417 BSSOUTH3 345 620480 DEUEL CO 3 345 1 | P23:345:UMZW:# 823 #:: WH IN SD. :EHV: | 0.08573 | Yes
GEN-2024-216 | 01 NORTH | G01 29SP | 601031 BRKNGCO3 345 620483 ASTORIA 3 345 1 | P23:345:UMZW:# 824 #:: WH IN SD. :EHV: | 0.08795 | Yes
GEN-2024-216 | 01 NORTH | G01 29SP | 620480 DEUEL CO 3 345 620483 ASTORIA 3 345 1 | P23:345:UMZW:# 824 #:: WH IN SD. :EHV: | 0.08573 | Yes
GEN-2024-216 | 01 NORTH | G01 29SP | 601031 BRKNGCO3 345 652537 WHITE 3 345 2 | P23:345:UMZW:# 824 #:: WH IN SD. :EHV: | 0.05175 | Yes
GEN-2024-216 | 01 NORTH | G01 29SP | 620417 BSSOUTH3 345 620480 DEUEL CO 3 345 1 | P23:345:UMZW:# 824 #:: WH IN SD. :EHV: | 0.08573 | Yes
GEN-2024-216 | 01 NORTH | G01 29SP | 601001 FORBES 2 500 601017 CHIS-N 2 500 1 | P23:345:XEL:8N22 SHC:::EHV: | 0.06042 | Yes
GEN-2024-216 | 01 NORTH | G01 29SP | 601016 CHIS CO2 500 601017 CHIS-N 2 500 1 | P23:345:XEL:8N22 SHC:::EHV: | 0.06042 | Yes
GEN-2024-216 | 01 NORTH | G01 29SP | 601067 BISON 3 345 658049 ALXLNRCTRT 345 1 | P23:345:XEL:8N22 SHC:::EHV: | 0.05026 | Yes
GEN-2024-216 | 01 NORTH | G01 29SP | 658047 ALEXMRES3 345 658049 ALXLNRCTRT 345 Z1 | P23:345:XEL:8N22 SHC:::EHV: | 0.05026 | Yes
GEN-2024-216 | 01 NORTH | G01 29SP | 601006 SPLT RK3 345 652536 WHITE-SRX3 345 1 | P23:345:XEL:8N60 LYC:::EHV: | 0.06567 | Yes
GEN-2024-216 | 01 NORTH | G01 29SP | 601048 LYON CO 3 345 631138 LAKEFLD3 345 1 | P23:345:XEL:8N60 LYC:::EHV: | 0.06708 | Yes
GEN-2024-216 | 01 NORTH | G01 29SP | 601006 SPLT RK3 345 652536 WHITE-SRX3 345 1 | P23:345:XEL:8N63 LYC:::EHV: | 0.06714 | Yes
GEN-2024-216 | 01 NORTH | G01 29SP | 601001 FORBES 2 500 601017 CHIS-N 2 500 1 | P23:345:XEL:8N8 MNN:::EHV: | 0.06042 | Yes
GEN-2024-216 | 01 NORTH | G01 29SP | 601016 CHIS CO2 500 601017 CHIS-N 2 500 1 | P23:345:XEL:8N8 MNN:::EHV: | 0.06042 | Yes
GEN-2024-216 | 01 NORTH | G01 29SP | 601067 BISON 3 345 658049 ALXLNRCTRT 345 1 | P23:345:XEL:8N8 MNN:::EHV: | 0.05026 | Yes
GEN-2024-216 | 01 NORTH | G01 29SP | 658047 ALEXMRES3 345 658049 ALXLNRCTRT 345 Z1 | P23:345:XEL:8N8 MNN:::EHV: | 0.05026 | Yes
GEN-2024-216 | 01 NORTH | G01 29SP | 601001 FORBES 2 500 601017 CHIS-N 2 500 1 | P23:345:XEL:8P2 KING:::EHV: | 0.05844 | Yes
GEN-2024-216 | 01 NORTH | G01 29SP | 601016 CHIS CO2 500 601017 CHIS-N 2 500 1 | P23:345:XEL:8P2 KING:::EHV: | 0.05844 | Yes
GEN-2024-216 | 01 NORTH | G01 29SP | 601048 LYON CO 3 345 631138 LAKEFLD3 345 1 | P23:345:XEL:8S67 HNA:::EHV: | 0.05981 | Yes
GEN-2024-216 | 01 NORTH | G01 29SP | 601048 LYON CO 3 345 631138 LAKEFLD3 345 1 | P23:345:XEL:8S68 HNA:::EHV: | 0.05981 | Yes
GEN-2024-216 | 01 NORTH | G01 29SP | 601048 LYON CO 3 345 631138 LAKEFLD3 345 1 | P23:345:XEL:8S70 HNA:::EHV: | 0.05983 | Yes
GEN-2024-216 | 01 NORTH | G01 29SP | 601039 NROC 3 345 601051 HMPT CNR3 345 1 | P23:345:XEL:8S85 NRH:::EHV: | 0.05978 | Yes
GEN-2024-216 | 01 NORTH | G01 29SP | 601039 NROC 3 345 601051 HMPT CNR3 345 1 | P23:345:XEL:8S98 NRH:::EHV: | 0.05076 | Yes
GEN-2024-216 | 01 NORTH | G01 29SP | 601067 BISON 3 345 658049 ALXLNRCTRT 345 1 | P23:345:XEL:8X37 BOK:::EHV: | 0.05736 | Yes
GEN-2024-216 | 01 NORTH | G01 29SP | 658047 ALEXMRES3 345 658049 ALXLNRCTRT 345 Z1 | P23:345:XEL:8X37 BOK:::EHV: | 0.05736 | Yes
GEN-2024-216 | 01 NORTH | G01 29SP | 601048 LYON CO 3 345 631138 LAKEFLD3 345 1 | P23:345:XEL:BKR:GRE_CEDARM:302JB4:EHV: | 0.06102 | Yes
GEN-2024-216 | 01 NORTH | G01 29SP | 601048 LYON CO 3 345 631138 LAKEFLD3 345 1 | P23:345:XEL:BKR:GRE_CEDARM:302JB7:EHV: | 0.06104 | Yes
GEN-2024-216 | 01 NORTH | G01 29SP | 601003 PR ISLD3 345 601039 NROC 3 345 1 | P23:345:XEL:FUTURE 8S49 HMP:::EHV: | 0.05979 | Yes
GEN-2024-216 | 01 NORTH | G01 29SP | 601003 PR ISLD3 345 601039 NROC 3 345 1 | P23:345:XEL:FUTURE 8S84 NRH:::EHV: | 0.0644 | Yes
GEN-2024-216 | 01 NORTH | G01 29SP | 601006 SPLT RK3 345 652536 WHITE-SRX3 345 1 | P23:345:XEL:HAWKSNEST3:8N82::EHV: | 0.06671 | Yes
GEN-2024-216 | 01 NORTH | G01 29SP | 601048 LYON CO 3 345 631138 LAKEFLD3 345 1 | P23:345:XEL:HELENA3:8S68::EHV: | 0.05981 | Yes
GEN-2024-216 | 01 NORTH | G01 29SP | 601006 SPLT RK3 345 652536 WHITE-SRX3 345 1 | P23:345:XEL:LYONCO3:8N60::EHV: | 0.0657 | Yes
GEN-2024-216 | 01 NORTH | G01 29SP | 601006 SPLT RK3 345 652864 SIOUXCY-LNX3 345 1 | P23:345:XEL:LYONCO3:8N60::EHV: | 0.06443 | Yes
GEN-2024-216 | 01 NORTH | G01 29SP | 601001 FORBES 2 500 601017 CHIS-N 2 500 1 | P23:345:XEL:LYONCO3:8N60::EHV: | 0.06238 | Yes
GEN-2024-216 | 01 NORTH | G01 29SP | 601048 LYON CO 3 345 631138 LAKEFLD3 345 1 | P23:345:XEL:LYONCO3:8N60::EHV: | 0.06716 | Yes
GEN-2024-216 | 01 NORTH | G01 29SP | 601016 CHIS CO2 500 601017 CHIS-N 2 500 1 | P23:345:XEL:LYONCO3:8N60::EHV: | 0.06238 | Yes
GEN-2024-216 | 01 NORTH | G01 29SP | 601067 BISON 3 345 658049 ALXLNRCTRT 345 1 | P23:345:XEL:LYONCO3:8N60::EHV: | 0.05214 | Yes
GEN-2024-216 | 01 NORTH | G01 29SP | 658047 ALEXMRES3 345 658049 ALXLNRCTRT 345 Z1 | P23:345:XEL:LYONCO3:8N60::EHV: | 0.05214 | Yes
GEN-2024-216 | 01 NORTH | G01 29SP | 601006 SPLT RK3 345 652536 WHITE-SRX3 345 1 | P23:345:XEL:LYONCO3:8N63::EHV: | 0.06714 | Yes
GEN-2024-216 | 01 NORTH | G01 29SP | 601001 FORBES 2 500 601017 CHIS-N 2 500 1 | P23:345:XEL:PRISLD3:8H14::EHV: | 0.06051 | Yes
GEN-2024-216 | 01 NORTH | G01 29SP | 601016 CHIS CO2 500 601017 CHIS-N 2 500 1 | P23:345:XEL:PRISLD3:8H14::EHV: | 0.06051 | Yes
GEN-2024-216 | 01 NORTH | G01 29SP | 601001 FORBES 2 500 601017 CHIS-N 2 500 1 | P23:345:XEL:PRISLD3:8H17::EHV: | 0.05996 | Yes
GEN-2024-216 | 01 NORTH | G01 29SP | 601016 CHIS CO2 500 601017 CHIS-N 2 500 1 | P23:345:XEL:PRISLD3:8H17::EHV: | 0.05996 | Yes
GEN-2024-216 | 01 NORTH | G01 29SP | 601003 PR ISLD3 345 601039 NROC 3 345 1 | P23:345:XEL-GRE:FUTURE 8S46 HMP:::EHV: | 0.06596 | Yes
GEN-2024-216 | 01 NORTH | G01 29SP | 601039 NROC 3 345 601051 HMPT CNR3 345 1 | P23:345:XEL-SMMPA:8H8 PRI AS:::EHV: | 0.06084 | Yes
GEN-2024-216 | 01 NORTH | G01 29SP | 601016 CHIS CO2 500 996556 C073455(1-2) 345 10 | P23:500:XEL:CHISCO3:8P36::EHV: | 0.05223 | Yes
GEN-2024-216 | 01 NORTH | G01 29SP | 601018 CHIS CO3 345 996556 C073455(1-2) 345 10 | P23:500:XEL:CHISCO3:8P36::EHV: | 0.05223 | Yes
GEN-2024-216 | 01 NORTH | G01 29SP | 601014 AS KING3 345 601021 KOLMNLK3 345 1 | P23:500:XEL:CHISCO3:8P36::EHV: | 0.05198 | Yes
GEN-2024-216 | 01 NORTH | G01 29SP | 601016 CHIS CO2 500 996557 C055765(2-4) 345 9 | P23:500:XEL:CHISCO3:8P42 AS::EHV: | 0.0541 | Yes
GEN-2024-216 | 01 NORTH | G01 29SP | 601018 CHIS CO3 345 996557 C055765(2-4) 345 9 | P23:500:XEL:CHISCO3:8P42 AS::EHV: | 0.0541 | Yes
GEN-2024-216 | 01 NORTH | G01 29SP | 601067 BISON 3 345 658049 ALXLNRCTRT 345 1 | P23:500:XEL:CHISCO3:9P1::EHV: | 0.05511 | Yes
GEN-2024-216 | 01 NORTH | G01 29SP | 658047 ALEXMRES3 345 658049 ALXLNRCTRT 345 Z1 | P23:500:XEL:CHISCO3:9P1::EHV: | 0.05511 | Yes
GEN-2024-216 | 01 NORTH | G01 29SP | 601067 BISON 3 345 658049 ALXLNRCTRT 345 1 | P23:500:XEL:CHISCO3:9P20::EHV: | 0.05511 | Yes
GEN-2024-216 | 01 NORTH | G01 29SP | 658047 ALEXMRES3 345 658049 ALXLNRCTRT 345 Z1 | P23:500:XEL:CHISCO3:9P20::EHV: | 0.05511 | Yes
GEN-2024-216 | 01 NORTH | G01 29SP | 620358 BUFFALO3 345 620369 JAMESTN3 345 1 | P42:345:MDU:ELLENDALE345:JAMESTOWN:EL5: | 0.07299 | Yes
GEN-2024-216 | 01 NORTH | G01 29SP | 601067 BISON 3 345 620358 BUFFALO3 345 1 | P42:345:MDU:ELLENDALE345:JAMESTOWN:EL5: | 0.07162 | Yes
GEN-2024-216 | 01 NORTH | G01 29SP | 661016 COYOTE 3 345 995810 661:COYOTE T 115 1 | P42:345:UMZB:# 2504 #:: AVS IN ND. STUCK BREAKER (4396):EHV: | 0.0502 | Yes
GEN-2024-216 | 01 NORTH | G01 29SP | 661018 COYOTE 7 115 995810 661:COYOTE T 115 1 | P42:345:UMZB:# 2504 #:: AVS IN ND. STUCK BREAKER (4396):EHV: | 0.0502 | Yes
GEN-2024-216 | 01 NORTH | G01 29SP | 652468 HEBRON 4 230 661053 MANDAN 4 230 1 | P42:345:UMZB:# 2504 #:: AVS IN ND. STUCK BREAKER (4396):EHV: | 0.11653 | Yes
GEN-2024-216 | 01 NORTH | G01 29SP | 601031 BRKNGCO3 345 620483 ASTORIA 3 345 1 | P42:345:UMZB:# 7114 #:: CKE IN SD. CKE-WT2 BRANCH FAULT & CKE 292 STUCK BKR:EHV: | 0.07682 | Yes
GEN-2024-216 | 01 NORTH | G01 29SP | 601031 BRKNGCO3 345 620483 ASTORIA 3 345 1 | P42:345:UMZB:# 7115 #:: CKE IN SD. CKE-GRT BRANCH FAULT & CKE 292 STUCK BKR:EHV: | 0.07682 | Yes
GEN-2024-216 | 01 NORTH | G01 29SP | 601031 BRKNGCO3 345 620483 ASTORIA 3 345 1 | P42:345:UMZB:# 7116 #:: CKE IN SD. CKE-GRT BRANCH FAULT & CKE 392 STUCK BKR:EHV: | 0.07682 | Yes
GEN-2024-216 | 01 NORTH | G01 29SP | 601031 BRKNGCO3 345 620483 ASTORIA 3 345 1 | P42:345:UMZB:# 7117 #:: CKE IN SD. CKE-CKW BRANCH FAULT & CKE 192 STUCK BKR:EHV: | 0.07682 | Yes
GEN-2024-216 | 01 NORTH | G01 29SP | 620480 DEUEL CO 3 345 620483 ASTORIA 3 345 1 | P42:345:UMZB:# 7117 #:: CKE IN SD. CKE-CKW BRANCH FAULT & CKE 192 STUCK BKR:EHV: | 0.07562 | Yes
GEN-2024-216 | 01 NORTH | G01 29SP | 601031 BRKNGCO3 345 620483 ASTORIA 3 345 1 | P42:345:UMZB:# 7118 #:: CKE IN SD. CKE-CKW BRANCH FAULT & CKE 392 STUCK BKR:EHV: | 0.07682 | Yes
GEN-2024-216 | 01 NORTH | G01 29SP | 601006 SPLT RK3 345 652864 SIOUXCY-LNX3 345 1 | P51:22:KCPL:LACYGNE7:::EHV: | 0.06173 | Yes
GEN-2024-216 | 01 NORTH | G01 29SP | 601067 BISON 3 345 658049 ALXLNRCTRT 345 1 | P54:500:XEL:CHI | 0.05511 | Yes
GEN-2024-216 | 01 NORTH | G01 29SP | 658047 ALEXMRES3 345 658049 ALXLNRCTRT 345 Z1 | P54:500:XEL:CHI | 0.05511 | Yes
GEN-2024-216 | 01 NORTH | G01 29SP | 636000 WEBSTER3 345 636010 LEHIGH 3 345 1 | P55:345:MEC:GARD AVE | 0.05014 | Yes
GEN-2024-216 | 01 NORTH | G01 29SP | 635200 RAUN 3 345 635398 REMSEN 3 345 1 | P55:345:MEC:IRVINGTON | 0.05831 | Yes
GEN-2024-216 | 01 NORTH | G01 29SP | 635398 REMSEN 3 345 635399 CHEROKEE 3 345 1 | P55:345:MEC:IRVINGTON | 0.05831 | Yes
GEN-2024-216 | 01 NORTH | G01 29SP | 635399 CHEROKEE 3 345 635400 HIGHLAND 3 345 1 | P55:345:MEC:IRVINGTON | 0.05831 | Yes
GEN-2024-216 | 01 NORTH | G01 29SP | 635200 RAUN 3 345 635398 REMSEN 3 345 1 | P55:345:MEC:KOSSUTH | 0.05611 | Yes
GEN-2024-216 | 01 NORTH | G01 29SP | 635398 REMSEN 3 345 635399 CHEROKEE 3 345 1 | P55:345:MEC:KOSSUTH | 0.05611 | Yes
GEN-2024-216 | 01 NORTH | G01 29SP | 635399 CHEROKEE 3 345 635400 HIGHLAND 3 345 1 | P55:345:MEC:KOSSUTH | 0.05611 | Yes
GEN-2024-216 | 01 NORTH | G01 29SP | 631138 LAKEFLD3 345 635368 OBRIEN 3 345 1 | P55:345:MEC:KOSSUTH | 0.05949 | Yes
GEN-2024-216 | 01 NORTH | G01 29SP | 631193 HUNTLEY3 345 631197 LEDYARD3 345 1 | P55:345:MEC:PALO ALTO | 0.06209 | Yes
GEN-2024-216 | 01 NORTH | G01 29SP | 631138 LAKEFLD3 345 635368 OBRIEN 3 345 1 | P55:345:MEC:PALO ALTO | 0.05446 | Yes
GEN-2024-216 | 01 NORTH | G01 29SP | 601006 SPLT RK3 345 652536 WHITE-SRX3 345 1 | P55:345:OPPD:S3458 3::FN13:EHV: | 0.05955 | Yes
GEN-2024-216 | 01 NORTH | G01 29SP | 635018 NORTHBORO 3 345 635570 ORIENT 3 345 1 | P55:345:OPPD:S3458 3::FN13:EHV: | 0.05447 | Yes
GEN-2024-216 | 01 NORTH | G01 29SP | 601006 SPLT RK3 345 652864 SIOUXCY-LNX3 345 1 | P55:345:OPPD:S3458 3::FN13:EHV: | 0.05826 | Yes
GEN-2024-216 | 01 NORTH | G01 29SP | 635017 ATCHISON 3 345 635018 NORTHBORO 3 345 1 | P55:345:OPPD:S3458 3::FN13:EHV: | 0.05447 | Yes
GEN-2024-216 | 01 NORTH | G01 29SP | 635017 ATCHISON 3 345 640139 COOPER 3 345 1 | P55:345:OPPD:S3458 3::FN13:EHV: | 0.05447 | Yes
GEN-2024-216 | 01 NORTH | G01 29SP | 635200 RAUN 3 345 762779 G18-043 TAP 345 1 | P55:345:OPPD:S3740 3::FN13:EHV: | 0.05583 | Yes
GEN-2024-216 | 01 NORTH | G01 29SP | 635200 RAUN 3 345 645552 S3452 REACT3 345 1 | P55:345:OPPD:S3740 3::FN13:EHV: | 0.05682 | Yes
GEN-2024-216 | 01 NORTH | G01 29SP | 601003 PR ISLD3 345 601039 NROC 3 345 1 | P55:345:XEL:HMP2 | 0.0609 | Yes
GEN-2024-216 | 01 NORTH | G01 29SP | 601006 SPLT RK3 345 652536 WHITE-SRX3 345 1 | P55:345:XEL:HNL1 | 0.06671 | Yes
GEN-2024-216 | 01 NORTH | G01 29SP | 601001 FORBES 2 500 601017 CHIS-N 2 500 1 | P55:345:XEL:PRI1 | 0.05996 | Yes
GEN-2024-216 | 01 NORTH | G01 29SP | 601016 CHIS CO2 500 601017 CHIS-N 2 500 1 | P55:345:XEL:PRI1 | 0.05996 | Yes
GEN-2024-216 | 01 NORTH | G01 29SP | 635200 RAUN 3 345 652564 SIOUXCY3 345 1 | P55:345:XEL:PRI1 | 0.07308 | Yes
GEN-2024-216 | 01 NORTH | G01 29SP | 601067 BISON 3 345 658049 ALXLNRCTRT 345 1 | P55:345:XEL:PRI1 | 0.05008 | Yes
GEN-2024-216 | 01 NORTH | G01 29SP | 658047 ALEXMRES3 345 658049 ALXLNRCTRT 345 Z1 | P55:345:XEL:PRI1 | 0.05008 | Yes
GEN-2024-216 | 01 NORTH | G01 29SP | 631138 LAKEFLD3 345 635368 OBRIEN 3 345 1 | P55:345:XEL:PRI1 | 0.05861 | Yes
GEN-2024-216 | 01 NORTH | G01 29SP | 631193 HUNTLEY3 345 631197 LEDYARD3 345 1 | P55:345:XEL:PRI1 | 0.05857 | Yes
GEN-2024-216 | 01 NORTH | G01 29SP | 601006 SPLT RK3 345 652536 WHITE-SRX3 345 1 | P55:345:XEL:SBL BUS 1 | 0.06673 | Yes
GEN-2024-216 | 01 NORTH | G01 29SP | 601067 BISON 3 345 658049 ALXLNRCTRT 345 1 | 601001 FORBES 2 500 601017 CHIS-N 2 500 1 | 0.05511 | Yes
GEN-2024-216 | 01 NORTH | G01 29SP | 658047 ALEXMRES3 345 658049 ALXLNRCTRT 345 Z1 | 601001 FORBES 2 500 601017 CHIS-N 2 500 1 | 0.05511 | Yes
GEN-2024-216 | 01 NORTH | G01 29SP | 620369 JAMESTN3 345 657791 CENTER 3 345 1 | 601012 ROSEAUN2 500 601038 ROSEAUM 2 500 1 | 0.08328 | Yes
GEN-2024-216 | 01 NORTH | G01 29SP | 601067 BISON 3 345 658049 ALXLNRCTRT 345 1 | 601016 CHIS CO2 500 601017 CHIS-N 2 500 1 | 0.05511 | Yes
GEN-2024-216 | 01 NORTH | G01 29SP | 658047 ALEXMRES3 345 658049 ALXLNRCTRT 345 Z1 | 601016 CHIS CO2 500 601017 CHIS-N 2 500 1 | 0.05511 | Yes
GEN-2024-216 | 01 NORTH | G01 29SP | 601006 SPLT RK3 345 652536 WHITE-SRX3 345 1 | 601031 BRKNGCO3 345 601077 HAWKSNEST 3 345 1 | 0.06671 | Yes
GEN-2024-216 | 01 NORTH | G01 29SP | 601006 SPLT RK3 345 652536 WHITE-SRX3 345 1 | 601031 BRKNGCO3 345 601087 STEEP BK LK3 345 2 | 0.06673 | Yes
GEN-2024-216 | 01 NORTH | G01 29SP | 601006 SPLT RK3 345 652864 SIOUXCY-LNX3 345 1 | 601034 NOBLES 3 345 631138 LAKEFLD3 345 1 | 0.06739 | Yes
GEN-2024-216 | 01 NORTH | G01 29SP | 601048 LYON CO 3 345 631138 LAKEFLD3 345 1 | 601034 NOBLES 3 345 631138 LAKEFLD3 345 1 | 0.06194 | Yes
GEN-2024-216 | 01 NORTH | G01 29SP | 601006 SPLT RK3 345 652536 WHITE-SRX3 345 1 | 601048 LYON CO 3 345 601087 STEEP BK LK3 345 2 | 0.06673 | Yes
GEN-2024-216 | 01 NORTH | G01 29SP | 601006 SPLT RK3 345 652536 WHITE-SRX3 345 1 | 601048 LYON CO 3 345 631138 LAKEFLD3 345 1 | 0.07488 | Yes
GEN-2024-216 | 01 NORTH | G01 29SP | 601048 LYON CO 3 345 631138 LAKEFLD3 345 1 | 601050 HELENA 3 345 615646 GRE-CDRMTH13 345 1 | 0.05981 | Yes
GEN-2024-216 | 01 NORTH | G01 29SP | 601048 LYON CO 3 345 631138 LAKEFLD3 345 1 | 601050 HELENA 3 345 615647 GRE-CDRMTH23 345 2 | 0.05983 | Yes
GEN-2024-216 | 01 NORTH | G01 29SP | 631139 HAZLTON3 345 631270 LASALLE 3 345 1 | 601083 TREMVAL3 345 694098 NMA B5 345 345 1 | 0.05104 | Yes
GEN-2024-216 | 01 NORTH | G01 29SP | 631144 MITCHLCO3 345 631270 LASALLE 3 345 1 | 601083 TREMVAL3 345 694098 NMA B5 345 345 1 | 0.05104 | Yes
GEN-2024-216 | 01 NORTH | G01 29SP | 601002 ADAMS 3 345 631144 MITCHLCO3 345 1 | 601083 TREMVAL3 345 694098 NMA B5 345 345 1 | 0.05104 | Yes
GEN-2024-216 | 01 NORTH | G01 29SP | 601002 ADAMS 3 345 615306 GRE-PL VLLY3 345 1 | 601083 TREMVAL3 345 694098 NMA B5 345 345 1 | 0.05226 | Yes
GEN-2024-216 | 01 NORTH | G01 29SP | 620369 JAMESTN3 345 657791 CENTER 3 345 1 | 608607 NELSNLK4 230 615901 GRE-STANTON4 230 1 | 0.07384 | Yes
GEN-2024-216 | 01 NORTH | G01 29SP | 661016 COYOTE 3 345 995810 661:COYOTE T 115 1 | 608607 NELSNLK4 230 615901 GRE-STANTON4 230 1 | 0.05044 | Yes
GEN-2024-216 | 01 NORTH | G01 29SP | 661018 COYOTE 7 115 995810 661:COYOTE T 115 1 | 608607 NELSNLK4 230 615901 GRE-STANTON4 230 1 | 0.05044 | Yes
GEN-2024-216 | 01 NORTH | G01 29SP | 620358 BUFFALO3 345 620369 JAMESTN3 345 1 | 608607 NELSNLK4 230 615901 GRE-STANTON4 230 1 | 0.05483 | Yes
GEN-2024-216 | 01 NORTH | G01 29SP | 601067 BISON 3 345 620358 BUFFALO3 345 1 | 608607 NELSNLK4 230 615901 GRE-STANTON4 230 1 | 0.0544 | Yes
GEN-2024-216 | 01 NORTH | G01 29SP | 652468 HEBRON 4 230 661053 MANDAN 4 230 1 | 608607 NELSNLK4 230 615901 GRE-STANTON4 230 1 | 0.10735 | Yes
GEN-2024-216 | 01 NORTH | G01 29SP | 620480 DEUEL CO 3 345 620483 ASTORIA 3 345 1 | 620314 BIGSTON4 230 3WXFMR 620:BIG STONE 230- 2 | 0.06724 | Yes
GEN-2024-216 | 01 NORTH | G01 29SP | 620417 BSSOUTH3 345 620480 DEUEL CO 3 345 1 | 620314 BIGSTON4 230 3WXFMR 620:BIG STONE 230- 2 | 0.06724 | Yes
GEN-2024-216 | 01 NORTH | G01 29SP | 620358 BUFFALO3 345 620369 JAMESTN3 345 1 | 620369 JAMESTN3 345 620769 JMS SHUNT 3 345 Z | 0.07299 | Yes
GEN-2024-216 | 01 NORTH | G01 29SP | 601067 BISON 3 345 620358 BUFFALO3 345 1 | 620369 JAMESTN3 345 620769 JMS SHUNT 3 345 Z | 0.07162 | Yes
GEN-2024-216 | 01 NORTH | G01 29SP | 601031 BRKNGCO3 345 620483 ASTORIA 3 345 1 | 620417 BSSOUTH3 345 620427 HANKINSON 3 345 1 | 0.05569 | Yes
GEN-2024-216 | 01 NORTH | G01 29SP | 620480 DEUEL CO 3 345 620483 ASTORIA 3 345 1 | 620417 BSSOUTH3 345 620427 HANKINSON 3 345 1 | 0.0546 | Yes
GEN-2024-216 | 01 NORTH | G01 29SP | 620417 BSSOUTH3 345 620480 DEUEL CO 3 345 1 | 620417 BSSOUTH3 345 620427 HANKINSON 3 345 1 | 0.0546 | Yes
GEN-2024-216 | 01 NORTH | G01 29SP | 620480 DEUEL CO 3 345 620483 ASTORIA 3 345 1 | 620482 J510 ASTOR 3 345 620083 J510 ASTORG1 21.0 1 | 0.06461 | Yes
GEN-2024-216 | 01 NORTH | G01 29SP | 620417 BSSOUTH3 345 620480 DEUEL CO 3 345 1 | 620482 J510 ASTOR 3 345 620083 J510 ASTORG1 21.0 1 | 0.06461 | Yes
GEN-2024-216 | 01 NORTH | G01 29SP | 635999 IRVINGTON3 345 636000 WEBSTER3 345 1 | 627062 BISON 3 345 627217 BLUEBILL3 345 1 | 0.0529 | Yes
GEN-2024-216 | 01 NORTH | G01 29SP | 635369 KOSSUTH 3 345 635999 IRVINGTON3 345 1 | 627062 BISON 3 345 627217 BLUEBILL3 345 1 | 0.0529 | Yes
GEN-2024-216 | 01 NORTH | G01 29SP | 635999 IRVINGTON3 345 636000 WEBSTER3 345 1 | 627217 BLUEBILL3 345 631198 COLBY3 345 1 | 0.0529 | Yes
GEN-2024-216 | 01 NORTH | G01 29SP | 635369 KOSSUTH 3 345 635999 IRVINGTON3 345 1 | 627217 BLUEBILL3 345 631198 COLBY3 345 1 | 0.0529 | Yes
GEN-2024-216 | 01 NORTH | G01 29SP | 631193 HUNTLEY3 345 631197 LEDYARD3 345 1 | 631144 MITCHLCO3 345 631270 LASALLE 3 345 1 | 0.06566 | Yes
GEN-2024-216 | 01 NORTH | G01 29SP | 635999 IRVINGTON3 345 636000 WEBSTER3 345 1 | 631198 COLBY3 345 631199 KILLDEER3 345 1 | 0.05051 | Yes
GEN-2024-216 | 01 NORTH | G01 29SP | 635369 KOSSUTH 3 345 635999 IRVINGTON3 345 1 | 631198 COLBY3 345 631199 KILLDEER3 345 1 | 0.05051 | Yes
GEN-2024-216 | 01 NORTH | G01 29SP | 635999 IRVINGTON3 345 636000 WEBSTER3 345 1 | 631199 KILLDEER3 345 631206 QUINN3 345 1 | 0.05209 | Yes
GEN-2024-216 | 01 NORTH | G01 29SP | 635369 KOSSUTH 3 345 635999 IRVINGTON3 345 1 | 631199 KILLDEER3 345 631206 QUINN3 345 1 | 0.05209 | Yes
GEN-2024-216 | 01 NORTH | G01 29SP | 635999 IRVINGTON3 345 636000 WEBSTER3 345 1 | 631206 QUINN3 345 636197 N FRANKLIN 3 345 1 | 0.05209 | Yes
GEN-2024-216 | 01 NORTH | G01 29SP | 635369 KOSSUTH 3 345 635999 IRVINGTON3 345 1 | 631206 QUINN3 345 636197 N FRANKLIN 3 345 1 | 0.05209 | Yes
GEN-2024-216 | 01 NORTH | G01 29SP | 635200 RAUN 3 345 762779 G18-043 TAP 345 1 | 635200 RAUN 3 345 645552 S3452 REACT3 345 1 | 0.0836 | Yes
GEN-2024-216 | 01 NORTH | G01 29SP | 635200 RAUN 3 345 645552 S3452 REACT3 345 1 | 635200 RAUN 3 345 762779 G18-043 TAP 345 1 | 0.08415 | Yes
GEN-2024-216 | 01 NORTH | G01 29SP | 635200 RAUN 3 345 652564 SIOUXCY3 345 1 | 635200 RAUN 3 345 762779 G18-043 TAP 345 1 | 0.06428 | Yes
GEN-2024-216 | 01 NORTH | G01 29SP | 636000 WEBSTER3 345 636010 LEHIGH 3 345 1 | 635219 GARD AVE 3 345 636017 LEHIGH GARX3 345 1 | 0.05014 | Yes
GEN-2024-216 | 01 NORTH | G01 29SP | 635368 OBRIEN 3 345 635400 HIGHLAND 3 345 1 | 635219 GARD AVE 3 345 636017 LEHIGH GARX3 345 1 | 0.05018 | Yes
GEN-2024-216 | 01 NORTH | G01 29SP | 635200 RAUN 3 345 635398 REMSEN 3 345 1 | 635369 KOSSUTH 3 345 635425 PALO ALTO 3 345 1 | 0.05163 | Yes
GEN-2024-216 | 01 NORTH | G01 29SP | 631138 LAKEFLD3 345 635368 OBRIEN 3 345 1 | 635369 KOSSUTH 3 345 635425 PALO ALTO 3 345 1 | 0.05446 | Yes
GEN-2024-216 | 01 NORTH | G01 29SP | 635398 REMSEN 3 345 635399 CHEROKEE 3 345 1 | 635369 KOSSUTH 3 345 635425 PALO ALTO 3 345 1 | 0.05163 | Yes
GEN-2024-216 | 01 NORTH | G01 29SP | 635399 CHEROKEE 3 345 635400 HIGHLAND 3 345 1 | 635369 KOSSUTH 3 345 635425 PALO ALTO 3 345 1 | 0.05163 | Yes
GEN-2024-216 | 01 NORTH | G01 29SP | 631193 HUNTLEY3 345 631197 LEDYARD3 345 1 | 635369 KOSSUTH 3 345 635425 PALO ALTO 3 345 1 | 0.06209 | Yes
GEN-2024-216 | 01 NORTH | G01 29SP | 631138 LAKEFLD3 345 635368 OBRIEN 3 345 1 | 635419 TRUMBULL LK3 345 635425 PALO ALTO 3 345 1 | 0.05446 | Yes
GEN-2024-216 | 01 NORTH | G01 29SP | 631193 HUNTLEY3 345 631197 LEDYARD3 345 1 | 635419 TRUMBULL LK3 345 635425 PALO ALTO 3 345 1 | 0.06209 | Yes
GEN-2024-216 | 01 NORTH | G01 29SP | 635200 RAUN 3 345 635398 REMSEN 3 345 1 | 635999 IRVINGTON3 345 636000 WEBSTER3 345 1 | 0.05831 | Yes
GEN-2024-216 | 01 NORTH | G01 29SP | 635398 REMSEN 3 345 635399 CHEROKEE 3 345 1 | 635999 IRVINGTON3 345 636000 WEBSTER3 345 1 | 0.05831 | Yes
GEN-2024-216 | 01 NORTH | G01 29SP | 635399 CHEROKEE 3 345 635400 HIGHLAND 3 345 1 | 635999 IRVINGTON3 345 636000 WEBSTER3 345 1 | 0.05831 | Yes
GEN-2024-216 | 01 NORTH | G01 29SP | 636000 WEBSTER3 345 636010 LEHIGH 3 345 1 | 636010 LEHIGH 3 345 636017 LEHIGH GARX3 345 Z | 0.05014 | Yes
GEN-2024-216 | 01 NORTH | G01 29SP | 635200 RAUN 3 345 652564 SIOUXCY3 345 1 | 636010 LEHIGH 3 345 636017 LEHIGH GARX3 345 Z | 0.07396 | Yes
GEN-2024-216 | 01 NORTH | G01 29SP | 635368 OBRIEN 3 345 635400 HIGHLAND 3 345 1 | 636010 LEHIGH 3 345 636017 LEHIGH GARX3 345 Z | 0.05018 | Yes
GEN-2024-216 | 01 NORTH | G01 29SP | 635600 GRIMES 3 345 636003 BEAVER CRK 3 345 1 | 636197 N FRANKLIN 3 345 636198 BLCKHWKRX 3 345 1 | 0.05065 | Yes
GEN-2024-216 | 01 NORTH | G01 29SP | 636003 BEAVER CRK 3 345 636010 LEHIGH 3 345 1 | 636197 N FRANKLIN 3 345 636198 BLCKHWKRX 3 345 1 | 0.05065 | Yes
GEN-2024-216 | 01 NORTH | G01 29SP | 635600 GRIMES 3 345 636003 BEAVER CRK 3 345 1 | 636198 BLCKHWKRX 3 345 636199 BLACKHAWK 3 345 Z | 0.05065 | Yes
GEN-2024-216 | 01 NORTH | G01 29SP | 636003 BEAVER CRK 3 345 636010 LEHIGH 3 345 1 | 636198 BLCKHWKRX 3 345 636199 BLACKHAWK 3 345 Z | 0.05065 | Yes
GEN-2024-216 | 01 NORTH | G01 29SP | 635200 RAUN 3 345 645552 S3452 REACT3 345 1 | 645451 S3451 3 345 645551 S3451-RAUN 3 345 Z1 | 0.08415 | Yes
GEN-2024-216 | 01 NORTH | G01 29SP | 635200 RAUN 3 345 652564 SIOUXCY3 345 1 | 645451 S3451 3 345 645551 S3451-RAUN 3 345 Z1 | 0.06428 | Yes
GEN-2024-216 | 01 NORTH | G01 29SP | 635200 RAUN 3 345 762779 G18-043 TAP 345 1 | 645452 S3452 3 345 645552 S3452 REACT3 345 Z1 | 0.0836 | Yes
GEN-2024-216 | 01 NORTH | G01 29SP | 635200 RAUN 3 345 645552 S3452 REACT3 345 1 | 645551 S3451-RAUN 3 345 762779 G18-043 TAP 345 1 | 0.08415 | Yes
GEN-2024-216 | 01 NORTH | G01 29SP | 635200 RAUN 3 345 652564 SIOUXCY3 345 1 | 645551 S3451-RAUN 3 345 762779 G18-043 TAP 345 1 | 0.06428 | Yes
GEN-2024-216 | 01 NORTH | G01 29SP | 661048 HETINGR7 115 995806 HETTINGR TR1 115 1 | 652497 MAURINE4 230 659351 BISON___-GE4 230 1 | 0.05113 | Yes
GEN-2024-216 | 01 NORTH | G01 29SP | 655730 CENTIPED-UM7 115 661048 HETINGR7 115 1 | 652497 MAURINE4 230 659351 BISON___-GE4 230 1 | 0.05113 | Yes
GEN-2024-216 | 01 NORTH | G01 29SP | 655730 CENTIPED-UM7 115 661070 N ENGLN7 115 1 | 652497 MAURINE4 230 659351 BISON___-GE4 230 1 | 0.05113 | Yes
GEN-2024-216 | 01 NORTH | G01 29SP | 657756 SQBUTTE4 230 995910 620:CENTER # 230 2 | 657791 CENTER 3 345 3WXFMR 620:CENTER #1 345/ 1 | 0.06125 | Yes
GEN-2024-216 | 01 NORTH | G01 29SP | 657791 CENTER 3 345 995910 620:CENTER # 230 2 | 657791 CENTER 3 345 3WXFMR 620:CENTER #1 345/ 1 | 0.06125 | Yes
GEN-2024-216 | 01 NORTH | G01 29SP | 620480 DEUEL CO 3 345 620483 ASTORIA 3 345 1 | 658047 ALEXMRES3 345 658049 ALXLNRCTRT 345 Z1 | 0.07389 | Yes
GEN-2024-216 | 01 NORTH | G01 29SP | 603023 MALLARD7 115 659155 LOGAN___-BE7 115 1 | 659050 LOGAN__-BE3 345 659105 LELAND_O-BE3 345 1 | 0.05841 | Yes
GEN-2024-216 | 01 NORTH | G01 29SP | 661048 HETINGR7 115 995806 HETTINGR TR1 115 1 | 659351 BISON___-GE4 230 661047 HETINGR4 230 1 | 0.05113 | Yes
GEN-2024-216 | 01 NORTH | G01 29SP | 655730 CENTIPED-UM7 115 661048 HETINGR7 115 1 | 659351 BISON___-GE4 230 661047 HETINGR4 230 1 | 0.05113 | Yes
GEN-2024-216 | 01 NORTH | G01 29SP | 655730 CENTIPED-UM7 115 661070 N ENGLN7 115 1 | 659351 BISON___-GE4 230 661047 HETINGR4 230 1 | 0.05113 | Yes
GEN-2024-216 | 01 NORTH | G01 29SP | 659125 DICKINSN-BE7 115 661070 N ENGLN7 115 1 | 659351 BISON___-GE4 230 661047 HETINGR4 230 1 | 0.05113 | Yes
GEN-2024-216 | 01 NORTH | G01 29SP | 620369 JAMESTN3 345 657791 CENTER 3 345 1 | 659422 LO.LS-GR-BE3 345 659423 GR.LS-LO-BE3 345 1 | 0.09285 | Yes
GEN-2024-216 | 01 NORTH | G01 29SP | 657741 ROUGHRIDER 4 230 657751 CENTER 4 230 1 | 661016 COYOTE 3 345 3WXFMR 661:COYOTE TR1 1 | 0.05271 | Yes
GEN-2024-216 | 01 NORTH | G01 29SP | 657741 ROUGHRIDER 4 230 661053 MANDAN 4 230 1 | 661016 COYOTE 3 345 3WXFMR 661:COYOTE TR1 1 | 0.05271 | Yes
GEN-2024-216 | 01 NORTH | G01 29SP | 620369 JAMESTN3 345 657791 CENTER 3 345 1 | 67020 MPC03839POI 345 657946 PRAIRIE3 345 1 | 0.09091 | Yes
GEN-2024-216 | 01 NORTH | G01 29SP | 620358 BUFFALO3 345 620369 JAMESTN3 345 1 | 67020 MPC03839POI 345 657946 PRAIRIE3 345 1 | 0.06709 | Yes
GEN-2024-216 | 01 NORTH | G01 29SP | 601067 BISON 3 345 620358 BUFFALO3 345 1 | 67020 MPC03839POI 345 657946 PRAIRIE3 345 1 | 0.06578 | Yes
GEN-2024-216 | 01 NORTH | G01 29SP | 620369 JAMESTN3 345 657791 CENTER 3 345 1 | 67020 MPC03839POI 345 657951 CNTSHNT3 345 1 | 0.09091 | Yes
GEN-2024-216 | 01 NORTH | G01 29SP | 620358 BUFFALO3 345 620369 JAMESTN3 345 1 | 67020 MPC03839POI 345 657951 CNTSHNT3 345 1 | 0.06709 | Yes
GEN-2024-216 | 01 NORTH | G01 29SP | 601067 BISON 3 345 620358 BUFFALO3 345 1 | 67020 MPC03839POI 345 657951 CNTSHNT3 345 1 | 0.06578 | Yes
GEN-2024-216 | 01 NORTH | G01 29SP | 620369 JAMESTN3 345 657791 CENTER 3 345 1 | Base Case | 0.08134 | Yes
GEN-2024-216 | 01 NORTH | G01 29SP | 620358 BUFFALO3 345 620369 JAMESTN3 345 1 | Base Case | 0.05976 | Yes
GEN-2024-216 | 01 NORTH | G01 29SP | 601067 BISON 3 345 620358 BUFFALO3 345 1 | Base Case | 0.05905 | Yes
GEN-2024-216 | 01 NORTH | G01 29SP | 635200 RAUN 3 345 762779 G18-043 TAP 345 1 | Base Case | 0.05895 | Yes
GEN-2024-216 | 01 NORTH | G01 29SP | 601006 SPLT RK3 345 652536 WHITE-SRX3 345 1 | Base Case | 0.06218 | Yes
GEN-2024-216 | 01 NORTH | G01 29SP | 601031 BRKNGCO3 345 620483 ASTORIA 3 345 1 | Base Case | 0.06546 | Yes
GEN-2024-216 | 01 NORTH | G01 29SP | 601001 FORBES 2 500 601017 CHIS-N 2 500 1 | Base Case | 0.06042 | Yes
GEN-2024-216 | 01 NORTH | G01 29SP | 601016 CHIS CO2 500 601017 CHIS-N 2 500 1 | Base Case | 0.06042 | Yes
GEN-2024-216 | 01 NORTH | G01 29SP | 601006 SPLT RK3 345 652864 SIOUXCY-LNX3 345 1 | Base Case | 0.06252 | Yes
GEN-2024-216 | 01 NORTH | G01 29SP | 635200 RAUN 3 345 645552 S3452 REACT3 345 1 | Base Case | 0.06007 | Yes
GEN-2024-216 | 01 NORTH | G01 29SP | 601067 BISON 3 345 658049 ALXLNRCTRT 345 1 | Base Case | 0.05026 | Yes
GEN-2024-216 | 01 NORTH | G01 29SP | 658047 ALEXMRES3 345 658049 ALXLNRCTRT 345 Z1 | Base Case | 0.05026 | Yes
GEN-2024-216 | 01 NORTH | G01 29SP | 620480 DEUEL CO 3 345 620483 ASTORIA 3 345 1 | Base Case | 0.06461 | Yes
GEN-2024-216 | 01 NORTH | G01 29SP | 601048 LYON CO 3 345 631138 LAKEFLD3 345 1 | Base Case | 0.05719 | Yes
GEN-2024-216 | 01 NORTH | G01 29SP | 635200 RAUN 3 345 652564 SIOUXCY3 345 1 | Base Case | 0.07302 | Yes
GEN-2024-216 | 01 NORTH | G01 29SP | 620417 BSSOUTH3 345 620480 DEUEL CO 3 345 1 | Base Case | 0.06461 | Yes
GEN-2024-216 | 01 NORTH | G01 29SP | 652468 HEBRON 4 230 661053 MANDAN 4 230 1 | Base Case | 0.1047 | Yes
GEN-2024-216 | 01 NORTH | G01 29SP | 636000 WEBSTER3 345 636010 LEHIGH 3 345 1 | Base Case | 0.05274 | Yes
GEN-2024-216 | 01 NORTH | G01 29SP | 631193 HUNTLEY3 345 631197 LEDYARD3 345 1 | Base Case | 0.05863 | Yes
GEN-2024-216 | 01 NORTH | G01 29SP | 631138 LAKEFLD3 345 635368 OBRIEN 3 345 1 | Base Case | 0.05863 | Yes
GEN-2024-216 | 01 NORTH | G01 29SP | 635200 RAUN 3 345 762779 G18-043 TAP 345 1 | GEN645011 1 | 0.05895 | Yes
GEN-2024-216 | 01 NORTH | G01 29SP | 635200 RAUN 3 345 762779 G18-043 TAP 345 1 | GEN645011 1_Dup1 | 0.05895 | Yes
GEN-2024-216 | 01 NORTH | G01 29SP | 635200 RAUN 3 345 762779 G18-043 TAP 345 1 | GEN645012 2 | 0.05895 | Yes
GEN-2024-216 | 01 NORTH | G01 29SP | 601006 SPLT RK3 345 652864 SIOUXCY-LNX3 345 1 | GEN645012 2 | 0.06252 | Yes
GEN-2024-216 | 01 NORTH | G01 29SP | 635200 RAUN 3 345 645552 S3452 REACT3 345 1 | GEN645012 2 | 0.06007 | Yes
GEN-2024-216 | 01 NORTH | G01 29SP | 635200 RAUN 3 345 762779 G18-043 TAP 345 1 | GEN645012 2_Dup1 | 0.05895 | Yes
GEN-2024-216 | 01 NORTH | G01 29SP | 601006 SPLT RK3 345 652864 SIOUXCY-LNX3 345 1 | GEN645012 2_Dup1 | 0.06252 | Yes
GEN-2024-216 | 01 NORTH | G01 29SP | 635200 RAUN 3 345 645552 S3452 REACT3 345 1 | GEN645012 2_Dup1 | 0.06007 | Yes
GEN-2024-216 | 01 NORTH | G01 29SP | 652468 HEBRON 4 230 661053 MANDAN 4 230 1 | GEN659118 1 | 0.1047 | Yes
GEN-2024-216 | 01 NORTH | G01 29SP | 652468 HEBRON 4 230 661053 MANDAN 4 230 1 | GEN659118 1_Dup1 | 0.1047 | Yes
GEN-2024-216 | 01 NORTH | G01 29SP | 652468 HEBRON 4 230 661053 MANDAN 4 230 1 | GEN659403 1 | 0.1047 | Yes
GEN-2024-216 | 01 NORTH | G01 29SP | 652468 HEBRON 4 230 661053 MANDAN 4 230 1 | GEN659403 1_Dup1 | 0.1047 | Yes
GEN-2024-282 | 01 NORTH | G01 29SP | 652468 HEBRON 4 230 661053 MANDAN 4 230 1 | P11:0.7:UMZ:# N-1 #:: UNIT ND.SUN._-PPW-1 RATED 106.5 MW:HV: | 0.06532 | Yes
GEN-2024-282 | 01 NORTH | G01 29SP | 635200 RAUN 3 345 652564 SIOUXCY3 345 1 | P11:22:GRE:GRE-COAL41G:1 | 0.05797 | Yes
GEN-2024-282 | 01 NORTH | G01 29SP | 635200 RAUN 3 345 652564 SIOUXCY3 345 1 | P11:22:GRE:GRE-COAL42G:2 | 0.05797 | Yes
GEN-2024-282 | 01 NORTH | G01 29SP | 652468 HEBRON 4 230 661053 MANDAN 4 230 1 | P11:24.0:UMZ:# N-1 #:: UNIT LRS_1___-MBG-1 RATED 625.2 MW:HV: | 0.06532 | Yes
GEN-2024-282 | 01 NORTH | G01 29SP | 635200 RAUN 3 345 652564 SIOUXCY3 345 1 | P11:24:OTP:BIGSTN1G:1 | 0.05797 | Yes
GEN-2024-282 | 01 NORTH | G01 29SP | 635200 RAUN 3 345 652564 SIOUXCY3 345 1 | P11:26:XEL:SHERCO33G:3 | 0.05797 | Yes
GEN-2024-282 | 01 NORTH | G01 29SP | 661048 HETINGR7 115 995806 HETTINGR TR1 115 1 | P12:230.0:UMZ:# N-1 #:: LINE BOWMAN__-BE4-HETINGR4-1 :HV: | 0.05629 | Yes
GEN-2024-282 | 01 NORTH | G01 29SP | 655730 CENTIPED-UM7 115 661048 HETINGR7 115 1 | P12:230.0:UMZ:# N-1 #:: LINE BOWMAN__-BE4-HETINGR4-1 :HV: | 0.05629 | Yes
GEN-2024-282 | 01 NORTH | G01 29SP | 655730 CENTIPED-UM7 115 661070 N ENGLN7 115 1 | P12:230.0:UMZ:# N-1 #:: LINE BOWMAN__-BE4-HETINGR4-1 :HV: | 0.05629 | Yes
GEN-2024-282 | 01 NORTH | G01 29SP | 659125 DICKINSN-BE7 115 661070 N ENGLN7 115 1 | P12:230.0:UMZ:# N-1 #:: LINE BOWMAN__-BE4-HETINGR4-1 :HV: | 0.05629 | Yes
GEN-2024-282 | 01 NORTH | G01 29SP | 652468 HEBRON 4 230 661053 MANDAN 4 230 1 | P12:230.0:UMZ:# N-1 #:: LINE DAGLUM__-BE4-BRADY___-PP4-1 :HV: | 0.06667 | Yes
GEN-2024-282 | 01 NORTH | G01 29SP | 652468 HEBRON 4 230 661053 MANDAN 4 230 1 | P12:230.0:UMZ:# N-1 #:: LINE HEBRON 4-ND.SUN._-PP4-1 :HV: | 0.06703 | Yes
GEN-2024-282 | 01 NORTH | G01 29SP | 652468 HEBRON 4 230 661053 MANDAN 4 230 1 | P12:230.0:UMZ:# N-1 #:: LINE WARD 4-MANDAN 4-1 :HV: | 0.06364 | Yes
GEN-2024-282 | 01 NORTH | G01 29SP | 661048 HETINGR7 115 995806 HETTINGR TR1 115 1 | P12:230:MDU:BOWMAN:HETTINGER:1: | 0.05629 | Yes
GEN-2024-282 | 01 NORTH | G01 29SP | 655730 CENTIPED-UM7 115 661048 HETINGR7 115 1 | P12:230:MDU:BOWMAN:HETTINGER:1: | 0.05629 | Yes
GEN-2024-282 | 01 NORTH | G01 29SP | 655730 CENTIPED-UM7 115 661070 N ENGLN7 115 1 | P12:230:MDU:BOWMAN:HETTINGER:1: | 0.05629 | Yes
GEN-2024-282 | 01 NORTH | G01 29SP | 659125 DICKINSN-BE7 115 661070 N ENGLN7 115 1 | P12:230:MDU:BOWMAN:HETTINGER:1: | 0.05629 | Yes
GEN-2024-282 | 01 NORTH | G01 29SP | 620369 JAMESTN3 345 657791 CENTER 3 345 1 | P12:230:MDU:MANDAN:NAPOLEON SW:1: | 0.05228 | Yes
GEN-2024-282 | 01 NORTH | G01 29SP | 652468 HEBRON 4 230 661053 MANDAN 4 230 1 | P12:230:MDU:MANDAN:WARD:1: | 0.06364 | Yes
GEN-2024-282 | 01 NORTH | G01 29SP | 620369 JAMESTN3 345 657791 CENTER 3 345 1 | P12:230:MDU:MERRICOURT:WISHEK:1: | 0.05228 | Yes
GEN-2024-282 | 01 NORTH | G01 29SP | 652468 HEBRON 4 230 661053 MANDAN 4 230 1 | P12:230:MDU:MERRICOURT:WISHEK:1: | 0.06284 | Yes
GEN-2024-282 | 01 NORTH | G01 29SP | 620369 JAMESTN3 345 657791 CENTER 3 345 1 | P12:230:MDU:NAPOLEON SW:WISHEK:1: | 0.05228 | Yes
GEN-2024-282 | 01 NORTH | G01 29SP | 652468 HEBRON 4 230 661053 MANDAN 4 230 1 | P12:230:MDU:NAPOLEON SW:WISHEK:1: | 0.06284 | Yes
GEN-2024-282 | 01 NORTH | G01 29SP | 652468 HEBRON 4 230 661053 MANDAN 4 230 1 | P12:345.0:UMZ:# N-1 #:: LINE ANTELOPE-BE3-ROUNDUP_-BE3-1 :EHV: | 0.0712 | Yes
GEN-2024-282 | 01 NORTH | G01 29SP | 620369 JAMESTN3 345 657791 CENTER 3 345 1 | P12:345.0:UMZ:# N-1 #:: LINE GROTON__-BE3-GR.LS-LO-BE3-Z :EHV: | 0.05016 | Yes
GEN-2024-282 | 01 NORTH | G01 29SP | 620369 JAMESTN3 345 657791 CENTER 3 345 1 | P12:345.0:UMZ:# N-1 #:: LINE LELAND_O-BE3-LO.LS-GR-BE3-Z :EHV: | 0.05016 | Yes
GEN-2024-282 | 01 NORTH | G01 29SP | 635200 RAUN 3 345 652564 SIOUXCY3 345 1 | P12:345.0:UMZ:# N-1 #:: LINE SPLT RK3-WHITE-SRX3-1 :EHV: | 0.05272 | Yes
GEN-2024-282 | 01 NORTH | G01 29SP | 601031 BRKNGCO3 345 620483 ASTORIA 3 345 1 | P12:345.0:UMZ:# N-1 #:: LINE WATERTN3-WATERTN-LNX3-Z :EHV: | 0.051 | Yes
GEN-2024-282 | 01 NORTH | G01 29SP | 601031 BRKNGCO3 345 620483 ASTORIA 3 345 1 | P12:345.0:UMZ:# N-1 #:: LINE WHITE 3-WATERTN-LNX3-1 :EHV: | 0.051 | Yes
GEN-2024-282 | 01 NORTH | G01 29SP | 635200 RAUN 3 345 652564 SIOUXCY3 345 1 | P12:345.0:UMZ:# N-1 #:: LINE WHITE-SRX3-WHITE 3-SX :EHV: | 0.05272 | Yes
GEN-2024-282 | 01 NORTH | G01 29SP | 635200 RAUN 3 345 645552 S3452 REACT3 345 1 | P12:345:OPPD-MEC:S3451-RAUN:::EHV: | 0.06756 | Yes
GEN-2024-282 | 01 NORTH | G01 29SP | 635200 RAUN 3 345 652564 SIOUXCY3 345 1 | P12:345:OPPD-MEC:S3451-RAUN:::EHV: | 0.05095 | Yes
GEN-2024-282 | 01 NORTH | G01 29SP | 620369 JAMESTN3 345 657791 CENTER 3 345 1 | P12:345:OTP:CENTER3:CNTSHNT3:Z1 | 0.05003 | Yes
GEN-2024-282 | 01 NORTH | G01 29SP | 652468 HEBRON 4 230 661053 MANDAN 4 230 1 | P12:345:OTP:JAMESTN3:CENTER3:1 | 0.064 | Yes
GEN-2024-282 | 01 NORTH | G01 29SP | 652468 HEBRON 4 230 661053 MANDAN 4 230 1 | P13:230-34.5:UMZ:# N-1 #:: 3WND ND.SUN._-PP4-ND.SUN._-PP9-ND.SUN.T-PP9-1 SFW.GSU.T1:HV: | 0.06703 | Yes
GEN-2024-282 | 01 NORTH | G01 29SP | 652468 HEBRON 4 230 661053 MANDAN 4 230 1 | P13:345-24.0:UMZ:# N-1 #:: 2WND LRS_1___-MBG-LARAMIE_-MB3-1 :EHV: | 0.06602 | Yes
GEN-2024-282 | 01 NORTH | G01 29SP | 620369 JAMESTN3 345 657791 CENTER 3 345 1 | P14:345:UMZ:# 7211 #:: PROPER TAKE LINE WITH GROTON-LELAND OLDS LINE REACTOR:EHV: | 0.05016 | Yes
GEN-2024-282 | 01 NORTH | G01 29SP | 620369 JAMESTN3 345 657791 CENTER 3 345 1 | P14:345:UMZ:# 7212 #:: PROPER TAKE LINE WITH LELAND OLDS-GROTON LINE REACTOR:EHV: | 0.05016 | Yes
GEN-2024-282 | 01 NORTH | G01 29SP | 620369 JAMESTN3 345 657791 CENTER 3 345 1 | P14:345:UMZ:# 7220 #:: PROPER MINNKOTA CON FOR CENTER SHUNT TAKES LINE:EHV: | 0.05003 | Yes
GEN-2024-282 | 01 NORTH | G01 29SP | 601031 BRKNGCO3 345 620483 ASTORIA 3 345 1 | P21:345:UMZW:# 326 #:: WT2 IN SD. OPENING OF A LINE SECTION W/O A FAULT (WT2-WT2LNX3 LINE REACTOR):EHV: | 0.051 | Yes
GEN-2024-282 | 01 NORTH | G01 29SP | 635200 RAUN 3 345 645552 S3452 REACT3 345 1 | P22:345:OPPD:S3451-RAUN:::EHV: | 0.06756 | Yes
GEN-2024-282 | 01 NORTH | G01 29SP | 635200 RAUN 3 345 652564 SIOUXCY3 345 1 | P22:345:OPPD:S3451-RAUN:::EHV: | 0.05095 | Yes
GEN-2024-282 | 01 NORTH | G01 29SP | 635200 RAUN 3 345 762779 G18-043 TAP 345 1 | P23:345:MEC:LEHIGH:360::EHV: | 0.05099 | Yes
GEN-2024-282 | 01 NORTH | G01 29SP | 635200 RAUN 3 345 645552 S3452 REACT3 345 1 | P23:345:MEC:LEHIGH:360::EHV: | 0.05195 | Yes
GEN-2024-282 | 01 NORTH | G01 29SP | 635200 RAUN 3 345 652564 SIOUXCY3 345 1 | P23:345:MEC:LEHIGH:360::EHV: | 0.05937 | Yes
GEN-2024-282 | 01 NORTH | G01 29SP | 635200 RAUN 3 345 652564 SIOUXCY3 345 1 | P23:345:MEC:LEHIGH:390::EHV: | 0.05733 | Yes
GEN-2024-282 | 01 NORTH | G01 29SP | 635200 RAUN 3 345 645552 S3452 REACT3 345 1 | P23:345:OPPD:S3451-RAUN:::EHV: | 0.06756 | Yes
GEN-2024-282 | 01 NORTH | G01 29SP | 635200 RAUN 3 345 652564 SIOUXCY3 345 1 | P23:345:OPPD:S3451-RAUN:::EHV: | 0.05095 | Yes
GEN-2024-282 | 01 NORTH | G01 29SP | 652468 HEBRON 4 230 661053 MANDAN 4 230 1 | P23:345:UMZB:# 3706 #:: RP IN ND. BREAKER FAULT ROUND UP (496):EHV: | 0.0712 | Yes
GEN-2024-282 | 01 NORTH | G01 29SP | 601031 BRKNGCO3 345 620483 ASTORIA 3 345 1 | P23:345:UMZW:# 823 #:: WH IN SD. :EHV: | 0.05098 | Yes
GEN-2024-282 | 01 NORTH | G01 29SP | 601031 BRKNGCO3 345 620483 ASTORIA 3 345 1 | P23:345:UMZW:# 824 #:: WH IN SD. :EHV: | 0.05099 | Yes
GEN-2024-282 | 01 NORTH | G01 29SP | 652468 HEBRON 4 230 661053 MANDAN 4 230 1 | P42:345:UMZB:# 2504 #:: AVS IN ND. STUCK BREAKER (4396):EHV: | 0.07148 | Yes
GEN-2024-282 | 01 NORTH | G01 29SP | 635200 RAUN 3 345 652564 SIOUXCY3 345 1 | P55:345:XEL:PRI1 | 0.058 | Yes
GEN-2024-282 | 01 NORTH | G01 29SP | 652468 HEBRON 4 230 661053 MANDAN 4 230 1 | 608607 NELSNLK4 230 615901 GRE-STANTON4 230 1 | 0.06612 | Yes
GEN-2024-282 | 01 NORTH | G01 29SP | 635200 RAUN 3 345 762779 G18-043 TAP 345 1 | 635200 RAUN 3 345 645552 S3452 REACT3 345 1 | 0.06713 | Yes
GEN-2024-282 | 01 NORTH | G01 29SP | 635200 RAUN 3 345 645552 S3452 REACT3 345 1 | 635200 RAUN 3 345 762779 G18-043 TAP 345 1 | 0.06756 | Yes
GEN-2024-282 | 01 NORTH | G01 29SP | 635200 RAUN 3 345 652564 SIOUXCY3 345 1 | 635200 RAUN 3 345 762779 G18-043 TAP 345 1 | 0.05095 | Yes
GEN-2024-282 | 01 NORTH | G01 29SP | 635200 RAUN 3 345 652564 SIOUXCY3 345 1 | 636010 LEHIGH 3 345 636017 LEHIGH GARX3 345 Z | 0.05733 | Yes
GEN-2024-282 | 01 NORTH | G01 29SP | 635200 RAUN 3 345 645552 S3452 REACT3 345 1 | 645451 S3451 3 345 645551 S3451-RAUN 3 345 Z1 | 0.06756 | Yes
GEN-2024-282 | 01 NORTH | G01 29SP | 635200 RAUN 3 345 652564 SIOUXCY3 345 1 | 645451 S3451 3 345 645551 S3451-RAUN 3 345 Z1 | 0.05095 | Yes
GEN-2024-282 | 01 NORTH | G01 29SP | 635200 RAUN 3 345 762779 G18-043 TAP 345 1 | 645452 S3452 3 345 645552 S3452 REACT3 345 Z1 | 0.06713 | Yes
GEN-2024-282 | 01 NORTH | G01 29SP | 635200 RAUN 3 345 645552 S3452 REACT3 345 1 | 645551 S3451-RAUN 3 345 762779 G18-043 TAP 345 1 | 0.06756 | Yes
GEN-2024-282 | 01 NORTH | G01 29SP | 635200 RAUN 3 345 652564 SIOUXCY3 345 1 | 645551 S3451-RAUN 3 345 762779 G18-043 TAP 345 1 | 0.05095 | Yes
GEN-2024-282 | 01 NORTH | G01 29SP | 620369 JAMESTN3 345 657791 CENTER 3 345 1 | 659422 LO.LS-GR-BE3 345 659423 GR.LS-LO-BE3 345 1 | 0.05016 | Yes
GEN-2024-282 | 01 NORTH | G01 29SP | 620369 JAMESTN3 345 657791 CENTER 3 345 1 | 67020 MPC03839POI 345 657946 PRAIRIE3 345 1 | 0.05003 | Yes
GEN-2024-282 | 01 NORTH | G01 29SP | 620369 JAMESTN3 345 657791 CENTER 3 345 1 | 67020 MPC03839POI 345 657951 CNTSHNT3 345 1 | 0.05003 | Yes
GEN-2024-282 | 01 NORTH | G01 29SP | 635200 RAUN 3 345 652564 SIOUXCY3 345 1 | Base Case | 0.05797 | Yes
GEN-2024-282 | 01 NORTH | G01 29SP | 652468 HEBRON 4 230 661053 MANDAN 4 230 1 | Base Case | 0.06532 | Yes
GEN-2024-282 | 01 NORTH | G01 29SP | 652468 HEBRON 4 230 661053 MANDAN 4 230 1 | GEN659118 1 | 0.06532 | Yes
GEN-2024-282 | 01 NORTH | G01 29SP | 652468 HEBRON 4 230 661053 MANDAN 4 230 1 | GEN659118 1_Dup1 | 0.06532 | Yes
GEN-2024-282 | 01 NORTH | G01 29SP | 652468 HEBRON 4 230 661053 MANDAN 4 230 1 | GEN659403 1 | 0.06532 | Yes
GEN-2024-282 | 01 NORTH | G01 29SP | 652468 HEBRON 4 230 661053 MANDAN 4 230 1 | GEN659403 1_Dup1 | 0.06532 | Yes
GEN-2024-283 | 01 NORTH | G01 29SP | 652468 HEBRON 4 230 661053 MANDAN 4 230 1 | P11:0.7:UMZ:# N-1 #:: UNIT ND.SUN._-PPW-1 RATED 106.5 MW:HV: | 0.06532 | Yes
GEN-2024-283 | 01 NORTH | G01 29SP | 635200 RAUN 3 345 652564 SIOUXCY3 345 1 | P11:22:GRE:GRE-COAL41G:1 | 0.05797 | Yes
GEN-2024-283 | 01 NORTH | G01 29SP | 635200 RAUN 3 345 652564 SIOUXCY3 345 1 | P11:22:GRE:GRE-COAL42G:2 | 0.05797 | Yes
GEN-2024-283 | 01 NORTH | G01 29SP | 652468 HEBRON 4 230 661053 MANDAN 4 230 1 | P11:24.0:UMZ:# N-1 #:: UNIT LRS_1___-MBG-1 RATED 625.2 MW:HV: | 0.06532 | Yes
GEN-2024-283 | 01 NORTH | G01 29SP | 635200 RAUN 3 345 652564 SIOUXCY3 345 1 | P11:24:OTP:BIGSTN1G:1 | 0.05797 | Yes
GEN-2024-283 | 01 NORTH | G01 29SP | 635200 RAUN 3 345 652564 SIOUXCY3 345 1 | P11:26:XEL:SHERCO33G:3 | 0.05797 | Yes
GEN-2024-283 | 01 NORTH | G01 29SP | 661048 HETINGR7 115 995806 HETTINGR TR1 115 1 | P12:230.0:UMZ:# N-1 #:: LINE BOWMAN__-BE4-HETINGR4-1 :HV: | 0.05629 | Yes
GEN-2024-283 | 01 NORTH | G01 29SP | 655730 CENTIPED-UM7 115 661048 HETINGR7 115 1 | P12:230.0:UMZ:# N-1 #:: LINE BOWMAN__-BE4-HETINGR4-1 :HV: | 0.05629 | Yes
GEN-2024-283 | 01 NORTH | G01 29SP | 655730 CENTIPED-UM7 115 661070 N ENGLN7 115 1 | P12:230.0:UMZ:# N-1 #:: LINE BOWMAN__-BE4-HETINGR4-1 :HV: | 0.05629 | Yes
GEN-2024-283 | 01 NORTH | G01 29SP | 659125 DICKINSN-BE7 115 661070 N ENGLN7 115 1 | P12:230.0:UMZ:# N-1 #:: LINE BOWMAN__-BE4-HETINGR4-1 :HV: | 0.05629 | Yes
GEN-2024-283 | 01 NORTH | G01 29SP | 652468 HEBRON 4 230 661053 MANDAN 4 230 1 | P12:230.0:UMZ:# N-1 #:: LINE DAGLUM__-BE4-BRADY___-PP4-1 :HV: | 0.06667 | Yes
GEN-2024-283 | 01 NORTH | G01 29SP | 652468 HEBRON 4 230 661053 MANDAN 4 230 1 | P12:230.0:UMZ:# N-1 #:: LINE HEBRON 4-ND.SUN._-PP4-1 :HV: | 0.06703 | Yes
GEN-2024-283 | 01 NORTH | G01 29SP | 652468 HEBRON 4 230 661053 MANDAN 4 230 1 | P12:230.0:UMZ:# N-1 #:: LINE WARD 4-MANDAN 4-1 :HV: | 0.06364 | Yes
GEN-2024-283 | 01 NORTH | G01 29SP | 661048 HETINGR7 115 995806 HETTINGR TR1 115 1 | P12:230:MDU:BOWMAN:HETTINGER:1: | 0.05629 | Yes
GEN-2024-283 | 01 NORTH | G01 29SP | 655730 CENTIPED-UM7 115 661048 HETINGR7 115 1 | P12:230:MDU:BOWMAN:HETTINGER:1: | 0.05629 | Yes
GEN-2024-283 | 01 NORTH | G01 29SP | 655730 CENTIPED-UM7 115 661070 N ENGLN7 115 1 | P12:230:MDU:BOWMAN:HETTINGER:1: | 0.05629 | Yes
GEN-2024-283 | 01 NORTH | G01 29SP | 659125 DICKINSN-BE7 115 661070 N ENGLN7 115 1 | P12:230:MDU:BOWMAN:HETTINGER:1: | 0.05629 | Yes
GEN-2024-283 | 01 NORTH | G01 29SP | 620369 JAMESTN3 345 657791 CENTER 3 345 1 | P12:230:MDU:MANDAN:NAPOLEON SW:1: | 0.05228 | Yes
GEN-2024-283 | 01 NORTH | G01 29SP | 652468 HEBRON 4 230 661053 MANDAN 4 230 1 | P12:230:MDU:MANDAN:WARD:1: | 0.06364 | Yes
GEN-2024-283 | 01 NORTH | G01 29SP | 620369 JAMESTN3 345 657791 CENTER 3 345 1 | P12:230:MDU:MERRICOURT:WISHEK:1: | 0.05228 | Yes
GEN-2024-283 | 01 NORTH | G01 29SP | 652468 HEBRON 4 230 661053 MANDAN 4 230 1 | P12:230:MDU:MERRICOURT:WISHEK:1: | 0.06284 | Yes
GEN-2024-283 | 01 NORTH | G01 29SP | 620369 JAMESTN3 345 657791 CENTER 3 345 1 | P12:230:MDU:NAPOLEON SW:WISHEK:1: | 0.05228 | Yes
GEN-2024-283 | 01 NORTH | G01 29SP | 652468 HEBRON 4 230 661053 MANDAN 4 230 1 | P12:230:MDU:NAPOLEON SW:WISHEK:1: | 0.06284 | Yes
GEN-2024-283 | 01 NORTH | G01 29SP | 652468 HEBRON 4 230 661053 MANDAN 4 230 1 | P12:345.0:UMZ:# N-1 #:: LINE ANTELOPE-BE3-ROUNDUP_-BE3-1 :EHV: | 0.0712 | Yes
GEN-2024-283 | 01 NORTH | G01 29SP | 620369 JAMESTN3 345 657791 CENTER 3 345 1 | P12:345.0:UMZ:# N-1 #:: LINE GROTON__-BE3-GR.LS-LO-BE3-Z :EHV: | 0.05016 | Yes
GEN-2024-283 | 01 NORTH | G01 29SP | 620369 JAMESTN3 345 657791 CENTER 3 345 1 | P12:345.0:UMZ:# N-1 #:: LINE LELAND_O-BE3-LO.LS-GR-BE3-Z :EHV: | 0.05016 | Yes
GEN-2024-283 | 01 NORTH | G01 29SP | 635200 RAUN 3 345 652564 SIOUXCY3 345 1 | P12:345.0:UMZ:# N-1 #:: LINE SPLT RK3-WHITE-SRX3-1 :EHV: | 0.05272 | Yes
GEN-2024-283 | 01 NORTH | G01 29SP | 601031 BRKNGCO3 345 620483 ASTORIA 3 345 1 | P12:345.0:UMZ:# N-1 #:: LINE WATERTN3-WATERTN-LNX3-Z :EHV: | 0.051 | Yes
GEN-2024-283 | 01 NORTH | G01 29SP | 601031 BRKNGCO3 345 620483 ASTORIA 3 345 1 | P12:345.0:UMZ:# N-1 #:: LINE WHITE 3-WATERTN-LNX3-1 :EHV: | 0.051 | Yes
GEN-2024-283 | 01 NORTH | G01 29SP | 635200 RAUN 3 345 652564 SIOUXCY3 345 1 | P12:345.0:UMZ:# N-1 #:: LINE WHITE-SRX3-WHITE 3-SX :EHV: | 0.05272 | Yes
GEN-2024-283 | 01 NORTH | G01 29SP | 635200 RAUN 3 345 645552 S3452 REACT3 345 1 | P12:345:OPPD-MEC:S3451-RAUN:::EHV: | 0.06756 | Yes
GEN-2024-283 | 01 NORTH | G01 29SP | 635200 RAUN 3 345 652564 SIOUXCY3 345 1 | P12:345:OPPD-MEC:S3451-RAUN:::EHV: | 0.05095 | Yes
GEN-2024-283 | 01 NORTH | G01 29SP | 620369 JAMESTN3 345 657791 CENTER 3 345 1 | P12:345:OTP:CENTER3:CNTSHNT3:Z1 | 0.05003 | Yes
GEN-2024-283 | 01 NORTH | G01 29SP | 652468 HEBRON 4 230 661053 MANDAN 4 230 1 | P12:345:OTP:JAMESTN3:CENTER3:1 | 0.064 | Yes
GEN-2024-283 | 01 NORTH | G01 29SP | 652468 HEBRON 4 230 661053 MANDAN 4 230 1 | P13:230-34.5:UMZ:# N-1 #:: 3WND ND.SUN._-PP4-ND.SUN._-PP9-ND.SUN.T-PP9-1 SFW.GSU.T1:HV: | 0.06703 | Yes
GEN-2024-283 | 01 NORTH | G01 29SP | 652468 HEBRON 4 230 661053 MANDAN 4 230 1 | P13:345-24.0:UMZ:# N-1 #:: 2WND LRS_1___-MBG-LARAMIE_-MB3-1 :EHV: | 0.06602 | Yes
GEN-2024-283 | 01 NORTH | G01 29SP | 620369 JAMESTN3 345 657791 CENTER 3 345 1 | P14:345:UMZ:# 7211 #:: PROPER TAKE LINE WITH GROTON-LELAND OLDS LINE REACTOR:EHV: | 0.05016 | Yes
GEN-2024-283 | 01 NORTH | G01 29SP | 620369 JAMESTN3 345 657791 CENTER 3 345 1 | P14:345:UMZ:# 7212 #:: PROPER TAKE LINE WITH LELAND OLDS-GROTON LINE REACTOR:EHV: | 0.05016 | Yes
GEN-2024-283 | 01 NORTH | G01 29SP | 620369 JAMESTN3 345 657791 CENTER 3 345 1 | P14:345:UMZ:# 7220 #:: PROPER MINNKOTA CON FOR CENTER SHUNT TAKES LINE:EHV: | 0.05003 | Yes
GEN-2024-283 | 01 NORTH | G01 29SP | 601031 BRKNGCO3 345 620483 ASTORIA 3 345 1 | P21:345:UMZW:# 326 #:: WT2 IN SD. OPENING OF A LINE SECTION W/O A FAULT (WT2-WT2LNX3 LINE REACTOR):EHV: | 0.051 | Yes
GEN-2024-283 | 01 NORTH | G01 29SP | 635200 RAUN 3 345 645552 S3452 REACT3 345 1 | P22:345:OPPD:S3451-RAUN:::EHV: | 0.06756 | Yes
GEN-2024-283 | 01 NORTH | G01 29SP | 635200 RAUN 3 345 652564 SIOUXCY3 345 1 | P22:345:OPPD:S3451-RAUN:::EHV: | 0.05095 | Yes
GEN-2024-283 | 01 NORTH | G01 29SP | 635200 RAUN 3 345 762779 G18-043 TAP 345 1 | P23:345:MEC:LEHIGH:360::EHV: | 0.05099 | Yes
GEN-2024-283 | 01 NORTH | G01 29SP | 635200 RAUN 3 345 645552 S3452 REACT3 345 1 | P23:345:MEC:LEHIGH:360::EHV: | 0.05195 | Yes
GEN-2024-283 | 01 NORTH | G01 29SP | 635200 RAUN 3 345 652564 SIOUXCY3 345 1 | P23:345:MEC:LEHIGH:360::EHV: | 0.05937 | Yes
GEN-2024-283 | 01 NORTH | G01 29SP | 635200 RAUN 3 345 652564 SIOUXCY3 345 1 | P23:345:MEC:LEHIGH:390::EHV: | 0.05733 | Yes
GEN-2024-283 | 01 NORTH | G01 29SP | 635200 RAUN 3 345 645552 S3452 REACT3 345 1 | P23:345:OPPD:S3451-RAUN:::EHV: | 0.06756 | Yes
GEN-2024-283 | 01 NORTH | G01 29SP | 635200 RAUN 3 345 652564 SIOUXCY3 345 1 | P23:345:OPPD:S3451-RAUN:::EHV: | 0.05095 | Yes
GEN-2024-283 | 01 NORTH | G01 29SP | 652468 HEBRON 4 230 661053 MANDAN 4 230 1 | P23:345:UMZB:# 3706 #:: RP IN ND. BREAKER FAULT ROUND UP (496):EHV: | 0.0712 | Yes
GEN-2024-283 | 01 NORTH | G01 29SP | 601031 BRKNGCO3 345 620483 ASTORIA 3 345 1 | P23:345:UMZW:# 823 #:: WH IN SD. :EHV: | 0.05098 | Yes
GEN-2024-283 | 01 NORTH | G01 29SP | 601031 BRKNGCO3 345 620483 ASTORIA 3 345 1 | P23:345:UMZW:# 824 #:: WH IN SD. :EHV: | 0.05099 | Yes
GEN-2024-283 | 01 NORTH | G01 29SP | 652468 HEBRON 4 230 661053 MANDAN 4 230 1 | P42:345:UMZB:# 2504 #:: AVS IN ND. STUCK BREAKER (4396):EHV: | 0.07148 | Yes
GEN-2024-283 | 01 NORTH | G01 29SP | 635200 RAUN 3 345 652564 SIOUXCY3 345 1 | P55:345:XEL:PRI1 | 0.058 | Yes
GEN-2024-283 | 01 NORTH | G01 29SP | 652468 HEBRON 4 230 661053 MANDAN 4 230 1 | 608607 NELSNLK4 230 615901 GRE-STANTON4 230 1 | 0.06612 | Yes
GEN-2024-283 | 01 NORTH | G01 29SP | 635200 RAUN 3 345 762779 G18-043 TAP 345 1 | 635200 RAUN 3 345 645552 S3452 REACT3 345 1 | 0.06713 | Yes
GEN-2024-283 | 01 NORTH | G01 29SP | 635200 RAUN 3 345 645552 S3452 REACT3 345 1 | 635200 RAUN 3 345 762779 G18-043 TAP 345 1 | 0.06756 | Yes
GEN-2024-283 | 01 NORTH | G01 29SP | 635200 RAUN 3 345 652564 SIOUXCY3 345 1 | 635200 RAUN 3 345 762779 G18-043 TAP 345 1 | 0.05095 | Yes
GEN-2024-283 | 01 NORTH | G01 29SP | 635200 RAUN 3 345 652564 SIOUXCY3 345 1 | 636010 LEHIGH 3 345 636017 LEHIGH GARX3 345 Z | 0.05733 | Yes
GEN-2024-283 | 01 NORTH | G01 29SP | 635200 RAUN 3 345 645552 S3452 REACT3 345 1 | 645451 S3451 3 345 645551 S3451-RAUN 3 345 Z1 | 0.06756 | Yes
GEN-2024-283 | 01 NORTH | G01 29SP | 635200 RAUN 3 345 652564 SIOUXCY3 345 1 | 645451 S3451 3 345 645551 S3451-RAUN 3 345 Z1 | 0.05095 | Yes
GEN-2024-283 | 01 NORTH | G01 29SP | 635200 RAUN 3 345 762779 G18-043 TAP 345 1 | 645452 S3452 3 345 645552 S3452 REACT3 345 Z1 | 0.06713 | Yes
GEN-2024-283 | 01 NORTH | G01 29SP | 635200 RAUN 3 345 645552 S3452 REACT3 345 1 | 645551 S3451-RAUN 3 345 762779 G18-043 TAP 345 1 | 0.06756 | Yes
GEN-2024-283 | 01 NORTH | G01 29SP | 635200 RAUN 3 345 652564 SIOUXCY3 345 1 | 645551 S3451-RAUN 3 345 762779 G18-043 TAP 345 1 | 0.05095 | Yes
GEN-2024-283 | 01 NORTH | G01 29SP | 620369 JAMESTN3 345 657791 CENTER 3 345 1 | 659422 LO.LS-GR-BE3 345 659423 GR.LS-LO-BE3 345 1 | 0.05016 | Yes
GEN-2024-283 | 01 NORTH | G01 29SP | 620369 JAMESTN3 345 657791 CENTER 3 345 1 | 67020 MPC03839POI 345 657946 PRAIRIE3 345 1 | 0.05003 | Yes
GEN-2024-283 | 01 NORTH | G01 29SP | 620369 JAMESTN3 345 657791 CENTER 3 345 1 | 67020 MPC03839POI 345 657951 CNTSHNT3 345 1 | 0.05003 | Yes
GEN-2024-283 | 01 NORTH | G01 29SP | 635200 RAUN 3 345 652564 SIOUXCY3 345 1 | Base Case | 0.05797 | Yes
GEN-2024-283 | 01 NORTH | G01 29SP | 652468 HEBRON 4 230 661053 MANDAN 4 230 1 | Base Case | 0.06532 | Yes
GEN-2024-283 | 01 NORTH | G01 29SP | 652468 HEBRON 4 230 661053 MANDAN 4 230 1 | GEN659118 1 | 0.06532 | Yes
GEN-2024-283 | 01 NORTH | G01 29SP | 652468 HEBRON 4 230 661053 MANDAN 4 230 1 | GEN659118 1_Dup1 | 0.06532 | Yes
GEN-2024-283 | 01 NORTH | G01 29SP | 652468 HEBRON 4 230 661053 MANDAN 4 230 1 | GEN659403 1 | 0.06532 | Yes
GEN-2024-283 | 01 NORTH | G01 29SP | 652468 HEBRON 4 230 661053 MANDAN 4 230 1 | GEN659403 1_Dup1 | 0.06532 | Yes
GEN-2024-284 | 01 NORTH | G01 29SP | 601006 SPLT RK3 345 652536 WHITE-SRX3 345 1 | P11:17:XEL:ANS74G:4 | 0.06511 | Yes
GEN-2024-284 | 01 NORTH | G01 29SP | 635200 RAUN 3 345 652564 SIOUXCY3 345 1 | P11:22:GRE:GRE-COAL41G:1 | 0.09472 | Yes
GEN-2024-284 | 01 NORTH | G01 29SP | 635200 RAUN 3 345 652564 SIOUXCY3 345 1 | P11:22:GRE:GRE-COAL42G:2 | 0.09472 | Yes
GEN-2024-284 | 01 NORTH | G01 29SP | 635200 RAUN 3 345 652564 SIOUXCY3 345 1 | P11:24:OTP:BIGSTN1G:1 | 0.09472 | Yes
GEN-2024-284 | 01 NORTH | G01 29SP | 631138 LAKEFLD3 345 635368 OBRIEN 3 345 1 | P11:24:XEL:SHERCO31G:1 | 0.06185 | Yes
GEN-2024-284 | 01 NORTH | G01 29SP | 631138 LAKEFLD3 345 635368 OBRIEN 3 345 1 | P11:24:XEL:SHERCO32G:2 | 0.06185 | Yes
GEN-2024-284 | 01 NORTH | G01 29SP | 635200 RAUN 3 345 652564 SIOUXCY3 345 1 | P11:26:XEL:SHERCO33G:3 | 0.09472 | Yes
GEN-2024-284 | 01 NORTH | G01 29SP | 631138 LAKEFLD3 345 635368 OBRIEN 3 345 1 | P11:26:XEL:SHERCO33G:3 | 0.06185 | Yes
GEN-2024-284 | 01 NORTH | G01 29SP | 635600 GRIMES 3 345 636003 BEAVER CRK 3 345 1 | P11:345:MEC:GDMEC:3:ST | 0.05261 | Yes
GEN-2024-284 | 01 NORTH | G01 29SP | 636003 BEAVER CRK 3 345 636010 LEHIGH 3 345 1 | P11:345:MEC:GDMEC:3:ST | 0.05261 | Yes
GEN-2024-284 | 01 NORTH | G01 29SP | 601006 SPLT RK3 345 652536 WHITE-SRX3 345 1 | P11:345:MEC:NEAL:3 | 0.06511 | Yes
GEN-2024-284 | 01 NORTH | G01 29SP | 601006 SPLT RK3 345 652864 SIOUXCY-LNX3 345 1 | P11:345:MEC:NEAL:3 | 0.07194 | Yes
GEN-2024-284 | 01 NORTH | G01 29SP | 601006 SPLT RK3 345 652536 WHITE-SRX3 345 1 | P11:345:MEC:NEAL:4 | 0.06511 | Yes
GEN-2024-284 | 01 NORTH | G01 29SP | 601006 SPLT RK3 345 652864 SIOUXCY-LNX3 345 1 | P11:345:MEC:NEAL:4 | 0.07194 | Yes
GEN-2024-284 | 01 NORTH | G01 29SP | 635200 RAUN 3 345 762779 G18-043 TAP 345 1 | P11:345:MEC:WSEC:3 | 0.06745 | Yes
GEN-2024-284 | 01 NORTH | G01 29SP | 635200 RAUN 3 345 645552 S3452 REACT3 345 1 | P11:345:MEC:WSEC:3 | 0.06879 | Yes
GEN-2024-284 | 01 NORTH | G01 29SP | 635200 RAUN 3 345 762779 G18-043 TAP 345 1 | P11:345:MEC:WSEC:4 | 0.06745 | Yes
GEN-2024-284 | 01 NORTH | G01 29SP | 601006 SPLT RK3 345 652864 SIOUXCY-LNX3 345 1 | P11:345:MEC:WSEC:4 | 0.07194 | Yes
GEN-2024-284 | 01 NORTH | G01 29SP | 635200 RAUN 3 345 645552 S3452 REACT3 345 1 | P11:345:MEC:WSEC:4 | 0.06879 | Yes
GEN-2024-284 | 01 NORTH | G01 29SP | 635200 RAUN 3 345 762779 G18-043 TAP 345 1 | P11:345:OPPD:LX002:NC:732.0 NEBCITY G2 | 0.06516 | Yes
GEN-2024-284 | 01 NORTH | G01 29SP | 635200 RAUN 3 345 645552 S3452 REACT3 345 1 | P11:345:OPPD:LX002:NC:732.0 NEBCITY G2 | 0.06643 | Yes
GEN-2024-284 | 01 NORTH | G01 29SP | 601048 LYON CO 3 345 601087 STEEP BK LK3 345 2 | P12:230.0:UMZ:# N-1 #:: LINE GRANITF4-BLAIR-ER4-1 :HV: | 0.05034 | Yes
GEN-2024-284 | 01 NORTH | G01 29SP | 601048 LYON CO 3 345 601077 HAWKSNEST 3 345 1 | P12:230.0:UMZ:# N-1 #:: LINE GRANITF4-BLAIR-ER4-1 :HV: | 0.0502 | Yes
GEN-2024-284 | 01 NORTH | G01 29SP | 601031 BRKNGCO3 345 601077 HAWKSNEST 3 345 1 | P12:230.0:UMZ:# N-1 #:: LINE GRANITF4-BLAIR-ER4-1 :HV: | 0.0502 | Yes
GEN-2024-284 | 01 NORTH | G01 29SP | 601031 BRKNGCO3 345 601087 STEEP BK LK3 345 2 | P12:230.0:UMZ:# N-1 #:: LINE GRANITF4-BLAIR-ER4-1 :HV: | 0.05034 | Yes
GEN-2024-284 | 01 NORTH | G01 29SP | 601006 SPLT RK3 345 652536 WHITE-SRX3 345 1 | P12:230.0:UMZ:# N-1 #:: LINE HANLON 4-STORLA__-BE4-1 :HV: | 0.06852 | Yes
GEN-2024-284 | 01 NORTH | G01 29SP | 602009 MNVLTAP4 230 652550 GRANITF4 230 1 | P12:230.0:UMZ:# N-1 #:: LINE MINVALT4-GRANITF4-1 :HV: | 0.05233 | Yes
GEN-2024-284 | 01 NORTH | G01 29SP | 602008 MINVALT4 230 652550 GRANITF4 230 1 | P12:230.0:UMZ:# N-1 #:: LINE MNVLTAP4-GRANITF4-1 :HV: | 0.05179 | Yes
GEN-2024-284 | 01 NORTH | G01 29SP | 601006 SPLT RK3 345 652536 WHITE-SRX3 345 1 | P12:230.0:UMZ:# N-1 #:: LINE OWAN -MW4-JUDSON__-BE4-Z :HV: | 0.06511 | Yes
GEN-2024-284 | 01 NORTH | G01 29SP | 601006 SPLT RK3 345 652864 SIOUXCY-LNX3 345 1 | P12:230.0:UMZ:# N-1 #:: LINE SIOUXFL4-PAHOJA__-BE4-1 :HV: | 0.08262 | Yes
GEN-2024-284 | 01 NORTH | G01 29SP | 601006 SPLT RK3 345 652864 SIOUXCY-LNX3 345 1 | P12:230.0:UMZ:# N-1 #:: LINE UTICAJC4-RASMUSN-ER4-1 :HV: | 0.07671 | Yes
GEN-2024-284 | 01 NORTH | G01 29SP | 601048 LYON CO 3 345 601087 STEEP BK LK3 345 2 | P12:230.0:UMZ:# N-1 #:: LINE WATERTN4-APPLEDORN 4-1 :HV: | 0.05205 | Yes
GEN-2024-284 | 01 NORTH | G01 29SP | 601048 LYON CO 3 345 601077 HAWKSNEST 3 345 1 | P12:230.0:UMZ:# N-1 #:: LINE WATERTN4-APPLEDORN 4-1 :HV: | 0.0519 | Yes
GEN-2024-284 | 01 NORTH | G01 29SP | 601031 BRKNGCO3 345 601077 HAWKSNEST 3 345 1 | P12:230.0:UMZ:# N-1 #:: LINE WATERTN4-APPLEDORN 4-1 :HV: | 0.0519 | Yes
GEN-2024-284 | 01 NORTH | G01 29SP | 602009 MNVLTAP4 230 652550 GRANITF4 230 1 | P12:230:XEL-WAPA:MINVALT4:GRANITF4:1 | 0.05233 | Yes
GEN-2024-284 | 01 NORTH | G01 29SP | 601006 SPLT RK3 345 652864 SIOUXCY-LNX3 345 1 | P12:345.0:UMZ:# N-1 #:: LINE FTTHOM2-LNX3-GRPRAR2-LNX3-1 :EHV: | 0.08541 | Yes
GEN-2024-284 | 01 NORTH | G01 29SP | 601006 SPLT RK3 345 652864 SIOUXCY-LNX3 345 1 | P12:345.0:UMZ:# N-1 #:: LINE FTTHOMP3-FTTHOM2-LNX3-Z :EHV: | 0.08541 | Yes
GEN-2024-284 | 01 NORTH | G01 29SP | 601006 SPLT RK3 345 652536 WHITE-SRX3 345 1 | P12:345.0:UMZ:# N-1 #:: LINE GR PRAIRIE 3-GRPRAR1-LNX3-Z :EHV: | 0.07154 | Yes
GEN-2024-284 | 01 NORTH | G01 29SP | 601006 SPLT RK3 345 652864 SIOUXCY-LNX3 345 1 | P12:345.0:UMZ:# N-1 #:: LINE GR PRAIRIE 3-GRPRAR1-LNX3-Z :EHV: | 0.08385 | Yes
GEN-2024-284 | 01 NORTH | G01 29SP | 635200 RAUN 3 345 635398 REMSEN 3 345 1 | P12:345.0:UMZ:# N-1 #:: LINE GR PRAIRIE 3-GRPRAR1-LNX3-Z :EHV: | 0.05841 | Yes
GEN-2024-284 | 01 NORTH | G01 29SP | 601048 LYON CO 3 345 601087 STEEP BK LK3 345 2 | P12:345.0:UMZ:# N-1 #:: LINE GR PRAIRIE 3-GRPRAR1-LNX3-Z :EHV: | 0.05079 | Yes
GEN-2024-284 | 01 NORTH | G01 29SP | 601048 LYON CO 3 345 601077 HAWKSNEST 3 345 1 | P12:345.0:UMZ:# N-1 #:: LINE GR PRAIRIE 3-GRPRAR1-LNX3-Z :EHV: | 0.05065 | Yes
GEN-2024-284 | 01 NORTH | G01 29SP | 601031 BRKNGCO3 345 601077 HAWKSNEST 3 345 1 | P12:345.0:UMZ:# N-1 #:: LINE GR PRAIRIE 3-GRPRAR1-LNX3-Z :EHV: | 0.05065 | Yes
GEN-2024-284 | 01 NORTH | G01 29SP | 601031 BRKNGCO3 345 601087 STEEP BK LK3 345 2 | P12:345.0:UMZ:# N-1 #:: LINE GR PRAIRIE 3-GRPRAR1-LNX3-Z :EHV: | 0.05079 | Yes
GEN-2024-284 | 01 NORTH | G01 29SP | 601048 LYON CO 3 345 631138 LAKEFLD3 345 1 | P12:345.0:UMZ:# N-1 #:: LINE GR PRAIRIE 3-GRPRAR1-LNX3-Z :EHV: | 0.07247 | Yes
GEN-2024-284 | 01 NORTH | G01 29SP | 635398 REMSEN 3 345 635399 CHEROKEE 3 345 1 | P12:345.0:UMZ:# N-1 #:: LINE GR PRAIRIE 3-GRPRAR1-LNX3-Z :EHV: | 0.05841 | Yes
GEN-2024-284 | 01 NORTH | G01 29SP | 635399 CHEROKEE 3 345 635400 HIGHLAND 3 345 1 | P12:345.0:UMZ:# N-1 #:: LINE GR PRAIRIE 3-GRPRAR1-LNX3-Z :EHV: | 0.05841 | Yes
GEN-2024-284 | 01 NORTH | G01 29SP | 631193 HUNTLEY3 345 631197 LEDYARD3 345 1 | P12:345.0:UMZ:# N-1 #:: LINE GR PRAIRIE 3-GRPRAR1-LNX3-Z :EHV: | 0.06743 | Yes
GEN-2024-284 | 01 NORTH | G01 29SP | 601006 SPLT RK3 345 652864 SIOUXCY-LNX3 345 1 | P12:345.0:UMZ:# N-1 #:: LINE GR PRAIRIE 3-GRPRAR2-LNX3-Z :EHV: | 0.08541 | Yes
GEN-2024-284 | 01 NORTH | G01 29SP | 601006 SPLT RK3 345 652536 WHITE-SRX3 345 1 | P12:345.0:UMZ:# N-1 #:: LINE HOLT.CO3-GRPRAR1-LNX3-1 :EHV: | 0.07154 | Yes
GEN-2024-284 | 01 NORTH | G01 29SP | 601006 SPLT RK3 345 652864 SIOUXCY-LNX3 345 1 | P12:345.0:UMZ:# N-1 #:: LINE HOLT.CO3-GRPRAR1-LNX3-1 :EHV: | 0.08385 | Yes
GEN-2024-284 | 01 NORTH | G01 29SP | 635200 RAUN 3 345 635398 REMSEN 3 345 1 | P12:345.0:UMZ:# N-1 #:: LINE HOLT.CO3-GRPRAR1-LNX3-1 :EHV: | 0.05841 | Yes
GEN-2024-284 | 01 NORTH | G01 29SP | 601048 LYON CO 3 345 601087 STEEP BK LK3 345 2 | P12:345.0:UMZ:# N-1 #:: LINE HOLT.CO3-GRPRAR1-LNX3-1 :EHV: | 0.05079 | Yes
GEN-2024-284 | 01 NORTH | G01 29SP | 601048 LYON CO 3 345 601077 HAWKSNEST 3 345 1 | P12:345.0:UMZ:# N-1 #:: LINE HOLT.CO3-GRPRAR1-LNX3-1 :EHV: | 0.05065 | Yes
GEN-2024-284 | 01 NORTH | G01 29SP | 601031 BRKNGCO3 345 601077 HAWKSNEST 3 345 1 | P12:345.0:UMZ:# N-1 #:: LINE HOLT.CO3-GRPRAR1-LNX3-1 :EHV: | 0.05065 | Yes
GEN-2024-284 | 01 NORTH | G01 29SP | 601031 BRKNGCO3 345 601087 STEEP BK LK3 345 2 | P12:345.0:UMZ:# N-1 #:: LINE HOLT.CO3-GRPRAR1-LNX3-1 :EHV: | 0.05079 | Yes
GEN-2024-284 | 01 NORTH | G01 29SP | 601048 LYON CO 3 345 631138 LAKEFLD3 345 1 | P12:345.0:UMZ:# N-1 #:: LINE HOLT.CO3-GRPRAR1-LNX3-1 :EHV: | 0.07247 | Yes
GEN-2024-284 | 01 NORTH | G01 29SP | 635398 REMSEN 3 345 635399 CHEROKEE 3 345 1 | P12:345.0:UMZ:# N-1 #:: LINE HOLT.CO3-GRPRAR1-LNX3-1 :EHV: | 0.05841 | Yes
GEN-2024-284 | 01 NORTH | G01 29SP | 635399 CHEROKEE 3 345 635400 HIGHLAND 3 345 1 | P12:345.0:UMZ:# N-1 #:: LINE HOLT.CO3-GRPRAR1-LNX3-1 :EHV: | 0.05841 | Yes
GEN-2024-284 | 01 NORTH | G01 29SP | 631193 HUNTLEY3 345 631197 LEDYARD3 345 1 | P12:345.0:UMZ:# N-1 #:: LINE HOLT.CO3-GRPRAR1-LNX3-1 :EHV: | 0.06743 | Yes
GEN-2024-284 | 01 NORTH | G01 29SP | 601034 NOBLES 3 345 631138 LAKEFLD3 345 1 | P12:345.0:UMZ:# N-1 #:: LINE SIOUXCY3-SIOUXCY-LNX3-Z :EHV: | 0.05593 | Yes
GEN-2024-284 | 01 NORTH | G01 29SP | 635200 RAUN 3 345 652564 SIOUXCY3 345 1 | P12:345.0:UMZ:# N-1 #:: LINE SIOUXCY3-SIOUXCY-LNX3-Z :EHV: | 0.06196 | Yes
GEN-2024-284 | 01 NORTH | G01 29SP | 601034 NOBLES 3 345 631138 LAKEFLD3 345 1 | P12:345.0:UMZ:# N-1 #:: LINE SPLT RK3-SIOUXCY-LNX3-1 :EHV: | 0.05593 | Yes
GEN-2024-284 | 01 NORTH | G01 29SP | 635200 RAUN 3 345 652564 SIOUXCY3 345 1 | P12:345.0:UMZ:# N-1 #:: LINE SPLT RK3-SIOUXCY-LNX3-1 :EHV: | 0.06196 | Yes
GEN-2024-284 | 01 NORTH | G01 29SP | 601048 LYON CO 3 345 601087 STEEP BK LK3 345 2 | P12:345.0:UMZ:# N-1 #:: LINE SPLT RK3-WHITE-SRX3-1 :EHV: | 0.06191 | Yes
GEN-2024-284 | 01 NORTH | G01 29SP | 601048 LYON CO 3 345 601077 HAWKSNEST 3 345 1 | P12:345.0:UMZ:# N-1 #:: LINE SPLT RK3-WHITE-SRX3-1 :EHV: | 0.06174 | Yes
GEN-2024-284 | 01 NORTH | G01 29SP | 601031 BRKNGCO3 345 601077 HAWKSNEST 3 345 1 | P12:345.0:UMZ:# N-1 #:: LINE SPLT RK3-WHITE-SRX3-1 :EHV: | 0.06174 | Yes
GEN-2024-284 | 01 NORTH | G01 29SP | 601031 BRKNGCO3 345 601087 STEEP BK LK3 345 2 | P12:345.0:UMZ:# N-1 #:: LINE SPLT RK3-WHITE-SRX3-1 :EHV: | 0.06191 | Yes
GEN-2024-284 | 01 NORTH | G01 29SP | 601048 LYON CO 3 345 631138 LAKEFLD3 345 1 | P12:345.0:UMZ:# N-1 #:: LINE SPLT RK3-WHITE-SRX3-1 :EHV: | 0.08238 | Yes
GEN-2024-284 | 01 NORTH | G01 29SP | 635200 RAUN 3 345 652564 SIOUXCY3 345 1 | P12:345.0:UMZ:# N-1 #:: LINE SPLT RK3-WHITE-SRX3-1 :EHV: | 0.08407 | Yes
GEN-2024-284 | 01 NORTH | G01 29SP | 601031 BRKNGCO3 345 652537 WHITE 3 345 2 | P12:345.0:UMZ:# N-1 #:: LINE SPLT RK3-WHITE-SRX3-1 :EHV: | 0.06519 | Yes
GEN-2024-284 | 01 NORTH | G01 29SP | 601031 BRKNGCO3 345 652537 WHITE 3 345 1 | P12:345.0:UMZ:# N-1 #:: LINE SPLT RK3-WHITE-SRX3-1 :EHV: | 0.05867 | Yes
GEN-2024-284 | 01 NORTH | G01 29SP | 601031 BRKNGCO3 345 620483 ASTORIA 3 345 1 | P12:345.0:UMZ:# N-1 #:: LINE WATERTN3-WATERTN-LNX3-Z :EHV: | 0.06484 | Yes
GEN-2024-284 | 01 NORTH | G01 29SP | 620480 DEUEL CO 3 345 620483 ASTORIA 3 345 1 | P12:345.0:UMZ:# N-1 #:: LINE WATERTN3-WATERTN-LNX3-Z :EHV: | 0.06224 | Yes
GEN-2024-284 | 01 NORTH | G01 29SP | 620417 BSSOUTH3 345 620480 DEUEL CO 3 345 1 | P12:345.0:UMZ:# N-1 #:: LINE WATERTN3-WATERTN-LNX3-Z :EHV: | 0.06224 | Yes
GEN-2024-284 | 01 NORTH | G01 29SP | 601031 BRKNGCO3 345 620483 ASTORIA 3 345 1 | P12:345.0:UMZ:# N-1 #:: LINE WHITE 3-WATERTN-LNX3-1 :EHV: | 0.06484 | Yes
GEN-2024-284 | 01 NORTH | G01 29SP | 620480 DEUEL CO 3 345 620483 ASTORIA 3 345 1 | P12:345.0:UMZ:# N-1 #:: LINE WHITE 3-WATERTN-LNX3-1 :EHV: | 0.06224 | Yes
GEN-2024-284 | 01 NORTH | G01 29SP | 620417 BSSOUTH3 345 620480 DEUEL CO 3 345 1 | P12:345.0:UMZ:# N-1 #:: LINE WHITE 3-WATERTN-LNX3-1 :EHV: | 0.06224 | Yes
GEN-2024-284 | 01 NORTH | G01 29SP | 601048 LYON CO 3 345 601087 STEEP BK LK3 345 2 | P12:345.0:UMZ:# N-1 #:: LINE WHITE-SRX3-WHITE 3-SX :EHV: | 0.06191 | Yes
GEN-2024-284 | 01 NORTH | G01 29SP | 601048 LYON CO 3 345 601077 HAWKSNEST 3 345 1 | P12:345.0:UMZ:# N-1 #:: LINE WHITE-SRX3-WHITE 3-SX :EHV: | 0.06174 | Yes
GEN-2024-284 | 01 NORTH | G01 29SP | 601031 BRKNGCO3 345 601077 HAWKSNEST 3 345 1 | P12:345.0:UMZ:# N-1 #:: LINE WHITE-SRX3-WHITE 3-SX :EHV: | 0.06174 | Yes
GEN-2024-284 | 01 NORTH | G01 29SP | 601031 BRKNGCO3 345 601087 STEEP BK LK3 345 2 | P12:345.0:UMZ:# N-1 #:: LINE WHITE-SRX3-WHITE 3-SX :EHV: | 0.06191 | Yes
GEN-2024-284 | 01 NORTH | G01 29SP | 601048 LYON CO 3 345 631138 LAKEFLD3 345 1 | P12:345.0:UMZ:# N-1 #:: LINE WHITE-SRX3-WHITE 3-SX :EHV: | 0.08238 | Yes
GEN-2024-284 | 01 NORTH | G01 29SP | 635200 RAUN 3 345 652564 SIOUXCY3 345 1 | P12:345.0:UMZ:# N-1 #:: LINE WHITE-SRX3-WHITE 3-SX :EHV: | 0.08407 | Yes
GEN-2024-284 | 01 NORTH | G01 29SP | 601031 BRKNGCO3 345 652537 WHITE 3 345 2 | P12:345.0:UMZ:# N-1 #:: LINE WHITE-SRX3-WHITE 3-SX :EHV: | 0.06519 | Yes
GEN-2024-284 | 01 NORTH | G01 29SP | 601031 BRKNGCO3 345 652537 WHITE 3 345 1 | P12:345.0:UMZ:# N-1 #:: LINE WHITE-SRX3-WHITE 3-SX :EHV: | 0.05867 | Yes
GEN-2024-284 | 01 NORTH | G01 29SP | 601002 ADAMS 3 345 615306 GRE-PL VLLY3 345 1 | P12:345:ATC-XEL:W-13:NMAB5_345:BRIGGSRDNLL:EHV: | 0.05005 | Yes
GEN-2024-284 | 01 NORTH | G01 29SP | 631193 HUNTLEY3 345 631197 LEDYARD3 345 1 | P12:345:ITCM-MEC:HAZLTON:LASALLE:1 | 0.06682 | Yes
GEN-2024-284 | 01 NORTH | G01 29SP | 636000 WEBSTER3 345 636010 LEHIGH 3 345 1 | P12:345:MEC:GARD AVE:LEHIGH:1REACTOR:EHV: | 0.05254 | Yes
GEN-2024-284 | 01 NORTH | G01 29SP | 636000 WEBSTER3 345 636010 LEHIGH 3 345 1 | P12:345:MEC:IDA CO:GARD AVE:1 | 0.05254 | Yes
GEN-2024-284 | 01 NORTH | G01 29SP | 635200 RAUN 3 345 635398 REMSEN 3 345 1 | P12:345:MEC:KOSSUTH:IRVINGTON:1 | 0.05846 | Yes
GEN-2024-284 | 01 NORTH | G01 29SP | 635398 REMSEN 3 345 635399 CHEROKEE 3 345 1 | P12:345:MEC:KOSSUTH:IRVINGTON:1 | 0.05846 | Yes
GEN-2024-284 | 01 NORTH | G01 29SP | 635399 CHEROKEE 3 345 635400 HIGHLAND 3 345 1 | P12:345:MEC:KOSSUTH:IRVINGTON:1 | 0.05846 | Yes
GEN-2024-284 | 01 NORTH | G01 29SP | 635200 RAUN 3 345 635398 REMSEN 3 345 1 | P12:345:MEC:PALO ALTO:KOSSUTH:1REACTOR:EHV: | 0.05288 | Yes
GEN-2024-284 | 01 NORTH | G01 29SP | 631138 LAKEFLD3 345 635368 OBRIEN 3 345 1 | P12:345:MEC:PALO ALTO:KOSSUTH:1REACTOR:EHV: | 0.05469 | Yes
GEN-2024-284 | 01 NORTH | G01 29SP | 635398 REMSEN 3 345 635399 CHEROKEE 3 345 1 | P12:345:MEC:PALO ALTO:KOSSUTH:1REACTOR:EHV: | 0.05288 | Yes
GEN-2024-284 | 01 NORTH | G01 29SP | 635399 CHEROKEE 3 345 635400 HIGHLAND 3 345 1 | P12:345:MEC:PALO ALTO:KOSSUTH:1REACTOR:EHV: | 0.05288 | Yes
GEN-2024-284 | 01 NORTH | G01 29SP | 631193 HUNTLEY3 345 631197 LEDYARD3 345 1 | P12:345:MEC:PALO ALTO:KOSSUTH:1REACTOR:EHV: | 0.0659 | Yes
GEN-2024-284 | 01 NORTH | G01 29SP | 601006 SPLT RK3 345 652864 SIOUXCY-LNX3 345 1 | P12:345:MEC:RAUN:REMSEN:1 | 0.08126 | Yes
GEN-2024-284 | 01 NORTH | G01 29SP | 635200 RAUN 3 345 635398 REMSEN 3 345 1 | P12:345:MEC:WEBSTER:IRVINGTON:1REACTOR:EHV: | 0.05846 | Yes
GEN-2024-284 | 01 NORTH | G01 29SP | 635398 REMSEN 3 345 635399 CHEROKEE 3 345 1 | P12:345:MEC:WEBSTER:IRVINGTON:1REACTOR:EHV: | 0.05846 | Yes
GEN-2024-284 | 01 NORTH | G01 29SP | 635399 CHEROKEE 3 345 635400 HIGHLAND 3 345 1 | P12:345:MEC:WEBSTER:IRVINGTON:1REACTOR:EHV: | 0.05846 | Yes
GEN-2024-284 | 01 NORTH | G01 29SP | 635200 RAUN 3 345 645552 S3452 REACT3 345 1 | P12:345:OPPD-MEC:S3451-RAUN:::EHV: | 0.09635 | Yes
GEN-2024-284 | 01 NORTH | G01 29SP | 635200 RAUN 3 345 652564 SIOUXCY3 345 1 | P12:345:OPPD-MEC:S3451-RAUN:::EHV: | 0.08472 | Yes
GEN-2024-284 | 01 NORTH | G01 29SP | 601048 LYON CO 3 345 631138 LAKEFLD3 345 1 | P12:345:XEL:HELENA3:GRE-CDRMTH13:1 | 0.06981 | Yes
GEN-2024-284 | 01 NORTH | G01 29SP | 601048 LYON CO 3 345 631138 LAKEFLD3 345 1 | P12:345:XEL:HELENA3:GRE-CDRMTH23:2 | 0.06985 | Yes
GEN-2024-284 | 01 NORTH | G01 29SP | 601006 SPLT RK3 345 652536 WHITE-SRX3 345 1 | P12:345:XEL:LYONCO3:HAWKSNEST3:1 | 0.07187 | Yes
GEN-2024-284 | 01 NORTH | G01 29SP | 601048 LYON CO 3 345 601087 STEEP BK LK3 345 2 | P12:345:XEL:LYONCO3:HAWKSNEST3:1 | 0.0691 | Yes
GEN-2024-284 | 01 NORTH | G01 29SP | 601031 BRKNGCO3 345 601087 STEEP BK LK3 345 2 | P12:345:XEL:LYONCO3:HAWKSNEST3:1 | 0.0691 | Yes
GEN-2024-284 | 01 NORTH | G01 29SP | 601003 PR ISLD3 345 601039 NROC 3 345 1 | P12:345:XEL:NROC3:HMPTCNR3:1 | 0.06183 | Yes
GEN-2024-284 | 01 NORTH | G01 29SP | 601039 NROC 3 345 601051 HMPT CNR3 345 1 | P12:345:XEL:PRISLD3:NROC3:1 | 0.06004 | Yes
GEN-2024-284 | 01 NORTH | G01 29SP | 631193 HUNTLEY3 345 631197 LEDYARD3 345 1 | P12:345:XEL:WILMART3:SHEASLK3:1 | 0.05409 | Yes
GEN-2024-284 | 01 NORTH | G01 29SP | 601034 NOBLES 3 345 631138 LAKEFLD3 345 1 | P12:345:XEL-WAPA:SPLTRK3:SIOUXCY-LNX3:1 | 0.05593 | Yes
GEN-2024-284 | 01 NORTH | G01 29SP | 635200 RAUN 3 345 652564 SIOUXCY3 345 1 | P12:345:XEL-WAPA:SPLTRK3:SIOUXCY-LNX3:1 | 0.06196 | Yes
GEN-2024-284 | 01 NORTH | G01 29SP | 635200 RAUN 3 345 762779 G18-043 TAP 345 1 | P13:345:OPPD:NEBCTY2G:::EHV: | 0.06516 | Yes
GEN-2024-284 | 01 NORTH | G01 29SP | 635200 RAUN 3 345 645552 S3452 REACT3 345 1 | P13:345:OPPD:NEBCTY2G:::EHV: | 0.06643 | Yes
GEN-2024-284 | 01 NORTH | G01 29SP | 635600 GRIMES 3 345 636003 BEAVER CRK 3 345 1 | P13:345-161:MEC:WEBSTER:AB | 0.05383 | Yes
GEN-2024-284 | 01 NORTH | G01 29SP | 636003 BEAVER CRK 3 345 636010 LEHIGH 3 345 1 | P13:345-161:MEC:WEBSTER:AB | 0.05383 | Yes
GEN-2024-284 | 01 NORTH | G01 29SP | 602008 MINVALT4 230 652550 GRANITF4 230 1 | P21:230:XEL-WAPA:MNVLTAP4:GRANITF4:1:HV: | 0.05179 | Yes
GEN-2024-284 | 01 NORTH | G01 29SP | 601006 SPLT RK3 345 652864 SIOUXCY-LNX3 345 1 | P21:345:UMZW:# 2410 #:: FT2 IN SD. FT2-FT22LNX3 OPENED:EHV: | 0.08541 | Yes
GEN-2024-284 | 01 NORTH | G01 29SP | 601006 SPLT RK3 345 652864 SIOUXCY-LNX3 345 1 | P21:345:UMZW:# 324 #:: FT2 IN SD. OPENING OF A LINE SECTION W/O A FAULT:EHV: | 0.08541 | Yes
GEN-2024-284 | 01 NORTH | G01 29SP | 601031 BRKNGCO3 345 620483 ASTORIA 3 345 1 | P21:345:UMZW:# 326 #:: WT2 IN SD. OPENING OF A LINE SECTION W/O A FAULT (WT2-WT2LNX3 LINE REACTOR):EHV: | 0.06484 | Yes
GEN-2024-284 | 01 NORTH | G01 29SP | 620480 DEUEL CO 3 345 620483 ASTORIA 3 345 1 | P21:345:UMZW:# 326 #:: WT2 IN SD. OPENING OF A LINE SECTION W/O A FAULT (WT2-WT2LNX3 LINE REACTOR):EHV: | 0.06224 | Yes
GEN-2024-284 | 01 NORTH | G01 29SP | 620417 BSSOUTH3 345 620480 DEUEL CO 3 345 1 | P21:345:UMZW:# 326 #:: WT2 IN SD. OPENING OF A LINE SECTION W/O A FAULT (WT2-WT2LNX3 LINE REACTOR):EHV: | 0.06224 | Yes
GEN-2024-284 | 01 NORTH | G01 29SP | 601048 LYON CO 3 345 631138 LAKEFLD3 345 1 | P22:345:GRE:CMT HEL 1:::EHV: | 0.06981 | Yes
GEN-2024-284 | 01 NORTH | G01 29SP | 601048 LYON CO 3 345 631138 LAKEFLD3 345 1 | P22:345:GRE:CMT HEL 2:::EHV: | 0.06984 | Yes
GEN-2024-284 | 01 NORTH | G01 29SP | 635200 RAUN 3 345 645552 S3452 REACT3 345 1 | P22:345:OPPD:S3451-RAUN:::EHV: | 0.09635 | Yes
GEN-2024-284 | 01 NORTH | G01 29SP | 635200 RAUN 3 345 652564 SIOUXCY3 345 1 | P22:345:OPPD:S3451-RAUN:::EHV: | 0.08472 | Yes
GEN-2024-284 | 01 NORTH | G01 29SP | 635200 RAUN 3 345 762779 G18-043 TAP 345 1 | P22:345:OPPD:S3458 NEBCTY1G:LT::EHV: | 0.06745 | Yes
GEN-2024-284 | 01 NORTH | G01 29SP | 635200 RAUN 3 345 762779 G18-043 TAP 345 1 | P22:345:OPPD:S3458 NEBCTY2G:::EHV: | 0.06516 | Yes
GEN-2024-284 | 01 NORTH | G01 29SP | 635200 RAUN 3 345 645552 S3452 REACT3 345 1 | P22:345:OPPD:S3458 NEBCTY2G:::EHV: | 0.06643 | Yes
GEN-2024-284 | 01 NORTH | G01 29SP | 635200 RAUN 3 345 762779 G18-043 TAP 345 1 | P22:345:OPPD:S3458 NEBCTY2G:LT::EHV: | 0.06745 | Yes
GEN-2024-284 | 01 NORTH | G01 29SP | 635200 RAUN 3 345 645552 S3452 REACT3 345 1 | P22:345:OPPD:S3458 NEBCTY2G:LT::EHV: | 0.06879 | Yes
GEN-2024-284 | 01 NORTH | G01 29SP | 635600 GRIMES 3 345 636003 BEAVER CRK 3 345 1 | P23:18:MEC:GDMEC:908::HV: | 0.05261 | Yes
GEN-2024-284 | 01 NORTH | G01 29SP | 636003 BEAVER CRK 3 345 636010 LEHIGH 3 345 1 | P23:18:MEC:GDMEC:908::HV: | 0.05261 | Yes
GEN-2024-284 | 01 NORTH | G01 29SP | 601048 LYON CO 3 345 631138 LAKEFLD3 345 1 | P23:345:GRE:CMT 302JB6:::EHV: | 0.07224 | Yes
GEN-2024-284 | 01 NORTH | G01 29SP | 635999 IRVINGTON3 345 636000 WEBSTER3 345 1 | P23:345:ITCM:BISON 3 3681-3682-3683:IA-NW::EHV: | 0.05728 | Yes
GEN-2024-284 | 01 NORTH | G01 29SP | 635369 KOSSUTH 3 345 635999 IRVINGTON3 345 1 | P23:345:ITCM:BISON 3 3681-3682-3683:IA-NW::EHV: | 0.05728 | Yes
GEN-2024-284 | 01 NORTH | G01 29SP | 635999 IRVINGTON3 345 636000 WEBSTER3 345 1 | P23:345:ITCM:KILLDEER3 3822:IA-MVP::EHV: | 0.05401 | Yes
GEN-2024-284 | 01 NORTH | G01 29SP | 635369 KOSSUTH 3 345 635999 IRVINGTON3 345 1 | P23:345:ITCM:KILLDEER3 3822:IA-MVP::EHV: | 0.05401 | Yes
GEN-2024-284 | 01 NORTH | G01 29SP | 635999 IRVINGTON3 345 636000 WEBSTER3 345 1 | P23:345:ITCM:KILLDEER3 3828:IA-MVP::EHV: | 0.05551 | Yes
GEN-2024-284 | 01 NORTH | G01 29SP | 635369 KOSSUTH 3 345 635999 IRVINGTON3 345 1 | P23:345:ITCM:KILLDEER3 3828:IA-MVP::EHV: | 0.05551 | Yes
GEN-2024-284 | 01 NORTH | G01 29SP | 631193 HUNTLEY3 345 631197 LEDYARD3 345 1 | P23:345:ITCM:LASALLE3 3904-3905-3906:IA-NW::EHV: | 0.06682 | Yes
GEN-2024-284 | 01 NORTH | G01 29SP | 635999 IRVINGTON3 345 636000 WEBSTER3 345 1 | P23:345:ITCM:QUINN3 3762-3763-3764:IA::EHV: | 0.05551 | Yes
GEN-2024-284 | 01 NORTH | G01 29SP | 635369 KOSSUTH 3 345 635999 IRVINGTON3 345 1 | P23:345:ITCM:QUINN3 3762-3763-3764:IA::EHV: | 0.05551 | Yes
GEN-2024-284 | 01 NORTH | G01 29SP | 635600 GRIMES 3 345 636003 BEAVER CRK 3 345 1 | P23:345:MEC:BLACK HAWK:902::EHV: | 0.05564 | Yes
GEN-2024-284 | 01 NORTH | G01 29SP | 636003 BEAVER CRK 3 345 636010 LEHIGH 3 345 1 | P23:345:MEC:BLACK HAWK:902::EHV: | 0.05564 | Yes
GEN-2024-284 | 01 NORTH | G01 29SP | 635200 RAUN 3 345 762779 G18-043 TAP 345 1 | P23:345:MEC:CBEC:905::EHV: | 0.06804 | Yes
GEN-2024-284 | 01 NORTH | G01 29SP | 635600 GRIMES 3 345 636003 BEAVER CRK 3 345 1 | P23:345:MEC:CBEC:905::EHV: | 0.05162 | Yes
GEN-2024-284 | 01 NORTH | G01 29SP | 601006 SPLT RK3 345 652864 SIOUXCY-LNX3 345 1 | P23:345:MEC:CBEC:905::EHV: | 0.07209 | Yes
GEN-2024-284 | 01 NORTH | G01 29SP | 636003 BEAVER CRK 3 345 636010 LEHIGH 3 345 1 | P23:345:MEC:CBEC:905::EHV: | 0.05162 | Yes
GEN-2024-284 | 01 NORTH | G01 29SP | 635200 RAUN 3 345 645552 S3452 REACT3 345 1 | P23:345:MEC:CBEC:905::EHV: | 0.06942 | Yes
GEN-2024-284 | 01 NORTH | G01 29SP | 635200 RAUN 3 345 762779 G18-043 TAP 345 1 | P23:345:MEC:CBEC:908::EHV: | 0.06746 | Yes
GEN-2024-284 | 01 NORTH | G01 29SP | 635200 RAUN 3 345 645552 S3452 REACT3 345 1 | P23:345:MEC:CBEC:908::EHV: | 0.0688 | Yes
GEN-2024-284 | 01 NORTH | G01 29SP | 636000 WEBSTER3 345 636010 LEHIGH 3 345 1 | P23:345:MEC:GARD AVE:901::EHV: | 0.05254 | Yes
GEN-2024-284 | 01 NORTH | G01 29SP | 636000 WEBSTER3 345 636010 LEHIGH 3 345 1 | P23:345:MEC:GARD AVE:903::EHV: | 0.05254 | Yes
GEN-2024-284 | 01 NORTH | G01 29SP | 636000 WEBSTER3 345 636010 LEHIGH 3 345 1 | P23:345:MEC:GARD AVE:904::EHV: | 0.05254 | Yes
GEN-2024-284 | 01 NORTH | G01 29SP | 636000 WEBSTER3 345 636010 LEHIGH 3 345 1 | P23:345:MEC:IDA CO:901::EHV: | 0.05254 | Yes
GEN-2024-284 | 01 NORTH | G01 29SP | 635200 RAUN 3 345 635398 REMSEN 3 345 1 | P23:345:MEC:IRVINGTON:901::EHV: | 0.05846 | Yes
GEN-2024-284 | 01 NORTH | G01 29SP | 635398 REMSEN 3 345 635399 CHEROKEE 3 345 1 | P23:345:MEC:IRVINGTON:901::EHV: | 0.05846 | Yes
GEN-2024-284 | 01 NORTH | G01 29SP | 635399 CHEROKEE 3 345 635400 HIGHLAND 3 345 1 | P23:345:MEC:IRVINGTON:901::EHV: | 0.05846 | Yes
GEN-2024-284 | 01 NORTH | G01 29SP | 635200 RAUN 3 345 635398 REMSEN 3 345 1 | P23:345:MEC:IRVINGTON:902::EHV: | 0.05846 | Yes
GEN-2024-284 | 01 NORTH | G01 29SP | 635398 REMSEN 3 345 635399 CHEROKEE 3 345 1 | P23:345:MEC:IRVINGTON:902::EHV: | 0.05846 | Yes
GEN-2024-284 | 01 NORTH | G01 29SP | 635399 CHEROKEE 3 345 635400 HIGHLAND 3 345 1 | P23:345:MEC:IRVINGTON:902::EHV: | 0.05846 | Yes
GEN-2024-284 | 01 NORTH | G01 29SP | 635200 RAUN 3 345 635398 REMSEN 3 345 1 | P23:345:MEC:IRVINGTON:903::EHV: | 0.05846 | Yes
GEN-2024-284 | 01 NORTH | G01 29SP | 635398 REMSEN 3 345 635399 CHEROKEE 3 345 1 | P23:345:MEC:IRVINGTON:903::EHV: | 0.05846 | Yes
GEN-2024-284 | 01 NORTH | G01 29SP | 635399 CHEROKEE 3 345 635400 HIGHLAND 3 345 1 | P23:345:MEC:IRVINGTON:903::EHV: | 0.05846 | Yes
GEN-2024-284 | 01 NORTH | G01 29SP | 635200 RAUN 3 345 635398 REMSEN 3 345 1 | P23:345:MEC:KOSSUTH:901::EHV: | 0.05746 | Yes
GEN-2024-284 | 01 NORTH | G01 29SP | 635398 REMSEN 3 345 635399 CHEROKEE 3 345 1 | P23:345:MEC:KOSSUTH:901::EHV: | 0.05746 | Yes
GEN-2024-284 | 01 NORTH | G01 29SP | 635399 CHEROKEE 3 345 635400 HIGHLAND 3 345 1 | P23:345:MEC:KOSSUTH:901::EHV: | 0.05746 | Yes
GEN-2024-284 | 01 NORTH | G01 29SP | 631138 LAKEFLD3 345 635368 OBRIEN 3 345 1 | P23:345:MEC:KOSSUTH:901::EHV: | 0.05985 | Yes
GEN-2024-284 | 01 NORTH | G01 29SP | 635200 RAUN 3 345 635398 REMSEN 3 345 1 | P23:345:MEC:KOSSUTH:902::EHV: | 0.05746 | Yes
GEN-2024-284 | 01 NORTH | G01 29SP | 635398 REMSEN 3 345 635399 CHEROKEE 3 345 1 | P23:345:MEC:KOSSUTH:902::EHV: | 0.05746 | Yes
GEN-2024-284 | 01 NORTH | G01 29SP | 635399 CHEROKEE 3 345 635400 HIGHLAND 3 345 1 | P23:345:MEC:KOSSUTH:902::EHV: | 0.05746 | Yes
GEN-2024-284 | 01 NORTH | G01 29SP | 631138 LAKEFLD3 345 635368 OBRIEN 3 345 1 | P23:345:MEC:KOSSUTH:902::EHV: | 0.05985 | Yes
GEN-2024-284 | 01 NORTH | G01 29SP | 635200 RAUN 3 345 635398 REMSEN 3 345 1 | P23:345:MEC:KOSSUTH:904::EHV: | 0.05746 | Yes
GEN-2024-284 | 01 NORTH | G01 29SP | 635398 REMSEN 3 345 635399 CHEROKEE 3 345 1 | P23:345:MEC:KOSSUTH:904::EHV: | 0.05746 | Yes
GEN-2024-284 | 01 NORTH | G01 29SP | 635399 CHEROKEE 3 345 635400 HIGHLAND 3 345 1 | P23:345:MEC:KOSSUTH:904::EHV: | 0.05746 | Yes
GEN-2024-284 | 01 NORTH | G01 29SP | 631138 LAKEFLD3 345 635368 OBRIEN 3 345 1 | P23:345:MEC:KOSSUTH:904::EHV: | 0.05985 | Yes
GEN-2024-284 | 01 NORTH | G01 29SP | 635200 RAUN 3 345 762779 G18-043 TAP 345 1 | P23:345:MEC:LEHIGH:360::EHV: | 0.07242 | Yes
GEN-2024-284 | 01 NORTH | G01 29SP | 635200 RAUN 3 345 645552 S3452 REACT3 345 1 | P23:345:MEC:LEHIGH:360::EHV: | 0.07386 | Yes
GEN-2024-284 | 01 NORTH | G01 29SP | 635200 RAUN 3 345 652564 SIOUXCY3 345 1 | P23:345:MEC:LEHIGH:360::EHV: | 0.09781 | Yes
GEN-2024-284 | 01 NORTH | G01 29SP | 636000 WEBSTER3 345 636010 LEHIGH 3 345 1 | P23:345:MEC:LEHIGH:390::EHV: | 0.05254 | Yes
GEN-2024-284 | 01 NORTH | G01 29SP | 635200 RAUN 3 345 652564 SIOUXCY3 345 1 | P23:345:MEC:LEHIGH:390::EHV: | 0.09468 | Yes
GEN-2024-284 | 01 NORTH | G01 29SP | 631193 HUNTLEY3 345 631197 LEDYARD3 345 1 | P23:345:MEC:LEHIGH:390::EHV: | 0.05998 | Yes
GEN-2024-284 | 01 NORTH | G01 29SP | 635200 RAUN 3 345 635398 REMSEN 3 345 1 | P23:345:MEC:PALO ALTO:903::EHV: | 0.05288 | Yes
GEN-2024-284 | 01 NORTH | G01 29SP | 635398 REMSEN 3 345 635399 CHEROKEE 3 345 1 | P23:345:MEC:PALO ALTO:903::EHV: | 0.05288 | Yes
GEN-2024-284 | 01 NORTH | G01 29SP | 635399 CHEROKEE 3 345 635400 HIGHLAND 3 345 1 | P23:345:MEC:PALO ALTO:903::EHV: | 0.05288 | Yes
GEN-2024-284 | 01 NORTH | G01 29SP | 631138 LAKEFLD3 345 635368 OBRIEN 3 345 1 | P23:345:MEC:PALO ALTO:903::EHV: | 0.05469 | Yes
GEN-2024-284 | 01 NORTH | G01 29SP | 631193 HUNTLEY3 345 631197 LEDYARD3 345 1 | P23:345:MEC:PALO ALTO:903::EHV: | 0.0659 | Yes
GEN-2024-284 | 01 NORTH | G01 29SP | 631193 HUNTLEY3 345 631197 LEDYARD3 345 1 | P23:345:MEC:PALO ALTO:904::EHV: | 0.05996 | Yes
GEN-2024-284 | 01 NORTH | G01 29SP | 635999 IRVINGTON3 345 636000 WEBSTER3 345 1 | P23:345:MEC:RAUN:150::EHV: | 0.05752 | Yes
GEN-2024-284 | 01 NORTH | G01 29SP | 635369 KOSSUTH 3 345 635999 IRVINGTON3 345 1 | P23:345:MEC:RAUN:150::EHV: | 0.05752 | Yes
GEN-2024-284 | 01 NORTH | G01 29SP | 635200 RAUN 3 345 635398 REMSEN 3 345 1 | P23:345:MEC:WEBSTER:905::EHV: | 0.06363 | Yes
GEN-2024-284 | 01 NORTH | G01 29SP | 635398 REMSEN 3 345 635399 CHEROKEE 3 345 1 | P23:345:MEC:WEBSTER:905::EHV: | 0.06363 | Yes
GEN-2024-284 | 01 NORTH | G01 29SP | 635399 CHEROKEE 3 345 635400 HIGHLAND 3 345 1 | P23:345:MEC:WEBSTER:905::EHV: | 0.06363 | Yes
GEN-2024-284 | 01 NORTH | G01 29SP | 635200 RAUN 3 345 645552 S3452 REACT3 345 1 | P23:345:OPPD:S3451-RAUN:::EHV: | 0.09635 | Yes
GEN-2024-284 | 01 NORTH | G01 29SP | 635200 RAUN 3 345 652564 SIOUXCY3 345 1 | P23:345:OPPD:S3451-RAUN:::EHV: | 0.08472 | Yes
GEN-2024-284 | 01 NORTH | G01 29SP | 635200 RAUN 3 345 762779 G18-043 TAP 345 1 | P23:345:OPPD:S3458 NEBCTY1G:LT::EHV: | 0.06745 | Yes
GEN-2024-284 | 01 NORTH | G01 29SP | 635200 RAUN 3 345 762779 G18-043 TAP 345 1 | P23:345:OPPD:S3458 NEBCTY2G:LT::EHV: | 0.06745 | Yes
GEN-2024-284 | 01 NORTH | G01 29SP | 635200 RAUN 3 345 645552 S3452 REACT3 345 1 | P23:345:OPPD:S3458 NEBCTY2G:LT::EHV: | 0.06879 | Yes
GEN-2024-284 | 01 NORTH | G01 29SP | 601031 BRKNGCO3 345 620483 ASTORIA 3 345 1 | P23:345:UMZW:# 823 #:: WH IN SD. :EHV: | 0.06483 | Yes
GEN-2024-284 | 01 NORTH | G01 29SP | 620480 DEUEL CO 3 345 620483 ASTORIA 3 345 1 | P23:345:UMZW:# 823 #:: WH IN SD. :EHV: | 0.06223 | Yes
GEN-2024-284 | 01 NORTH | G01 29SP | 620417 BSSOUTH3 345 620480 DEUEL CO 3 345 1 | P23:345:UMZW:# 823 #:: WH IN SD. :EHV: | 0.06223 | Yes
GEN-2024-284 | 01 NORTH | G01 29SP | 601031 BRKNGCO3 345 620483 ASTORIA 3 345 1 | P23:345:UMZW:# 824 #:: WH IN SD. :EHV: | 0.06483 | Yes
GEN-2024-284 | 01 NORTH | G01 29SP | 620480 DEUEL CO 3 345 620483 ASTORIA 3 345 1 | P23:345:UMZW:# 824 #:: WH IN SD. :EHV: | 0.06223 | Yes
GEN-2024-284 | 01 NORTH | G01 29SP | 620417 BSSOUTH3 345 620480 DEUEL CO 3 345 1 | P23:345:UMZW:# 824 #:: WH IN SD. :EHV: | 0.06223 | Yes
GEN-2024-284 | 01 NORTH | G01 29SP | 601048 LYON CO 3 345 601087 STEEP BK LK3 345 2 | P23:345:XEL:396 BKR SPK:::EHV: | 0.05867 | Yes
GEN-2024-284 | 01 NORTH | G01 29SP | 601048 LYON CO 3 345 601077 HAWKSNEST 3 345 1 | P23:345:XEL:396 BKR SPK:::EHV: | 0.05851 | Yes
GEN-2024-284 | 01 NORTH | G01 29SP | 601031 BRKNGCO3 345 601077 HAWKSNEST 3 345 1 | P23:345:XEL:396 BKR SPK:::EHV: | 0.05851 | Yes
GEN-2024-284 | 01 NORTH | G01 29SP | 635200 RAUN 3 345 652564 SIOUXCY3 345 1 | P23:345:XEL:396 BKR SPK:::EHV: | 0.06618 | Yes
GEN-2024-284 | 01 NORTH | G01 29SP | 601006 SPLT RK3 345 652536 WHITE-SRX3 345 1 | P23:345:XEL:8N60 LYC:::EHV: | 0.07197 | Yes
GEN-2024-284 | 01 NORTH | G01 29SP | 601048 LYON CO 3 345 631138 LAKEFLD3 345 1 | P23:345:XEL:8N60 LYC:::EHV: | 0.0843 | Yes
GEN-2024-284 | 01 NORTH | G01 29SP | 601006 SPLT RK3 345 652536 WHITE-SRX3 345 1 | P23:345:XEL:8N63 LYC:::EHV: | 0.07276 | Yes
GEN-2024-284 | 01 NORTH | G01 29SP | 601048 LYON CO 3 345 601087 STEEP BK LK3 345 2 | P23:345:XEL:8N63 LYC:::EHV: | 0.06636 | Yes
GEN-2024-284 | 01 NORTH | G01 29SP | 601031 BRKNGCO3 345 601087 STEEP BK LK3 345 2 | P23:345:XEL:8N63 LYC:::EHV: | 0.06636 | Yes
GEN-2024-284 | 01 NORTH | G01 29SP | 601048 LYON CO 3 345 631138 LAKEFLD3 345 1 | P23:345:XEL:8S67 HNA:::EHV: | 0.06981 | Yes
GEN-2024-284 | 01 NORTH | G01 29SP | 601048 LYON CO 3 345 631138 LAKEFLD3 345 1 | P23:345:XEL:8S68 HNA:::EHV: | 0.06982 | Yes
GEN-2024-284 | 01 NORTH | G01 29SP | 601048 LYON CO 3 345 631138 LAKEFLD3 345 1 | P23:345:XEL:8S70 HNA:::EHV: | 0.06985 | Yes
GEN-2024-284 | 01 NORTH | G01 29SP | 601039 NROC 3 345 601051 HMPT CNR3 345 1 | P23:345:XEL:8S85 NRH:::EHV: | 0.05804 | Yes
GEN-2024-284 | 01 NORTH | G01 29SP | 601048 LYON CO 3 345 631138 LAKEFLD3 345 1 | P23:345:XEL:BKR:GRE_CEDARM:302JB4:EHV: | 0.07221 | Yes
GEN-2024-284 | 01 NORTH | G01 29SP | 601048 LYON CO 3 345 631138 LAKEFLD3 345 1 | P23:345:XEL:BKR:GRE_CEDARM:302JB7:EHV: | 0.07226 | Yes
GEN-2024-284 | 01 NORTH | G01 29SP | 601003 PR ISLD3 345 601039 NROC 3 345 1 | P23:345:XEL:FUTURE 8S49 HMP:::EHV: | 0.05198 | Yes
GEN-2024-284 | 01 NORTH | G01 29SP | 601003 PR ISLD3 345 601039 NROC 3 345 1 | P23:345:XEL:FUTURE 8S84 NRH:::EHV: | 0.05956 | Yes
GEN-2024-284 | 01 NORTH | G01 29SP | 601006 SPLT RK3 345 652536 WHITE-SRX3 345 1 | P23:345:XEL:HAWKSNEST3:8N82::EHV: | 0.07187 | Yes
GEN-2024-284 | 01 NORTH | G01 29SP | 601048 LYON CO 3 345 601087 STEEP BK LK3 345 2 | P23:345:XEL:HAWKSNEST3:8N82::EHV: | 0.0691 | Yes
GEN-2024-284 | 01 NORTH | G01 29SP | 601031 BRKNGCO3 345 601087 STEEP BK LK3 345 2 | P23:345:XEL:HAWKSNEST3:8N82::EHV: | 0.0691 | Yes
GEN-2024-284 | 01 NORTH | G01 29SP | 601048 LYON CO 3 345 631138 LAKEFLD3 345 1 | P23:345:XEL:HELENA3:8S68::EHV: | 0.06982 | Yes
GEN-2024-284 | 01 NORTH | G01 29SP | 601006 SPLT RK3 345 652536 WHITE-SRX3 345 1 | P23:345:XEL:LYONCO3:8N60::EHV: | 0.07203 | Yes
GEN-2024-284 | 01 NORTH | G01 29SP | 601006 SPLT RK3 345 652864 SIOUXCY-LNX3 345 1 | P23:345:XEL:LYONCO3:8N60::EHV: | 0.07568 | Yes
GEN-2024-284 | 01 NORTH | G01 29SP | 601048 LYON CO 3 345 631138 LAKEFLD3 345 1 | P23:345:XEL:LYONCO3:8N60::EHV: | 0.08442 | Yes
GEN-2024-284 | 01 NORTH | G01 29SP | 601006 SPLT RK3 345 652536 WHITE-SRX3 345 1 | P23:345:XEL:LYONCO3:8N63::EHV: | 0.07276 | Yes
GEN-2024-284 | 01 NORTH | G01 29SP | 601048 LYON CO 3 345 601087 STEEP BK LK3 345 2 | P23:345:XEL:LYONCO3:8N63::EHV: | 0.06635 | Yes
GEN-2024-284 | 01 NORTH | G01 29SP | 601031 BRKNGCO3 345 601087 STEEP BK LK3 345 2 | P23:345:XEL:LYONCO3:8N63::EHV: | 0.06635 | Yes
GEN-2024-284 | 01 NORTH | G01 29SP | 601003 PR ISLD3 345 601039 NROC 3 345 1 | P23:345:XEL-GRE:FUTURE 8S46 HMP:::EHV: | 0.06166 | Yes
GEN-2024-284 | 01 NORTH | G01 29SP | 601039 NROC 3 345 601051 HMPT CNR3 345 1 | P23:345:XEL-SMMPA:8H8 PRI AS:::EHV: | 0.0598 | Yes
GEN-2024-284 | 01 NORTH | G01 29SP | 601006 SPLT RK3 345 652864 SIOUXCY-LNX3 345 1 | P51:22:KCPL:LACYGNE7:::EHV: | 0.07113 | Yes
GEN-2024-284 | 01 NORTH | G01 29SP | 636000 WEBSTER3 345 636010 LEHIGH 3 345 1 | P55:345:MEC:GARD AVE | 0.05254 | Yes
GEN-2024-284 | 01 NORTH | G01 29SP | 635600 GRIMES 3 345 636003 BEAVER CRK 3 345 1 | P55:345:MEC:GDMEC | 0.05242 | Yes
GEN-2024-284 | 01 NORTH | G01 29SP | 636003 BEAVER CRK 3 345 636010 LEHIGH 3 345 1 | P55:345:MEC:GDMEC | 0.05242 | Yes
GEN-2024-284 | 01 NORTH | G01 29SP | 635200 RAUN 3 345 635398 REMSEN 3 345 1 | P55:345:MEC:IRVINGTON | 0.05846 | Yes
GEN-2024-284 | 01 NORTH | G01 29SP | 635398 REMSEN 3 345 635399 CHEROKEE 3 345 1 | P55:345:MEC:IRVINGTON | 0.05846 | Yes
GEN-2024-284 | 01 NORTH | G01 29SP | 635399 CHEROKEE 3 345 635400 HIGHLAND 3 345 1 | P55:345:MEC:IRVINGTON | 0.05846 | Yes
GEN-2024-284 | 01 NORTH | G01 29SP | 635200 RAUN 3 345 635398 REMSEN 3 345 1 | P55:345:MEC:KOSSUTH | 0.05746 | Yes
GEN-2024-284 | 01 NORTH | G01 29SP | 635398 REMSEN 3 345 635399 CHEROKEE 3 345 1 | P55:345:MEC:KOSSUTH | 0.05746 | Yes
GEN-2024-284 | 01 NORTH | G01 29SP | 635399 CHEROKEE 3 345 635400 HIGHLAND 3 345 1 | P55:345:MEC:KOSSUTH | 0.05746 | Yes
GEN-2024-284 | 01 NORTH | G01 29SP | 631138 LAKEFLD3 345 635368 OBRIEN 3 345 1 | P55:345:MEC:KOSSUTH | 0.05985 | Yes
GEN-2024-284 | 01 NORTH | G01 29SP | 631193 HUNTLEY3 345 631197 LEDYARD3 345 1 | P55:345:MEC:PALO ALTO | 0.0659 | Yes
GEN-2024-284 | 01 NORTH | G01 29SP | 631138 LAKEFLD3 345 635368 OBRIEN 3 345 1 | P55:345:MEC:PALO ALTO | 0.05469 | Yes
GEN-2024-284 | 01 NORTH | G01 29SP | 635200 RAUN 3 345 762779 G18-043 TAP 345 1 | P55:345:OPPD:S3458 3::FN13:EHV: | 0.0555 | Yes
GEN-2024-284 | 01 NORTH | G01 29SP | 601006 SPLT RK3 345 652536 WHITE-SRX3 345 1 | P55:345:OPPD:S3458 3::FN13:EHV: | 0.06235 | Yes
GEN-2024-284 | 01 NORTH | G01 29SP | 635018 NORTHBORO 3 345 635570 ORIENT 3 345 1 | P55:345:OPPD:S3458 3::FN13:EHV: | 0.05953 | Yes
GEN-2024-284 | 01 NORTH | G01 29SP | 601006 SPLT RK3 345 652864 SIOUXCY-LNX3 345 1 | P55:345:OPPD:S3458 3::FN13:EHV: | 0.06742 | Yes
GEN-2024-284 | 01 NORTH | G01 29SP | 635017 ATCHISON 3 345 635018 NORTHBORO 3 345 1 | P55:345:OPPD:S3458 3::FN13:EHV: | 0.05953 | Yes
GEN-2024-284 | 01 NORTH | G01 29SP | 635017 ATCHISON 3 345 640139 COOPER 3 345 1 | P55:345:OPPD:S3458 3::FN13:EHV: | 0.05953 | Yes
GEN-2024-284 | 01 NORTH | G01 29SP | 635200 RAUN 3 345 645552 S3452 REACT3 345 1 | P55:345:OPPD:S3458 3::FN13:EHV: | 0.05642 | Yes
GEN-2024-284 | 01 NORTH | G01 29SP | 635200 RAUN 3 345 762779 G18-043 TAP 345 1 | P55:345:OPPD:S3740 3::FN13:EHV: | 0.06404 | Yes
GEN-2024-284 | 01 NORTH | G01 29SP | 635200 RAUN 3 345 645552 S3452 REACT3 345 1 | P55:345:OPPD:S3740 3::FN13:EHV: | 0.06524 | Yes
GEN-2024-284 | 01 NORTH | G01 29SP | 601003 PR ISLD3 345 601039 NROC 3 345 1 | P55:345:XEL:HMP2 | 0.05207 | Yes
GEN-2024-284 | 01 NORTH | G01 29SP | 601006 SPLT RK3 345 652536 WHITE-SRX3 345 1 | P55:345:XEL:HNL1 | 0.07187 | Yes
GEN-2024-284 | 01 NORTH | G01 29SP | 601048 LYON CO 3 345 601087 STEEP BK LK3 345 2 | P55:345:XEL:HNL1 | 0.0691 | Yes
GEN-2024-284 | 01 NORTH | G01 29SP | 601031 BRKNGCO3 345 601087 STEEP BK LK3 345 2 | P55:345:XEL:HNL1 | 0.0691 | Yes
GEN-2024-284 | 01 NORTH | G01 29SP | 635200 RAUN 3 345 652564 SIOUXCY3 345 1 | P55:345:XEL:PRI1 | 0.09476 | Yes
GEN-2024-284 | 01 NORTH | G01 29SP | 631138 LAKEFLD3 345 635368 OBRIEN 3 345 1 | P55:345:XEL:PRI1 | 0.06184 | Yes
GEN-2024-284 | 01 NORTH | G01 29SP | 631193 HUNTLEY3 345 631197 LEDYARD3 345 1 | P55:345:XEL:PRI1 | 0.05992 | Yes
GEN-2024-284 | 01 NORTH | G01 29SP | 601006 SPLT RK3 345 652536 WHITE-SRX3 345 1 | P55:345:XEL:SBL BUS 1 | 0.07189 | Yes
GEN-2024-284 | 01 NORTH | G01 29SP | 601048 LYON CO 3 345 601077 HAWKSNEST 3 345 1 | P55:345:XEL:SBL BUS 1 | 0.069 | Yes
GEN-2024-284 | 01 NORTH | G01 29SP | 601031 BRKNGCO3 345 601077 HAWKSNEST 3 345 1 | P55:345:XEL:SBL BUS 1 | 0.069 | Yes
GEN-2024-284 | 01 NORTH | G01 29SP | 601006 SPLT RK3 345 652536 WHITE-SRX3 345 1 | 601031 BRKNGCO3 345 601077 HAWKSNEST 3 345 1 | 0.07187 | Yes
GEN-2024-284 | 01 NORTH | G01 29SP | 601048 LYON CO 3 345 601087 STEEP BK LK3 345 2 | 601031 BRKNGCO3 345 601077 HAWKSNEST 3 345 1 | 0.0691 | Yes
GEN-2024-284 | 01 NORTH | G01 29SP | 601031 BRKNGCO3 345 601087 STEEP BK LK3 345 2 | 601031 BRKNGCO3 345 601077 HAWKSNEST 3 345 1 | 0.0691 | Yes
GEN-2024-284 | 01 NORTH | G01 29SP | 601006 SPLT RK3 345 652536 WHITE-SRX3 345 1 | 601031 BRKNGCO3 345 601087 STEEP BK LK3 345 2 | 0.07189 | Yes
GEN-2024-284 | 01 NORTH | G01 29SP | 601048 LYON CO 3 345 601077 HAWKSNEST 3 345 1 | 601031 BRKNGCO3 345 601087 STEEP BK LK3 345 2 | 0.069 | Yes
GEN-2024-284 | 01 NORTH | G01 29SP | 601031 BRKNGCO3 345 601077 HAWKSNEST 3 345 1 | 601031 BRKNGCO3 345 601087 STEEP BK LK3 345 2 | 0.069 | Yes
GEN-2024-284 | 01 NORTH | G01 29SP | 601006 SPLT RK3 345 652864 SIOUXCY-LNX3 345 1 | 601034 NOBLES 3 345 631138 LAKEFLD3 345 1 | 0.08124 | Yes
GEN-2024-284 | 01 NORTH | G01 29SP | 601048 LYON CO 3 345 631138 LAKEFLD3 345 1 | 601034 NOBLES 3 345 631138 LAKEFLD3 345 1 | 0.07394 | Yes
GEN-2024-284 | 01 NORTH | G01 29SP | 601006 SPLT RK3 345 652536 WHITE-SRX3 345 1 | 601048 LYON CO 3 345 601087 STEEP BK LK3 345 2 | 0.07189 | Yes
GEN-2024-284 | 01 NORTH | G01 29SP | 601048 LYON CO 3 345 601077 HAWKSNEST 3 345 1 | 601048 LYON CO 3 345 601087 STEEP BK LK3 345 2 | 0.069 | Yes
GEN-2024-284 | 01 NORTH | G01 29SP | 601031 BRKNGCO3 345 601077 HAWKSNEST 3 345 1 | 601048 LYON CO 3 345 601087 STEEP BK LK3 345 2 | 0.069 | Yes
GEN-2024-284 | 01 NORTH | G01 29SP | 601006 SPLT RK3 345 652536 WHITE-SRX3 345 1 | 601048 LYON CO 3 345 631138 LAKEFLD3 345 1 | 0.07953 | Yes
GEN-2024-284 | 01 NORTH | G01 29SP | 601048 LYON CO 3 345 631138 LAKEFLD3 345 1 | 601050 HELENA 3 345 615646 GRE-CDRMTH13 345 1 | 0.06981 | Yes
GEN-2024-284 | 01 NORTH | G01 29SP | 601048 LYON CO 3 345 631138 LAKEFLD3 345 1 | 601050 HELENA 3 345 615647 GRE-CDRMTH23 345 2 | 0.06984 | Yes
GEN-2024-284 | 01 NORTH | G01 29SP | 601002 ADAMS 3 345 615306 GRE-PL VLLY3 345 1 | 601083 TREMVAL3 345 694098 NMA B5 345 345 1 | 0.05005 | Yes
GEN-2024-284 | 01 NORTH | G01 29SP | 635999 IRVINGTON3 345 636000 WEBSTER3 345 1 | 627062 BISON 3 345 627217 BLUEBILL3 345 1 | 0.05728 | Yes
GEN-2024-284 | 01 NORTH | G01 29SP | 635369 KOSSUTH 3 345 635999 IRVINGTON3 345 1 | 627062 BISON 3 345 627217 BLUEBILL3 345 1 | 0.05728 | Yes
GEN-2024-284 | 01 NORTH | G01 29SP | 635999 IRVINGTON3 345 636000 WEBSTER3 345 1 | 627217 BLUEBILL3 345 631198 COLBY3 345 1 | 0.05728 | Yes
GEN-2024-284 | 01 NORTH | G01 29SP | 635369 KOSSUTH 3 345 635999 IRVINGTON3 345 1 | 627217 BLUEBILL3 345 631198 COLBY3 345 1 | 0.05728 | Yes
GEN-2024-284 | 01 NORTH | G01 29SP | 631193 HUNTLEY3 345 631197 LEDYARD3 345 1 | 631144 MITCHLCO3 345 631270 LASALLE 3 345 1 | 0.06682 | Yes
GEN-2024-284 | 01 NORTH | G01 29SP | 635999 IRVINGTON3 345 636000 WEBSTER3 345 1 | 631198 COLBY3 345 631199 KILLDEER3 345 1 | 0.05401 | Yes
GEN-2024-284 | 01 NORTH | G01 29SP | 635369 KOSSUTH 3 345 635999 IRVINGTON3 345 1 | 631198 COLBY3 345 631199 KILLDEER3 345 1 | 0.05401 | Yes
GEN-2024-284 | 01 NORTH | G01 29SP | 635999 IRVINGTON3 345 636000 WEBSTER3 345 1 | 631199 KILLDEER3 345 631206 QUINN3 345 1 | 0.05551 | Yes
GEN-2024-284 | 01 NORTH | G01 29SP | 635369 KOSSUTH 3 345 635999 IRVINGTON3 345 1 | 631199 KILLDEER3 345 631206 QUINN3 345 1 | 0.05551 | Yes
GEN-2024-284 | 01 NORTH | G01 29SP | 635999 IRVINGTON3 345 636000 WEBSTER3 345 1 | 631206 QUINN3 345 636197 N FRANKLIN 3 345 1 | 0.05551 | Yes
GEN-2024-284 | 01 NORTH | G01 29SP | 635369 KOSSUTH 3 345 635999 IRVINGTON3 345 1 | 631206 QUINN3 345 636197 N FRANKLIN 3 345 1 | 0.05551 | Yes
GEN-2024-284 | 01 NORTH | G01 29SP | 635200 RAUN 3 345 762779 G18-043 TAP 345 1 | 635200 RAUN 3 345 645552 S3452 REACT3 345 1 | 0.09569 | Yes
GEN-2024-284 | 01 NORTH | G01 29SP | 635200 RAUN 3 345 645552 S3452 REACT3 345 1 | 635200 RAUN 3 345 762779 G18-043 TAP 345 1 | 0.09635 | Yes
GEN-2024-284 | 01 NORTH | G01 29SP | 635200 RAUN 3 345 652564 SIOUXCY3 345 1 | 635200 RAUN 3 345 762779 G18-043 TAP 345 1 | 0.08472 | Yes
GEN-2024-284 | 01 NORTH | G01 29SP | 636000 WEBSTER3 345 636010 LEHIGH 3 345 1 | 635219 GARD AVE 3 345 636017 LEHIGH GARX3 345 1 | 0.05254 | Yes
GEN-2024-284 | 01 NORTH | G01 29SP | 635200 RAUN 3 345 635398 REMSEN 3 345 1 | 635369 KOSSUTH 3 345 635425 PALO ALTO 3 345 1 | 0.05288 | Yes
GEN-2024-284 | 01 NORTH | G01 29SP | 631138 LAKEFLD3 345 635368 OBRIEN 3 345 1 | 635369 KOSSUTH 3 345 635425 PALO ALTO 3 345 1 | 0.05469 | Yes
GEN-2024-284 | 01 NORTH | G01 29SP | 635398 REMSEN 3 345 635399 CHEROKEE 3 345 1 | 635369 KOSSUTH 3 345 635425 PALO ALTO 3 345 1 | 0.05288 | Yes
GEN-2024-284 | 01 NORTH | G01 29SP | 635399 CHEROKEE 3 345 635400 HIGHLAND 3 345 1 | 635369 KOSSUTH 3 345 635425 PALO ALTO 3 345 1 | 0.05288 | Yes
GEN-2024-284 | 01 NORTH | G01 29SP | 631193 HUNTLEY3 345 631197 LEDYARD3 345 1 | 635369 KOSSUTH 3 345 635425 PALO ALTO 3 345 1 | 0.0659 | Yes
GEN-2024-284 | 01 NORTH | G01 29SP | 631138 LAKEFLD3 345 635368 OBRIEN 3 345 1 | 635419 TRUMBULL LK3 345 635425 PALO ALTO 3 345 1 | 0.05469 | Yes
GEN-2024-284 | 01 NORTH | G01 29SP | 631193 HUNTLEY3 345 631197 LEDYARD3 345 1 | 635419 TRUMBULL LK3 345 635425 PALO ALTO 3 345 1 | 0.0659 | Yes
GEN-2024-284 | 01 NORTH | G01 29SP | 635200 RAUN 3 345 635398 REMSEN 3 345 1 | 635999 IRVINGTON3 345 636000 WEBSTER3 345 1 | 0.05846 | Yes
GEN-2024-284 | 01 NORTH | G01 29SP | 635398 REMSEN 3 345 635399 CHEROKEE 3 345 1 | 635999 IRVINGTON3 345 636000 WEBSTER3 345 1 | 0.05846 | Yes
GEN-2024-284 | 01 NORTH | G01 29SP | 635399 CHEROKEE 3 345 635400 HIGHLAND 3 345 1 | 635999 IRVINGTON3 345 636000 WEBSTER3 345 1 | 0.05846 | Yes
GEN-2024-284 | 01 NORTH | G01 29SP | 636000 WEBSTER3 345 636010 LEHIGH 3 345 1 | 636010 LEHIGH 3 345 636017 LEHIGH GARX3 345 Z | 0.05254 | Yes
GEN-2024-284 | 01 NORTH | G01 29SP | 635200 RAUN 3 345 652564 SIOUXCY3 345 1 | 636010 LEHIGH 3 345 636017 LEHIGH GARX3 345 Z | 0.09468 | Yes
GEN-2024-284 | 01 NORTH | G01 29SP | 635600 GRIMES 3 345 636003 BEAVER CRK 3 345 1 | 636197 N FRANKLIN 3 345 636198 BLCKHWKRX 3 345 1 | 0.05559 | Yes
GEN-2024-284 | 01 NORTH | G01 29SP | 636003 BEAVER CRK 3 345 636010 LEHIGH 3 345 1 | 636197 N FRANKLIN 3 345 636198 BLCKHWKRX 3 345 1 | 0.05559 | Yes
GEN-2024-284 | 01 NORTH | G01 29SP | 635600 GRIMES 3 345 636003 BEAVER CRK 3 345 1 | 636198 BLCKHWKRX 3 345 636199 BLACKHAWK 3 345 Z | 0.05559 | Yes
GEN-2024-284 | 01 NORTH | G01 29SP | 636003 BEAVER CRK 3 345 636010 LEHIGH 3 345 1 | 636198 BLCKHWKRX 3 345 636199 BLACKHAWK 3 345 Z | 0.05559 | Yes
GEN-2024-284 | 01 NORTH | G01 29SP | 635200 RAUN 3 345 645552 S3452 REACT3 345 1 | 645451 S3451 3 345 645551 S3451-RAUN 3 345 Z1 | 0.09635 | Yes
GEN-2024-284 | 01 NORTH | G01 29SP | 635200 RAUN 3 345 652564 SIOUXCY3 345 1 | 645451 S3451 3 345 645551 S3451-RAUN 3 345 Z1 | 0.08472 | Yes
GEN-2024-284 | 01 NORTH | G01 29SP | 635200 RAUN 3 345 762779 G18-043 TAP 345 1 | 645452 S3452 3 345 645552 S3452 REACT3 345 Z1 | 0.09569 | Yes
GEN-2024-284 | 01 NORTH | G01 29SP | 635200 RAUN 3 345 645552 S3452 REACT3 345 1 | 645551 S3451-RAUN 3 345 762779 G18-043 TAP 345 1 | 0.09635 | Yes
GEN-2024-284 | 01 NORTH | G01 29SP | 635200 RAUN 3 345 652564 SIOUXCY3 345 1 | 645551 S3451-RAUN 3 345 762779 G18-043 TAP 345 1 | 0.08472 | Yes
GEN-2024-284 | 01 NORTH | G01 29SP | 635200 RAUN 3 345 762779 G18-043 TAP 345 1 | Base Case | 0.06745 | Yes
GEN-2024-284 | 01 NORTH | G01 29SP | 601006 SPLT RK3 345 652536 WHITE-SRX3 345 1 | Base Case | 0.06511 | Yes
GEN-2024-284 | 01 NORTH | G01 29SP | 635600 GRIMES 3 345 636003 BEAVER CRK 3 345 1 | Base Case | 0.05261 | Yes
GEN-2024-284 | 01 NORTH | G01 29SP | 636003 BEAVER CRK 3 345 636010 LEHIGH 3 345 1 | Base Case | 0.05261 | Yes
GEN-2024-284 | 01 NORTH | G01 29SP | 601006 SPLT RK3 345 652864 SIOUXCY-LNX3 345 1 | Base Case | 0.07194 | Yes
GEN-2024-284 | 01 NORTH | G01 29SP | 635200 RAUN 3 345 645552 S3452 REACT3 345 1 | Base Case | 0.06879 | Yes
GEN-2024-284 | 01 NORTH | G01 29SP | 601048 LYON CO 3 345 631138 LAKEFLD3 345 1 | Base Case | 0.06487 | Yes
GEN-2024-284 | 01 NORTH | G01 29SP | 635200 RAUN 3 345 652564 SIOUXCY3 345 1 | Base Case | 0.09472 | Yes
GEN-2024-284 | 01 NORTH | G01 29SP | 636000 WEBSTER3 345 636010 LEHIGH 3 345 1 | Base Case | 0.05243 | Yes
GEN-2024-284 | 01 NORTH | G01 29SP | 631193 HUNTLEY3 345 631197 LEDYARD3 345 1 | Base Case | 0.05996 | Yes
GEN-2024-284 | 01 NORTH | G01 29SP | 631138 LAKEFLD3 345 635368 OBRIEN 3 345 1 | Base Case | 0.06185 | Yes
GEN-2024-284 | 01 NORTH | G01 29SP | 635200 RAUN 3 345 762779 G18-043 TAP 345 1 | GEN645011 1 | 0.06745 | Yes
GEN-2024-284 | 01 NORTH | G01 29SP | 635200 RAUN 3 345 762779 G18-043 TAP 345 1 | GEN645011 1_Dup1 | 0.06745 | Yes
GEN-2024-284 | 01 NORTH | G01 29SP | 635200 RAUN 3 345 762779 G18-043 TAP 345 1 | GEN645012 2 | 0.06745 | Yes
GEN-2024-284 | 01 NORTH | G01 29SP | 601006 SPLT RK3 345 652864 SIOUXCY-LNX3 345 1 | GEN645012 2 | 0.07194 | Yes
GEN-2024-284 | 01 NORTH | G01 29SP | 635200 RAUN 3 345 645552 S3452 REACT3 345 1 | GEN645012 2 | 0.06879 | Yes
GEN-2024-284 | 01 NORTH | G01 29SP | 635200 RAUN 3 345 762779 G18-043 TAP 345 1 | GEN645012 2_Dup1 | 0.06745 | Yes
GEN-2024-284 | 01 NORTH | G01 29SP | 601006 SPLT RK3 345 652864 SIOUXCY-LNX3 345 1 | GEN645012 2_Dup1 | 0.07194 | Yes
GEN-2024-284 | 01 NORTH | G01 29SP | 635200 RAUN 3 345 645552 S3452 REACT3 345 1 | GEN645012 2_Dup1 | 0.06879 | Yes
GEN-2024-285 | 01 NORTH | G01 29SP | 601031 BRKNGCO3 345 652537 WHITE 3 345 2 | P11:0:OTP:J510ASTORG1:1 | 0.11833 | Yes
GEN-2024-285 | 01 NORTH | G01 29SP | 601031 BRKNGCO3 345 652537 WHITE 3 345 1 | P11:0:OTP:J510ASTORG1:1 | 0.1065 | Yes
GEN-2024-285 | 01 NORTH | G01 29SP | 601031 BRKNGCO3 345 601077 HAWKSNEST 3 345 1 | P11:0:XEL:H081_MPT_H:W | 0.09328 | Yes
GEN-2024-285 | 01 NORTH | G01 29SP | 601050 HELENA 3 345 601051 HMPT CNR3 345 2 | P11:115:XEL:HBR #6:7:8 | 0.05984 | Yes
GEN-2024-285 | 01 NORTH | G01 29SP | 601006 SPLT RK3 345 652536 WHITE-SRX3 345 1 | P11:17:XEL:ANS74G:4 | 0.14224 | Yes
GEN-2024-285 | 01 NORTH | G01 29SP | 601050 HELENA 3 345 601051 HMPT CNR3 345 2 | P11:20:XEL:KING31G:1 | 0.05984 | Yes
GEN-2024-285 | 01 NORTH | G01 29SP | 601048 LYON CO 3 345 601077 HAWKSNEST 3 345 1 | P11:20:XEL:PR_ISLD:31G | 0.09328 | Yes
GEN-2024-285 | 01 NORTH | G01 29SP | 601050 HELENA 3 345 601051 HMPT CNR3 345 2 | P11:20:XEL:PR_ISLD:31G | 0.05984 | Yes
GEN-2024-285 | 01 NORTH | G01 29SP | 601050 HELENA 3 345 615647 GRE-CDRMTH23 345 2 | P11:20:XEL:PR_ISLD:31G | 0.05305 | Yes
GEN-2024-285 | 01 NORTH | G01 29SP | 601050 HELENA 3 345 615646 GRE-CDRMTH13 345 1 | P11:20:XEL:PR_ISLD:31G | 0.05284 | Yes
GEN-2024-285 | 01 NORTH | G01 29SP | 73169 J2104 POI 345 615643 GRE-CEDRMT23 345 1 | P11:20:XEL:PR_ISLD:31G | 0.05195 | Yes
GEN-2024-285 | 01 NORTH | G01 29SP | 601048 LYON CO 3 345 615648 GRE-CDRMTL23 345 2 | P11:20:XEL:PR_ISLD:31G | 0.05204 | Yes
GEN-2024-285 | 01 NORTH | G01 29SP | 73169 J2104 POI 345 601048 LYON CO 3 345 1 | P11:20:XEL:PR_ISLD:31G | 0.05195 | Yes
GEN-2024-285 | 01 NORTH | G01 29SP | 613060 BYRON 3 345 615306 GRE-PL VLLY3 345 1 | P11:20:XEL:PR_ISLD:31G | 0.05427 | Yes
GEN-2024-285 | 01 NORTH | G01 29SP | 601039 NROC 3 345 613060 BYRON 3 345 1 | P11:20:XEL:PR_ISLD:31G | 0.05556 | Yes
GEN-2024-285 | 01 NORTH | G01 29SP | 601050 HELENA 3 345 601051 HMPT CNR3 345 2 | P11:20:XEL:PR_ISLD:32G | 0.05984 | Yes
GEN-2024-285 | 01 NORTH | G01 29SP | 601050 HELENA 3 345 615647 GRE-CDRMTH23 345 2 | P11:20:XEL:PR_ISLD:32G | 0.05305 | Yes
GEN-2024-285 | 01 NORTH | G01 29SP | 601050 HELENA 3 345 615646 GRE-CDRMTH13 345 1 | P11:20:XEL:PR_ISLD:32G | 0.05284 | Yes
GEN-2024-285 | 01 NORTH | G01 29SP | 73169 J2104 POI 345 615643 GRE-CEDRMT23 345 1 | P11:20:XEL:PR_ISLD:32G | 0.05195 | Yes
GEN-2024-285 | 01 NORTH | G01 29SP | 601048 LYON CO 3 345 615648 GRE-CDRMTL23 345 2 | P11:20:XEL:PR_ISLD:32G | 0.05204 | Yes
GEN-2024-285 | 01 NORTH | G01 29SP | 73169 J2104 POI 345 601048 LYON CO 3 345 1 | P11:20:XEL:PR_ISLD:32G | 0.05195 | Yes
GEN-2024-285 | 01 NORTH | G01 29SP | 613060 BYRON 3 345 615306 GRE-PL VLLY3 345 1 | P11:20:XEL:PR_ISLD:32G | 0.05427 | Yes
GEN-2024-285 | 01 NORTH | G01 29SP | 601039 NROC 3 345 613060 BYRON 3 345 1 | P11:20:XEL:PR_ISLD:32G | 0.05556 | Yes
GEN-2024-285 | 01 NORTH | G01 29SP | 635200 RAUN 3 345 652564 SIOUXCY3 345 1 | P11:22:GRE:GRE-COAL41G:1 | 0.0943 | Yes
GEN-2024-285 | 01 NORTH | G01 29SP | 635200 RAUN 3 345 652564 SIOUXCY3 345 1 | P11:22:GRE:GRE-COAL42G:2 | 0.0943 | Yes
GEN-2024-285 | 01 NORTH | G01 29SP | 635200 RAUN 3 345 652564 SIOUXCY3 345 1 | P11:24:OTP:BIGSTN1G:1 | 0.0943 | Yes
GEN-2024-285 | 01 NORTH | G01 29SP | 73169 J2104 POI 345 615643 GRE-CEDRMT23 345 1 | P11:24:XEL:SHERCO31G:1 | 0.05195 | Yes
GEN-2024-285 | 01 NORTH | G01 29SP | 601048 LYON CO 3 345 615648 GRE-CDRMTL23 345 2 | P11:24:XEL:SHERCO31G:1 | 0.05204 | Yes
GEN-2024-285 | 01 NORTH | G01 29SP | 73169 J2104 POI 345 601048 LYON CO 3 345 1 | P11:24:XEL:SHERCO31G:1 | 0.05195 | Yes
GEN-2024-285 | 01 NORTH | G01 29SP | 613060 BYRON 3 345 615306 GRE-PL VLLY3 345 1 | P11:24:XEL:SHERCO31G:1 | 0.05427 | Yes
GEN-2024-285 | 01 NORTH | G01 29SP | 635368 OBRIEN 3 345 635400 HIGHLAND 3 345 1 | P11:24:XEL:SHERCO31G:1 | 0.07488 | Yes
GEN-2024-285 | 01 NORTH | G01 29SP | 601039 NROC 3 345 613060 BYRON 3 345 1 | P11:24:XEL:SHERCO31G:1 | 0.05556 | Yes
GEN-2024-285 | 01 NORTH | G01 29SP | 631138 LAKEFLD3 345 635368 OBRIEN 3 345 1 | P11:24:XEL:SHERCO31G:1 | 0.09119 | Yes
GEN-2024-285 | 01 NORTH | G01 29SP | 73169 J2104 POI 345 615643 GRE-CEDRMT23 345 1 | P11:24:XEL:SHERCO32G:2 | 0.05195 | Yes
GEN-2024-285 | 01 NORTH | G01 29SP | 73169 J2104 POI 345 601048 LYON CO 3 345 1 | P11:24:XEL:SHERCO32G:2 | 0.05195 | Yes
GEN-2024-285 | 01 NORTH | G01 29SP | 613060 BYRON 3 345 615306 GRE-PL VLLY3 345 1 | P11:24:XEL:SHERCO32G:2 | 0.05427 | Yes
GEN-2024-285 | 01 NORTH | G01 29SP | 635368 OBRIEN 3 345 635400 HIGHLAND 3 345 1 | P11:24:XEL:SHERCO32G:2 | 0.07488 | Yes
GEN-2024-285 | 01 NORTH | G01 29SP | 601039 NROC 3 345 613060 BYRON 3 345 1 | P11:24:XEL:SHERCO32G:2 | 0.05556 | Yes
GEN-2024-285 | 01 NORTH | G01 29SP | 631138 LAKEFLD3 345 635368 OBRIEN 3 345 1 | P11:24:XEL:SHERCO32G:2 | 0.09119 | Yes
GEN-2024-285 | 01 NORTH | G01 29SP | 601050 HELENA 3 345 615647 GRE-CDRMTH23 345 2 | P11:26:XEL:SHERCO33G:3 | 0.05305 | Yes
GEN-2024-285 | 01 NORTH | G01 29SP | 601050 HELENA 3 345 615646 GRE-CDRMTH13 345 1 | P11:26:XEL:SHERCO33G:3 | 0.05284 | Yes
GEN-2024-285 | 01 NORTH | G01 29SP | 73169 J2104 POI 345 615643 GRE-CEDRMT23 345 1 | P11:26:XEL:SHERCO33G:3 | 0.05195 | Yes
GEN-2024-285 | 01 NORTH | G01 29SP | 601048 LYON CO 3 345 615648 GRE-CDRMTL23 345 2 | P11:26:XEL:SHERCO33G:3 | 0.05204 | Yes
GEN-2024-285 | 01 NORTH | G01 29SP | 601050 HELENA 3 345 601051 HMPT CNR3 345 2 | P11:26:XEL:SHERCO33G:3 | 0.05984 | Yes
GEN-2024-285 | 01 NORTH | G01 29SP | 635200 RAUN 3 345 652564 SIOUXCY3 345 1 | P11:26:XEL:SHERCO33G:3 | 0.0943 | Yes
GEN-2024-285 | 01 NORTH | G01 29SP | 613060 BYRON 3 345 615306 GRE-PL VLLY3 345 1 | P11:26:XEL:SHERCO33G:3 | 0.05427 | Yes
GEN-2024-285 | 01 NORTH | G01 29SP | 635368 OBRIEN 3 345 635400 HIGHLAND 3 345 1 | P11:26:XEL:SHERCO33G:3 | 0.07488 | Yes
GEN-2024-285 | 01 NORTH | G01 29SP | 73169 J2104 POI 345 601048 LYON CO 3 345 1 | P11:26:XEL:SHERCO33G:3 | 0.05195 | Yes
GEN-2024-285 | 01 NORTH | G01 29SP | 601039 NROC 3 345 613060 BYRON 3 345 1 | P11:26:XEL:SHERCO33G:3 | 0.05556 | Yes
GEN-2024-285 | 01 NORTH | G01 29SP | 631138 LAKEFLD3 345 635368 OBRIEN 3 345 1 | P11:26:XEL:SHERCO33G:3 | 0.09119 | Yes
GEN-2024-285 | 01 NORTH | G01 29SP | 635600 GRIMES 3 345 636003 BEAVER CRK 3 345 1 | P11:345:MEC:GDMEC:3:ST | 0.06221 | Yes
GEN-2024-285 | 01 NORTH | G01 29SP | 635018 NORTHBORO 3 345 635570 ORIENT 3 345 1 | P11:345:MEC:GDMEC:3:ST | 0.05041 | Yes
GEN-2024-285 | 01 NORTH | G01 29SP | 635017 ATCHISON 3 345 635018 NORTHBORO 3 345 1 | P11:345:MEC:GDMEC:3:ST | 0.05041 | Yes
GEN-2024-285 | 01 NORTH | G01 29SP | 635017 ATCHISON 3 345 640139 COOPER 3 345 1 | P11:345:MEC:GDMEC:3:ST | 0.05041 | Yes
GEN-2024-285 | 01 NORTH | G01 29SP | 636003 BEAVER CRK 3 345 636010 LEHIGH 3 345 1 | P11:345:MEC:GDMEC:3:ST | 0.06221 | Yes
GEN-2024-285 | 01 NORTH | G01 29SP | 631139 HAZLTON3 345 631270 LASALLE 3 345 1 | P11:345:MEC:LOUISA:1 | 0.05526 | Yes
GEN-2024-285 | 01 NORTH | G01 29SP | 631144 MITCHLCO3 345 631270 LASALLE 3 345 1 | P11:345:MEC:LOUISA:1 | 0.05526 | Yes
GEN-2024-285 | 01 NORTH | G01 29SP | 601002 ADAMS 3 345 631144 MITCHLCO3 345 1 | P11:345:MEC:LOUISA:1 | 0.05526 | Yes
GEN-2024-285 | 01 NORTH | G01 29SP | 601006 SPLT RK3 345 652536 WHITE-SRX3 345 1 | P11:345:MEC:NEAL:3 | 0.14224 | Yes
GEN-2024-285 | 01 NORTH | G01 29SP | 601006 SPLT RK3 345 652864 SIOUXCY-LNX3 345 1 | P11:345:MEC:NEAL:3 | 0.10637 | Yes
GEN-2024-285 | 01 NORTH | G01 29SP | 635200 RAUN 3 345 635398 REMSEN 3 345 1 | P11:345:MEC:NEAL:3 | 0.07488 | Yes
GEN-2024-285 | 01 NORTH | G01 29SP | 635398 REMSEN 3 345 635399 CHEROKEE 3 345 1 | P11:345:MEC:NEAL:3 | 0.07488 | Yes
GEN-2024-285 | 01 NORTH | G01 29SP | 635399 CHEROKEE 3 345 635400 HIGHLAND 3 345 1 | P11:345:MEC:NEAL:3 | 0.07488 | Yes
GEN-2024-285 | 01 NORTH | G01 29SP | 601006 SPLT RK3 345 652536 WHITE-SRX3 345 1 | P11:345:MEC:NEAL:4 | 0.14224 | Yes
GEN-2024-285 | 01 NORTH | G01 29SP | 601006 SPLT RK3 345 652864 SIOUXCY-LNX3 345 1 | P11:345:MEC:NEAL:4 | 0.10637 | Yes
GEN-2024-285 | 01 NORTH | G01 29SP | 635200 RAUN 3 345 635398 REMSEN 3 345 1 | P11:345:MEC:NEAL:4 | 0.07488 | Yes
GEN-2024-285 | 01 NORTH | G01 29SP | 635398 REMSEN 3 345 635399 CHEROKEE 3 345 1 | P11:345:MEC:NEAL:4 | 0.07488 | Yes
GEN-2024-285 | 01 NORTH | G01 29SP | 635399 CHEROKEE 3 345 635400 HIGHLAND 3 345 1 | P11:345:MEC:NEAL:4 | 0.07488 | Yes
GEN-2024-285 | 01 NORTH | G01 29SP | 635200 RAUN 3 345 762779 G18-043 TAP 345 1 | P11:345:MEC:WSEC:3 | 0.07174 | Yes
GEN-2024-285 | 01 NORTH | G01 29SP | 635200 RAUN 3 345 645552 S3452 REACT3 345 1 | P11:345:MEC:WSEC:3 | 0.0731 | Yes
GEN-2024-285 | 01 NORTH | G01 29SP | 635200 RAUN 3 345 762779 G18-043 TAP 345 1 | P11:345:MEC:WSEC:4 | 0.07174 | Yes
GEN-2024-285 | 01 NORTH | G01 29SP | 601006 SPLT RK3 345 652864 SIOUXCY-LNX3 345 1 | P11:345:MEC:WSEC:4 | 0.10637 | Yes
GEN-2024-285 | 01 NORTH | G01 29SP | 635200 RAUN 3 345 645552 S3452 REACT3 345 1 | P11:345:MEC:WSEC:4 | 0.0731 | Yes
GEN-2024-285 | 01 NORTH | G01 29SP | 635200 RAUN 3 345 762779 G18-043 TAP 345 1 | P11:345:OPPD:LX002:NC:732.0 NEBCITY G2 | 0.06945 | Yes
GEN-2024-285 | 01 NORTH | G01 29SP | 635200 RAUN 3 345 645552 S3452 REACT3 345 1 | P11:345:OPPD:LX002:NC:732.0 NEBCITY G2 | 0.07074 | Yes
GEN-2024-285 | 01 NORTH | G01 29SP | 601002 ADAMS 3 345 615306 GRE-PL VLLY3 345 1 | P11:345:XEL:J1072GEN:PV | 0.05587 | Yes
GEN-2024-285 | 01 NORTH | G01 29SP | 601039 NROC 3 345 601051 HMPT CNR3 345 1 | P12:115:XEL:FARIBALTP7:GRE-AIRTECH7:1_AS | 0.05264 | Yes
GEN-2024-285 | 01 NORTH | G01 29SP | 601039 NROC 3 345 601051 HMPT CNR3 345 1 | P12:115:XEL-GRE:FARIBALTP7-GRE-AIRTECH7:WFARIB7:1 | 0.05264 | Yes
GEN-2024-285 | 01 NORTH | G01 29SP | 601003 PR ISLD3 345 601039 NROC 3 345 1 | P12:115:XEL-GRE:FEP-WEF | 0.05181 | Yes
GEN-2024-285 | 01 NORTH | G01 29SP | 601039 NROC 3 345 601051 HMPT CNR3 345 1 | P12:115:XEL-GRE:FEP-WEF | 0.05264 | Yes
GEN-2024-285 | 01 NORTH | G01 29SP | 601003 PR ISLD3 345 601039 NROC 3 345 1 | P12:161:GRE:RAV:SPC | 0.0514 | Yes
GEN-2024-285 | 01 NORTH | G01 29SP | 613060 BYRON 3 345 615306 GRE-PL VLLY3 345 1 | P12:161:XEL-GRE:BYRON5:GRE-PLVLLY5:1 | 0.05907 | Yes
GEN-2024-285 | 01 NORTH | G01 29SP | 601048 LYON CO 3 345 601087 STEEP BK LK3 345 2 | P12:230.0:UMZ:# N-1 #:: LINE GRANITF4-BLAIR-ER4-1 :HV: | 0.09943 | Yes
GEN-2024-285 | 01 NORTH | G01 29SP | 601048 LYON CO 3 345 601077 HAWKSNEST 3 345 1 | P12:230.0:UMZ:# N-1 #:: LINE GRANITF4-BLAIR-ER4-1 :HV: | 0.09915 | Yes
GEN-2024-285 | 01 NORTH | G01 29SP | 601031 BRKNGCO3 345 601077 HAWKSNEST 3 345 1 | P12:230.0:UMZ:# N-1 #:: LINE GRANITF4-BLAIR-ER4-1 :HV: | 0.09915 | Yes
GEN-2024-285 | 01 NORTH | G01 29SP | 601031 BRKNGCO3 345 601087 STEEP BK LK3 345 2 | P12:230.0:UMZ:# N-1 #:: LINE GRANITF4-BLAIR-ER4-1 :HV: | 0.09943 | Yes
GEN-2024-285 | 01 NORTH | G01 29SP | 601006 SPLT RK3 345 652536 WHITE-SRX3 345 1 | P12:230.0:UMZ:# N-1 #:: LINE HANLON 4-STORLA__-BE4-1 :HV: | 0.14243 | Yes
GEN-2024-285 | 01 NORTH | G01 29SP | 602009 MNVLTAP4 230 652550 GRANITF4 230 1 | P12:230.0:UMZ:# N-1 #:: LINE MINVALT4-GRANITF4-1 :HV: | 0.06024 | Yes
GEN-2024-285 | 01 NORTH | G01 29SP | 602008 MINVALT4 230 652550 GRANITF4 230 1 | P12:230.0:UMZ:# N-1 #:: LINE MNVLTAP4-GRANITF4-1 :HV: | 0.05957 | Yes
GEN-2024-285 | 01 NORTH | G01 29SP | 601006 SPLT RK3 345 652536 WHITE-SRX3 345 1 | P12:230.0:UMZ:# N-1 #:: LINE OWAN -MW4-JUDSON__-BE4-Z :HV: | 0.14224 | Yes
GEN-2024-285 | 01 NORTH | G01 29SP | 601003 PR ISLD3 345 601039 NROC 3 345 1 | P12:230.0:UMZ:# N-1 #:: LINE OWAN -MW4-JUDSON__-BE4-Z :HV: | 0.05125 | Yes
GEN-2024-285 | 01 NORTH | G01 29SP | 631139 HAZLTON3 345 631270 LASALLE 3 345 1 | P12:230.0:UMZ:# N-1 #:: LINE OWAN -MW4-JUDSON__-BE4-Z :HV: | 0.05526 | Yes
GEN-2024-285 | 01 NORTH | G01 29SP | 631144 MITCHLCO3 345 631270 LASALLE 3 345 1 | P12:230.0:UMZ:# N-1 #:: LINE OWAN -MW4-JUDSON__-BE4-Z :HV: | 0.05526 | Yes
GEN-2024-285 | 01 NORTH | G01 29SP | 601048 LYON CO 3 345 601087 STEEP BK LK3 345 2 | P12:230.0:UMZ:# N-1 #:: LINE OWAN -MW4-JUDSON__-BE4-Z :HV: | 0.09354 | Yes
GEN-2024-285 | 01 NORTH | G01 29SP | 601048 LYON CO 3 345 601077 HAWKSNEST 3 345 1 | P12:230.0:UMZ:# N-1 #:: LINE OWAN -MW4-JUDSON__-BE4-Z :HV: | 0.09328 | Yes
GEN-2024-285 | 01 NORTH | G01 29SP | 601031 BRKNGCO3 345 601077 HAWKSNEST 3 345 1 | P12:230.0:UMZ:# N-1 #:: LINE OWAN -MW4-JUDSON__-BE4-Z :HV: | 0.09328 | Yes
GEN-2024-285 | 01 NORTH | G01 29SP | 601002 ADAMS 3 345 631144 MITCHLCO3 345 1 | P12:230.0:UMZ:# N-1 #:: LINE OWAN -MW4-JUDSON__-BE4-Z :HV: | 0.05526 | Yes
GEN-2024-285 | 01 NORTH | G01 29SP | 601039 NROC 3 345 601051 HMPT CNR3 345 1 | P12:230.0:UMZ:# N-1 #:: LINE OWAN -MW4-JUDSON__-BE4-Z :HV: | 0.05199 | Yes
GEN-2024-285 | 01 NORTH | G01 29SP | 601031 BRKNGCO3 345 601087 STEEP BK LK3 345 2 | P12:230.0:UMZ:# N-1 #:: LINE OWAN -MW4-JUDSON__-BE4-Z :HV: | 0.09354 | Yes
GEN-2024-285 | 01 NORTH | G01 29SP | 601002 ADAMS 3 345 615306 GRE-PL VLLY3 345 1 | P12:230.0:UMZ:# N-1 #:: LINE OWAN -MW4-JUDSON__-BE4-Z :HV: | 0.05587 | Yes
GEN-2024-285 | 01 NORTH | G01 29SP | 601006 SPLT RK3 345 652864 SIOUXCY-LNX3 345 1 | P12:230.0:UMZ:# N-1 #:: LINE SIOUXFL4-PAHOJA__-BE4-1 :HV: | 0.11502 | Yes
GEN-2024-285 | 01 NORTH | G01 29SP | 601006 SPLT RK3 345 652864 SIOUXCY-LNX3 345 1 | P12:230.0:UMZ:# N-1 #:: LINE UTICAJC4-RASMUSN-ER4-1 :HV: | 0.10843 | Yes
GEN-2024-285 | 01 NORTH | G01 29SP | 601048 LYON CO 3 345 601087 STEEP BK LK3 345 2 | P12:230.0:UMZ:# N-1 #:: LINE WATERTN4-APPLEDORN 4-1 :HV: | 0.10173 | Yes
GEN-2024-285 | 01 NORTH | G01 29SP | 601048 LYON CO 3 345 601077 HAWKSNEST 3 345 1 | P12:230.0:UMZ:# N-1 #:: LINE WATERTN4-APPLEDORN 4-1 :HV: | 0.10145 | Yes
GEN-2024-285 | 01 NORTH | G01 29SP | 601031 BRKNGCO3 345 601077 HAWKSNEST 3 345 1 | P12:230.0:UMZ:# N-1 #:: LINE WATERTN4-APPLEDORN 4-1 :HV: | 0.10145 | Yes
GEN-2024-285 | 01 NORTH | G01 29SP | 602009 MNVLTAP4 230 652550 GRANITF4 230 1 | P12:230:XEL-WAPA:MINVALT4:GRANITF4:1 | 0.06024 | Yes
GEN-2024-285 | 01 NORTH | G01 29SP | 601006 SPLT RK3 345 652864 SIOUXCY-LNX3 345 1 | P12:345.0:UMZ:# N-1 #:: LINE FTTHOM2-LNX3-GRPRAR2-LNX3-1 :EHV: | 0.11433 | Yes
GEN-2024-285 | 01 NORTH | G01 29SP | 635200 RAUN 3 345 640226 HOSKINS3 345 1 | P12:345.0:UMZ:# N-1 #:: LINE FTTHOM2-LNX3-GRPRAR2-LNX3-1 :EHV: | 0.05504 | Yes
GEN-2024-285 | 01 NORTH | G01 29SP | 601006 SPLT RK3 345 652864 SIOUXCY-LNX3 345 1 | P12:345.0:UMZ:# N-1 #:: LINE FTTHOMP3-FTTHOM2-LNX3-Z :EHV: | 0.11433 | Yes
GEN-2024-285 | 01 NORTH | G01 29SP | 635200 RAUN 3 345 640226 HOSKINS3 345 1 | P12:345.0:UMZ:# N-1 #:: LINE FTTHOMP3-FTTHOM2-LNX3-Z :EHV: | 0.05504 | Yes
GEN-2024-285 | 01 NORTH | G01 29SP | 601006 SPLT RK3 345 652536 WHITE-SRX3 345 1 | P12:345.0:UMZ:# N-1 #:: LINE GR PRAIRIE 3-GRPRAR1-LNX3-Z :EHV: | 0.14569 | Yes
GEN-2024-285 | 01 NORTH | G01 29SP | 601006 SPLT RK3 345 652864 SIOUXCY-LNX3 345 1 | P12:345.0:UMZ:# N-1 #:: LINE GR PRAIRIE 3-GRPRAR1-LNX3-Z :EHV: | 0.11277 | Yes
GEN-2024-285 | 01 NORTH | G01 29SP | 601003 PR ISLD3 345 601039 NROC 3 345 1 | P12:345.0:UMZ:# N-1 #:: LINE GR PRAIRIE 3-GRPRAR1-LNX3-Z :EHV: | 0.0537 | Yes
GEN-2024-285 | 01 NORTH | G01 29SP | 635200 RAUN 3 345 640226 HOSKINS3 345 1 | P12:345.0:UMZ:# N-1 #:: LINE GR PRAIRIE 3-GRPRAR1-LNX3-Z :EHV: | 0.05169 | Yes
GEN-2024-285 | 01 NORTH | G01 29SP | 631139 HAZLTON3 345 631270 LASALLE 3 345 1 | P12:345.0:UMZ:# N-1 #:: LINE GR PRAIRIE 3-GRPRAR1-LNX3-Z :EHV: | 0.05775 | Yes
GEN-2024-285 | 01 NORTH | G01 29SP | 635200 RAUN 3 345 635398 REMSEN 3 345 1 | P12:345.0:UMZ:# N-1 #:: LINE GR PRAIRIE 3-GRPRAR1-LNX3-Z :EHV: | 0.08006 | Yes
GEN-2024-285 | 01 NORTH | G01 29SP | 631144 MITCHLCO3 345 631270 LASALLE 3 345 1 | P12:345.0:UMZ:# N-1 #:: LINE GR PRAIRIE 3-GRPRAR1-LNX3-Z :EHV: | 0.05775 | Yes
GEN-2024-285 | 01 NORTH | G01 29SP | 601048 LYON CO 3 345 601087 STEEP BK LK3 345 2 | P12:345.0:UMZ:# N-1 #:: LINE GR PRAIRIE 3-GRPRAR1-LNX3-Z :EHV: | 0.09625 | Yes
GEN-2024-285 | 01 NORTH | G01 29SP | 601048 LYON CO 3 345 601077 HAWKSNEST 3 345 1 | P12:345.0:UMZ:# N-1 #:: LINE GR PRAIRIE 3-GRPRAR1-LNX3-Z :EHV: | 0.09598 | Yes
GEN-2024-285 | 01 NORTH | G01 29SP | 601031 BRKNGCO3 345 601077 HAWKSNEST 3 345 1 | P12:345.0:UMZ:# N-1 #:: LINE GR PRAIRIE 3-GRPRAR1-LNX3-Z :EHV: | 0.09598 | Yes
GEN-2024-285 | 01 NORTH | G01 29SP | 601002 ADAMS 3 345 631144 MITCHLCO3 345 1 | P12:345.0:UMZ:# N-1 #:: LINE GR PRAIRIE 3-GRPRAR1-LNX3-Z :EHV: | 0.05775 | Yes
GEN-2024-285 | 01 NORTH | G01 29SP | 601031 BRKNGCO3 345 601087 STEEP BK LK3 345 2 | P12:345.0:UMZ:# N-1 #:: LINE GR PRAIRIE 3-GRPRAR1-LNX3-Z :EHV: | 0.09625 | Yes
GEN-2024-285 | 01 NORTH | G01 29SP | 601039 NROC 3 345 601051 HMPT CNR3 345 1 | P12:345.0:UMZ:# N-1 #:: LINE GR PRAIRIE 3-GRPRAR1-LNX3-Z :EHV: | 0.05416 | Yes
GEN-2024-285 | 01 NORTH | G01 29SP | 601048 LYON CO 3 345 631138 LAKEFLD3 345 1 | P12:345.0:UMZ:# N-1 #:: LINE GR PRAIRIE 3-GRPRAR1-LNX3-Z :EHV: | 0.11236 | Yes
GEN-2024-285 | 01 NORTH | G01 29SP | 635398 REMSEN 3 345 635399 CHEROKEE 3 345 1 | P12:345.0:UMZ:# N-1 #:: LINE GR PRAIRIE 3-GRPRAR1-LNX3-Z :EHV: | 0.08006 | Yes
GEN-2024-285 | 01 NORTH | G01 29SP | 635399 CHEROKEE 3 345 635400 HIGHLAND 3 345 1 | P12:345.0:UMZ:# N-1 #:: LINE GR PRAIRIE 3-GRPRAR1-LNX3-Z :EHV: | 0.08006 | Yes
GEN-2024-285 | 01 NORTH | G01 29SP | 631193 HUNTLEY3 345 631197 LEDYARD3 345 1 | P12:345.0:UMZ:# N-1 #:: LINE GR PRAIRIE 3-GRPRAR1-LNX3-Z :EHV: | 0.08449 | Yes
GEN-2024-285 | 01 NORTH | G01 29SP | 601006 SPLT RK3 345 652864 SIOUXCY-LNX3 345 1 | P12:345.0:UMZ:# N-1 #:: LINE GR PRAIRIE 3-GRPRAR2-LNX3-Z :EHV: | 0.11433 | Yes
GEN-2024-285 | 01 NORTH | G01 29SP | 635200 RAUN 3 345 640226 HOSKINS3 345 1 | P12:345.0:UMZ:# N-1 #:: LINE GR PRAIRIE 3-GRPRAR2-LNX3-Z :EHV: | 0.05504 | Yes
GEN-2024-285 | 01 NORTH | G01 29SP | 601006 SPLT RK3 345 652536 WHITE-SRX3 345 1 | P12:345.0:UMZ:# N-1 #:: LINE HOLT.CO3-GRPRAR1-LNX3-1 :EHV: | 0.14569 | Yes
GEN-2024-285 | 01 NORTH | G01 29SP | 601006 SPLT RK3 345 652864 SIOUXCY-LNX3 345 1 | P12:345.0:UMZ:# N-1 #:: LINE HOLT.CO3-GRPRAR1-LNX3-1 :EHV: | 0.11277 | Yes
GEN-2024-285 | 01 NORTH | G01 29SP | 601003 PR ISLD3 345 601039 NROC 3 345 1 | P12:345.0:UMZ:# N-1 #:: LINE HOLT.CO3-GRPRAR1-LNX3-1 :EHV: | 0.0537 | Yes
GEN-2024-285 | 01 NORTH | G01 29SP | 635200 RAUN 3 345 640226 HOSKINS3 345 1 | P12:345.0:UMZ:# N-1 #:: LINE HOLT.CO3-GRPRAR1-LNX3-1 :EHV: | 0.05169 | Yes
GEN-2024-285 | 01 NORTH | G01 29SP | 631139 HAZLTON3 345 631270 LASALLE 3 345 1 | P12:345.0:UMZ:# N-1 #:: LINE HOLT.CO3-GRPRAR1-LNX3-1 :EHV: | 0.05775 | Yes
GEN-2024-285 | 01 NORTH | G01 29SP | 635200 RAUN 3 345 635398 REMSEN 3 345 1 | P12:345.0:UMZ:# N-1 #:: LINE HOLT.CO3-GRPRAR1-LNX3-1 :EHV: | 0.08006 | Yes
GEN-2024-285 | 01 NORTH | G01 29SP | 631144 MITCHLCO3 345 631270 LASALLE 3 345 1 | P12:345.0:UMZ:# N-1 #:: LINE HOLT.CO3-GRPRAR1-LNX3-1 :EHV: | 0.05775 | Yes
GEN-2024-285 | 01 NORTH | G01 29SP | 601048 LYON CO 3 345 601087 STEEP BK LK3 345 2 | P12:345.0:UMZ:# N-1 #:: LINE HOLT.CO3-GRPRAR1-LNX3-1 :EHV: | 0.09625 | Yes
GEN-2024-285 | 01 NORTH | G01 29SP | 601048 LYON CO 3 345 601077 HAWKSNEST 3 345 1 | P12:345.0:UMZ:# N-1 #:: LINE HOLT.CO3-GRPRAR1-LNX3-1 :EHV: | 0.09598 | Yes
GEN-2024-285 | 01 NORTH | G01 29SP | 601031 BRKNGCO3 345 601077 HAWKSNEST 3 345 1 | P12:345.0:UMZ:# N-1 #:: LINE HOLT.CO3-GRPRAR1-LNX3-1 :EHV: | 0.09598 | Yes
GEN-2024-285 | 01 NORTH | G01 29SP | 601031 BRKNGCO3 345 601087 STEEP BK LK3 345 2 | P12:345.0:UMZ:# N-1 #:: LINE HOLT.CO3-GRPRAR1-LNX3-1 :EHV: | 0.09625 | Yes
GEN-2024-285 | 01 NORTH | G01 29SP | 601039 NROC 3 345 601051 HMPT CNR3 345 1 | P12:345.0:UMZ:# N-1 #:: LINE HOLT.CO3-GRPRAR1-LNX3-1 :EHV: | 0.05416 | Yes
GEN-2024-285 | 01 NORTH | G01 29SP | 601048 LYON CO 3 345 631138 LAKEFLD3 345 1 | P12:345.0:UMZ:# N-1 #:: LINE HOLT.CO3-GRPRAR1-LNX3-1 :EHV: | 0.11236 | Yes
GEN-2024-285 | 01 NORTH | G01 29SP | 635398 REMSEN 3 345 635399 CHEROKEE 3 345 1 | P12:345.0:UMZ:# N-1 #:: LINE HOLT.CO3-GRPRAR1-LNX3-1 :EHV: | 0.08006 | Yes
GEN-2024-285 | 01 NORTH | G01 29SP | 635399 CHEROKEE 3 345 635400 HIGHLAND 3 345 1 | P12:345.0:UMZ:# N-1 #:: LINE HOLT.CO3-GRPRAR1-LNX3-1 :EHV: | 0.08006 | Yes
GEN-2024-285 | 01 NORTH | G01 29SP | 631193 HUNTLEY3 345 631197 LEDYARD3 345 1 | P12:345.0:UMZ:# N-1 #:: LINE HOLT.CO3-GRPRAR1-LNX3-1 :EHV: | 0.08449 | Yes
GEN-2024-285 | 01 NORTH | G01 29SP | 601034 NOBLES 3 345 631138 LAKEFLD3 345 1 | P12:345.0:UMZ:# N-1 #:: LINE SIOUXCY3-SIOUXCY-LNX3-Z :EHV: | 0.06888 | Yes
GEN-2024-285 | 01 NORTH | G01 29SP | 601006 SPLT RK3 345 601034 NOBLES 3 345 1 | P12:345.0:UMZ:# N-1 #:: LINE SIOUXCY3-SIOUXCY-LNX3-Z :EHV: | 0.05207 | Yes
GEN-2024-285 | 01 NORTH | G01 29SP | 601034 NOBLES 3 345 631138 LAKEFLD3 345 1 | P12:345.0:UMZ:# N-1 #:: LINE SPLT RK3-SIOUXCY-LNX3-1 :EHV: | 0.06888 | Yes
GEN-2024-285 | 01 NORTH | G01 29SP | 601006 SPLT RK3 345 601034 NOBLES 3 345 1 | P12:345.0:UMZ:# N-1 #:: LINE SPLT RK3-SIOUXCY-LNX3-1 :EHV: | 0.05207 | Yes
GEN-2024-285 | 01 NORTH | G01 29SP | 601048 LYON CO 3 345 601087 STEEP BK LK3 345 2 | P12:345.0:UMZ:# N-1 #:: LINE SPLT RK3-WHITE-SRX3-1 :EHV: | 0.12881 | Yes
GEN-2024-285 | 01 NORTH | G01 29SP | 601048 LYON CO 3 345 601077 HAWKSNEST 3 345 1 | P12:345.0:UMZ:# N-1 #:: LINE SPLT RK3-WHITE-SRX3-1 :EHV: | 0.12844 | Yes
GEN-2024-285 | 01 NORTH | G01 29SP | 601031 BRKNGCO3 345 601077 HAWKSNEST 3 345 1 | P12:345.0:UMZ:# N-1 #:: LINE SPLT RK3-WHITE-SRX3-1 :EHV: | 0.12844 | Yes
GEN-2024-285 | 01 NORTH | G01 29SP | 601031 BRKNGCO3 345 601087 STEEP BK LK3 345 2 | P12:345.0:UMZ:# N-1 #:: LINE SPLT RK3-WHITE-SRX3-1 :EHV: | 0.12881 | Yes
GEN-2024-285 | 01 NORTH | G01 29SP | 601050 HELENA 3 345 615647 GRE-CDRMTH23 345 2 | P12:345.0:UMZ:# N-1 #:: LINE SPLT RK3-WHITE-SRX3-1 :EHV: | 0.06485 | Yes
GEN-2024-285 | 01 NORTH | G01 29SP | 601050 HELENA 3 345 615646 GRE-CDRMTH13 345 1 | P12:345.0:UMZ:# N-1 #:: LINE SPLT RK3-WHITE-SRX3-1 :EHV: | 0.0646 | Yes
GEN-2024-285 | 01 NORTH | G01 29SP | 73169 J2104 POI 345 615643 GRE-CEDRMT23 345 1 | P12:345.0:UMZ:# N-1 #:: LINE SPLT RK3-WHITE-SRX3-1 :EHV: | 0.06425 | Yes
GEN-2024-285 | 01 NORTH | G01 29SP | 601048 LYON CO 3 345 631138 LAKEFLD3 345 1 | P12:345.0:UMZ:# N-1 #:: LINE SPLT RK3-WHITE-SRX3-1 :EHV: | 0.14652 | Yes
GEN-2024-285 | 01 NORTH | G01 29SP | 601048 LYON CO 3 345 615648 GRE-CDRMTL23 345 2 | P12:345.0:UMZ:# N-1 #:: LINE SPLT RK3-WHITE-SRX3-1 :EHV: | 0.06437 | Yes
GEN-2024-285 | 01 NORTH | G01 29SP | 635200 RAUN 3 345 652564 SIOUXCY3 345 1 | P12:345.0:UMZ:# N-1 #:: LINE SPLT RK3-WHITE-SRX3-1 :EHV: | 0.07102 | Yes
GEN-2024-285 | 01 NORTH | G01 29SP | 601031 BRKNGCO3 345 652537 WHITE 3 345 2 | P12:345.0:UMZ:# N-1 #:: LINE SPLT RK3-WHITE-SRX3-1 :EHV: | 0.17336 | Yes
GEN-2024-285 | 01 NORTH | G01 29SP | 73169 J2104 POI 345 601048 LYON CO 3 345 1 | P12:345.0:UMZ:# N-1 #:: LINE SPLT RK3-WHITE-SRX3-1 :EHV: | 0.06425 | Yes
GEN-2024-285 | 01 NORTH | G01 29SP | 601031 BRKNGCO3 345 652537 WHITE 3 345 1 | P12:345.0:UMZ:# N-1 #:: LINE SPLT RK3-WHITE-SRX3-1 :EHV: | 0.15603 | Yes
GEN-2024-285 | 01 NORTH | G01 29SP | 601031 BRKNGCO3 345 620483 ASTORIA 3 345 1 | P12:345.0:UMZ:# N-1 #:: LINE WATERTN3-CROCKER_-BE3-1 :EHV: | 0.08671 | Yes
GEN-2024-285 | 01 NORTH | G01 29SP | 660000 ABR JCT 115 661027 ELLENDL7 115 1 | P12:345.0:UMZ:# N-1 #:: LINE WATERTN3-CROCKER_-BE3-1 :EHV: | 0.10738 | Yes
GEN-2024-285 | 01 NORTH | G01 29SP | 661098 ELLENDL345 4 230 995801 661:ELLENDL 230 1 | P12:345.0:UMZ:# N-1 #:: LINE WATERTN3-CROCKER_-BE3-1 :EHV: | 0.08261 | Yes
GEN-2024-285 | 01 NORTH | G01 29SP | 661027 ELLENDL7 115 995809 661:ELLENDL 115 1 | P12:345.0:UMZ:# N-1 #:: LINE WATERTN3-CROCKER_-BE3-1 :EHV: | 0.10738 | Yes
GEN-2024-285 | 01 NORTH | G01 29SP | 661026 ELLENDL4 230 995809 661:ELLENDL 115 1 | P12:345.0:UMZ:# N-1 #:: LINE WATERTN3-CROCKER_-BE3-1 :EHV: | 0.10738 | Yes
GEN-2024-285 | 01 NORTH | G01 29SP | 620416 TWIN BRKS 3 345 620417 BSSOUTH3 345 1 | P12:345.0:UMZ:# N-1 #:: LINE WATERTN3-CROCKER_-BE3-1 :EHV: | 0.05539 | Yes
GEN-2024-285 | 01 NORTH | G01 29SP | 620480 DEUEL CO 3 345 620483 ASTORIA 3 345 1 | P12:345.0:UMZ:# N-1 #:: LINE WATERTN3-CROCKER_-BE3-1 :EHV: | 0.08563 | Yes
GEN-2024-285 | 01 NORTH | G01 29SP | 620327 HANKSON4 230 620363 FORMAN 4 230 1 | P12:345.0:UMZ:# N-1 #:: LINE WATERTN3-CROCKER_-BE3-1 :EHV: | 0.06186 | Yes
GEN-2024-285 | 01 NORTH | G01 29SP | 620417 BSSOUTH3 345 620480 DEUEL CO 3 345 1 | P12:345.0:UMZ:# N-1 #:: LINE WATERTN3-CROCKER_-BE3-1 :EHV: | 0.08563 | Yes
GEN-2024-285 | 01 NORTH | G01 29SP | 661097 ELLENDL345 3 345 661950 ELN345SHNT 3 345 Z | P12:345.0:UMZ:# N-1 #:: LINE WATERTN3-CROCKER_-BE3-1 :EHV: | 0.05539 | Yes
GEN-2024-285 | 01 NORTH | G01 29SP | 620416 TWIN BRKS 3 345 661950 ELN345SHNT 3 345 1 | P12:345.0:UMZ:# N-1 #:: LINE WATERTN3-CROCKER_-BE3-1 :EHV: | 0.05539 | Yes
GEN-2024-285 | 01 NORTH | G01 29SP | 601031 BRKNGCO3 345 620483 ASTORIA 3 345 1 | P12:345.0:UMZ:# N-1 #:: LINE WATERTN3-WATERTN-LNX3-Z :EHV: | 0.09605 | Yes
GEN-2024-285 | 01 NORTH | G01 29SP | 602009 MNVLTAP4 230 652550 GRANITF4 230 1 | P12:345.0:UMZ:# N-1 #:: LINE WATERTN3-WATERTN-LNX3-Z :EHV: | 0.07335 | Yes
GEN-2024-285 | 01 NORTH | G01 29SP | 602008 MINVALT4 230 652550 GRANITF4 230 1 | P12:345.0:UMZ:# N-1 #:: LINE WATERTN3-WATERTN-LNX3-Z :EHV: | 0.06604 | Yes
GEN-2024-285 | 01 NORTH | G01 29SP | 620480 DEUEL CO 3 345 620483 ASTORIA 3 345 1 | P12:345.0:UMZ:# N-1 #:: LINE WATERTN3-WATERTN-LNX3-Z :EHV: | 0.09136 | Yes
GEN-2024-285 | 01 NORTH | G01 29SP | 620417 BSSOUTH3 345 620480 DEUEL CO 3 345 1 | P12:345.0:UMZ:# N-1 #:: LINE WATERTN3-WATERTN-LNX3-Z :EHV: | 0.09136 | Yes
GEN-2024-285 | 01 NORTH | G01 29SP | 601031 BRKNGCO3 345 652537 WHITE 3 345 2 | P12:345.0:UMZ:# N-1 #:: LINE WHITE 3-DEERCREK-BE3-1 :EHV: | 0.12305 | Yes
GEN-2024-285 | 01 NORTH | G01 29SP | 601031 BRKNGCO3 345 652537 WHITE 3 345 1 | P12:345.0:UMZ:# N-1 #:: LINE WHITE 3-DEERCREK-BE3-1 :EHV: | 0.11075 | Yes
GEN-2024-285 | 01 NORTH | G01 29SP | 601031 BRKNGCO3 345 620483 ASTORIA 3 345 1 | P12:345.0:UMZ:# N-1 #:: LINE WHITE 3-WATERTN-LNX3-1 :EHV: | 0.09605 | Yes
GEN-2024-285 | 01 NORTH | G01 29SP | 602009 MNVLTAP4 230 652550 GRANITF4 230 1 | P12:345.0:UMZ:# N-1 #:: LINE WHITE 3-WATERTN-LNX3-1 :EHV: | 0.07335 | Yes
GEN-2024-285 | 01 NORTH | G01 29SP | 602008 MINVALT4 230 652550 GRANITF4 230 1 | P12:345.0:UMZ:# N-1 #:: LINE WHITE 3-WATERTN-LNX3-1 :EHV: | 0.06604 | Yes
GEN-2024-285 | 01 NORTH | G01 29SP | 620480 DEUEL CO 3 345 620483 ASTORIA 3 345 1 | P12:345.0:UMZ:# N-1 #:: LINE WHITE 3-WATERTN-LNX3-1 :EHV: | 0.09136 | Yes
GEN-2024-285 | 01 NORTH | G01 29SP | 620417 BSSOUTH3 345 620480 DEUEL CO 3 345 1 | P12:345.0:UMZ:# N-1 #:: LINE WHITE 3-WATERTN-LNX3-1 :EHV: | 0.09136 | Yes
GEN-2024-285 | 01 NORTH | G01 29SP | 601048 LYON CO 3 345 601087 STEEP BK LK3 345 2 | P12:345.0:UMZ:# N-1 #:: LINE WHITE-SRX3-WHITE 3-SX :EHV: | 0.12881 | Yes
GEN-2024-285 | 01 NORTH | G01 29SP | 601048 LYON CO 3 345 601077 HAWKSNEST 3 345 1 | P12:345.0:UMZ:# N-1 #:: LINE WHITE-SRX3-WHITE 3-SX :EHV: | 0.12844 | Yes
GEN-2024-285 | 01 NORTH | G01 29SP | 601031 BRKNGCO3 345 601077 HAWKSNEST 3 345 1 | P12:345.0:UMZ:# N-1 #:: LINE WHITE-SRX3-WHITE 3-SX :EHV: | 0.12844 | Yes
GEN-2024-285 | 01 NORTH | G01 29SP | 601031 BRKNGCO3 345 601087 STEEP BK LK3 345 2 | P12:345.0:UMZ:# N-1 #:: LINE WHITE-SRX3-WHITE 3-SX :EHV: | 0.12881 | Yes
GEN-2024-285 | 01 NORTH | G01 29SP | 601050 HELENA 3 345 615647 GRE-CDRMTH23 345 2 | P12:345.0:UMZ:# N-1 #:: LINE WHITE-SRX3-WHITE 3-SX :EHV: | 0.06485 | Yes
GEN-2024-285 | 01 NORTH | G01 29SP | 73169 J2104 POI 345 615643 GRE-CEDRMT23 345 1 | P12:345.0:UMZ:# N-1 #:: LINE WHITE-SRX3-WHITE 3-SX :EHV: | 0.06425 | Yes
GEN-2024-285 | 01 NORTH | G01 29SP | 601048 LYON CO 3 345 631138 LAKEFLD3 345 1 | P12:345.0:UMZ:# N-1 #:: LINE WHITE-SRX3-WHITE 3-SX :EHV: | 0.14652 | Yes
GEN-2024-285 | 01 NORTH | G01 29SP | 601048 LYON CO 3 345 615648 GRE-CDRMTL23 345 2 | P12:345.0:UMZ:# N-1 #:: LINE WHITE-SRX3-WHITE 3-SX :EHV: | 0.06437 | Yes
GEN-2024-285 | 01 NORTH | G01 29SP | 635200 RAUN 3 345 652564 SIOUXCY3 345 1 | P12:345.0:UMZ:# N-1 #:: LINE WHITE-SRX3-WHITE 3-SX :EHV: | 0.07102 | Yes
GEN-2024-285 | 01 NORTH | G01 29SP | 601031 BRKNGCO3 345 652537 WHITE 3 345 2 | P12:345.0:UMZ:# N-1 #:: LINE WHITE-SRX3-WHITE 3-SX :EHV: | 0.17336 | Yes
GEN-2024-285 | 01 NORTH | G01 29SP | 73169 J2104 POI 345 601048 LYON CO 3 345 1 | P12:345.0:UMZ:# N-1 #:: LINE WHITE-SRX3-WHITE 3-SX :EHV: | 0.06425 | Yes
GEN-2024-285 | 01 NORTH | G01 29SP | 601031 BRKNGCO3 345 652537 WHITE 3 345 1 | P12:345.0:UMZ:# N-1 #:: LINE WHITE-SRX3-WHITE 3-SX :EHV: | 0.15603 | Yes
GEN-2024-285 | 01 NORTH | G01 29SP | 631139 HAZLTON3 345 631270 LASALLE 3 345 1 | P12:345:ATC-XEL:W-13:NMAB5_345:BRIGGSRDNLL:EHV: | 0.06202 | Yes
GEN-2024-285 | 01 NORTH | G01 29SP | 631144 MITCHLCO3 345 631270 LASALLE 3 345 1 | P12:345:ATC-XEL:W-13:NMAB5_345:BRIGGSRDNLL:EHV: | 0.06202 | Yes
GEN-2024-285 | 01 NORTH | G01 29SP | 601002 ADAMS 3 345 631144 MITCHLCO3 345 1 | P12:345:ATC-XEL:W-13:NMAB5_345:BRIGGSRDNLL:EHV: | 0.06202 | Yes
GEN-2024-285 | 01 NORTH | G01 29SP | 601002 ADAMS 3 345 615306 GRE-PL VLLY3 345 1 | P12:345:ATC-XEL:W-13:NMAB5_345:BRIGGSRDNLL:EHV: | 0.06271 | Yes
GEN-2024-285 | 01 NORTH | G01 29SP | 631139 HAZLTON3 345 631270 LASALLE 3 345 1 | P12:345:ITCM-MEC:HAZLETON:BLACK HAWK:1CAP:EHV: | 0.05782 | Yes
GEN-2024-285 | 01 NORTH | G01 29SP | 631144 MITCHLCO3 345 631270 LASALLE 3 345 1 | P12:345:ITCM-MEC:HAZLETON:BLACK HAWK:1CAP:EHV: | 0.05782 | Yes
GEN-2024-285 | 01 NORTH | G01 29SP | 601002 ADAMS 3 345 631144 MITCHLCO3 345 1 | P12:345:ITCM-MEC:HAZLETON:BLACK HAWK:1CAP:EHV: | 0.05782 | Yes
GEN-2024-285 | 01 NORTH | G01 29SP | 631193 HUNTLEY3 345 631197 LEDYARD3 345 1 | P12:345:ITCM-MEC:HAZLTON:LASALLE:1 | 0.08904 | Yes
GEN-2024-285 | 01 NORTH | G01 29SP | 635600 GRIMES 3 345 636003 BEAVER CRK 3 345 1 | P12:345:MEC:ARBOR HILL:FALLOW AVE:1 | 0.05793 | Yes
GEN-2024-285 | 01 NORTH | G01 29SP | 636003 BEAVER CRK 3 345 636010 LEHIGH 3 345 1 | P12:345:MEC:ARBOR HILL:FALLOW AVE:1 | 0.05793 | Yes
GEN-2024-285 | 01 NORTH | G01 29SP | 635999 IRVINGTON3 345 636000 WEBSTER3 345 1 | P12:345:MEC:GARD AVE:LEHIGH:1REACTOR:EHV: | 0.0583 | Yes
GEN-2024-285 | 01 NORTH | G01 29SP | 635369 KOSSUTH 3 345 635999 IRVINGTON3 345 1 | P12:345:MEC:GARD AVE:LEHIGH:1REACTOR:EHV: | 0.0583 | Yes
GEN-2024-285 | 01 NORTH | G01 29SP | 636000 WEBSTER3 345 636010 LEHIGH 3 345 1 | P12:345:MEC:GARD AVE:LEHIGH:1REACTOR:EHV: | 0.06558 | Yes
GEN-2024-285 | 01 NORTH | G01 29SP | 631139 HAZLTON3 345 631142 ARNOLD 3 345 1 | P12:345:MEC:GRIMES:BEAVER CRK:1 | 0.05289 | Yes
GEN-2024-285 | 01 NORTH | G01 29SP | 635600 GRIMES 3 345 635622 RCCN TRL 3 345 2 | P12:345:MEC:GRIMES:RCCN TRL:1 | 0.05485 | Yes
GEN-2024-285 | 01 NORTH | G01 29SP | 635600 GRIMES 3 345 635622 RCCN TRL 3 345 1 | P12:345:MEC:GRIMES:RCCN TRL:2 | 0.05482 | Yes
GEN-2024-285 | 01 NORTH | G01 29SP | 635999 IRVINGTON3 345 636000 WEBSTER3 345 1 | P12:345:MEC:IDA CO:GARD AVE:1 | 0.0583 | Yes
GEN-2024-285 | 01 NORTH | G01 29SP | 635369 KOSSUTH 3 345 635999 IRVINGTON3 345 1 | P12:345:MEC:IDA CO:GARD AVE:1 | 0.0583 | Yes
GEN-2024-285 | 01 NORTH | G01 29SP | 636000 WEBSTER3 345 636010 LEHIGH 3 345 1 | P12:345:MEC:IDA CO:GARD AVE:1 | 0.06558 | Yes
GEN-2024-285 | 01 NORTH | G01 29SP | 635200 RAUN 3 345 635398 REMSEN 3 345 1 | P12:345:MEC:KOSSUTH:IRVINGTON:1 | 0.08742 | Yes
GEN-2024-285 | 01 NORTH | G01 29SP | 627217 BLUEBILL3 345 631198 COLBY3 345 1 | P12:345:MEC:KOSSUTH:IRVINGTON:1 | 0.05389 | Yes
GEN-2024-285 | 01 NORTH | G01 29SP | 631206 QUINN3 345 636197 N FRANKLIN 3 345 1 | P12:345:MEC:KOSSUTH:IRVINGTON:1 | 0.05231 | Yes
GEN-2024-285 | 01 NORTH | G01 29SP | 631198 COLBY3 345 631199 KILLDEER3 345 1 | P12:345:MEC:KOSSUTH:IRVINGTON:1 | 0.05512 | Yes
GEN-2024-285 | 01 NORTH | G01 29SP | 635398 REMSEN 3 345 635399 CHEROKEE 3 345 1 | P12:345:MEC:KOSSUTH:IRVINGTON:1 | 0.08742 | Yes
GEN-2024-285 | 01 NORTH | G01 29SP | 627062 BISON 3 345 627217 BLUEBILL3 345 1 | P12:345:MEC:KOSSUTH:IRVINGTON:1 | 0.05389 | Yes
GEN-2024-285 | 01 NORTH | G01 29SP | 631199 KILLDEER3 345 631206 QUINN3 345 1 | P12:345:MEC:KOSSUTH:IRVINGTON:1 | 0.05231 | Yes
GEN-2024-285 | 01 NORTH | G01 29SP | 635399 CHEROKEE 3 345 635400 HIGHLAND 3 345 1 | P12:345:MEC:KOSSUTH:IRVINGTON:1 | 0.08742 | Yes
GEN-2024-285 | 01 NORTH | G01 29SP | 627062 BISON 3 345 631197 LEDYARD3 345 1 | P12:345:MEC:KOSSUTH:IRVINGTON:1 | 0.05389 | Yes
GEN-2024-285 | 01 NORTH | G01 29SP | 635568 S HILLS 3 345 635630 BOONEVILLE 3 345 1 | P12:345:MEC:ORIENT:MADISON:1 | 0.05363 | Yes
GEN-2024-285 | 01 NORTH | G01 29SP | 635568 S HILLS 3 345 635570 ORIENT 3 345 1 | P12:345:MEC:ORIENT:MADISON:1 | 0.05363 | Yes
GEN-2024-285 | 01 NORTH | G01 29SP | 635200 RAUN 3 345 635398 REMSEN 3 345 1 | P12:345:MEC:PALO ALTO:KOSSUTH:1REACTOR:EHV: | 0.07895 | Yes
GEN-2024-285 | 01 NORTH | G01 29SP | 631138 LAKEFLD3 345 635368 OBRIEN 3 345 1 | P12:345:MEC:PALO ALTO:KOSSUTH:1REACTOR:EHV: | 0.0841 | Yes
GEN-2024-285 | 01 NORTH | G01 29SP | 635398 REMSEN 3 345 635399 CHEROKEE 3 345 1 | P12:345:MEC:PALO ALTO:KOSSUTH:1REACTOR:EHV: | 0.07895 | Yes
GEN-2024-285 | 01 NORTH | G01 29SP | 635399 CHEROKEE 3 345 635400 HIGHLAND 3 345 1 | P12:345:MEC:PALO ALTO:KOSSUTH:1REACTOR:EHV: | 0.07895 | Yes
GEN-2024-285 | 01 NORTH | G01 29SP | 631193 HUNTLEY3 345 631197 LEDYARD3 345 1 | P12:345:MEC:PALO ALTO:KOSSUTH:1REACTOR:EHV: | 0.08636 | Yes
GEN-2024-285 | 01 NORTH | G01 29SP | 631197 LEDYARD3 345 635369 KOSSUTH 3 345 1 | P12:345:MEC:PALO ALTO:KOSSUTH:1REACTOR:EHV: | 0.0561 | Yes
GEN-2024-285 | 01 NORTH | G01 29SP | 601006 SPLT RK3 345 652864 SIOUXCY-LNX3 345 1 | P12:345:MEC:RAUN:REMSEN:1 | 0.12068 | Yes
GEN-2024-285 | 01 NORTH | G01 29SP | 635018 NORTHBORO 3 345 635570 ORIENT 3 345 1 | P12:345:MEC:ROLL HILLS:ORIENT:1 | 0.05459 | Yes
GEN-2024-285 | 01 NORTH | G01 29SP | 635017 ATCHISON 3 345 635018 NORTHBORO 3 345 1 | P12:345:MEC:ROLL HILLS:ORIENT:1 | 0.05459 | Yes
GEN-2024-285 | 01 NORTH | G01 29SP | 635017 ATCHISON 3 345 640139 COOPER 3 345 1 | P12:345:MEC:ROLL HILLS:ORIENT:1 | 0.05459 | Yes
GEN-2024-285 | 01 NORTH | G01 29SP | 635570 ORIENT 3 345 635635 MADISON3 345 1 | P12:345:MEC:S HILLS:BOONEVILLE:1 | 0.05027 | Yes
GEN-2024-285 | 01 NORTH | G01 29SP | 635570 ORIENT 3 345 635635 MADISON3 345 1 | P12:345:MEC:S HILLS:ORIENT:1 | 0.05027 | Yes
GEN-2024-285 | 01 NORTH | G01 29SP | 631139 HAZLTON3 345 631270 LASALLE 3 345 1 | P12:345:MEC:WEBSTER:IRVINGTON:1REACTOR:EHV: | 0.06015 | Yes
GEN-2024-285 | 01 NORTH | G01 29SP | 635200 RAUN 3 345 635398 REMSEN 3 345 1 | P12:345:MEC:WEBSTER:IRVINGTON:1REACTOR:EHV: | 0.08742 | Yes
GEN-2024-285 | 01 NORTH | G01 29SP | 631144 MITCHLCO3 345 631270 LASALLE 3 345 1 | P12:345:MEC:WEBSTER:IRVINGTON:1REACTOR:EHV: | 0.06015 | Yes
GEN-2024-285 | 01 NORTH | G01 29SP | 627217 BLUEBILL3 345 631198 COLBY3 345 1 | P12:345:MEC:WEBSTER:IRVINGTON:1REACTOR:EHV: | 0.05389 | Yes
GEN-2024-285 | 01 NORTH | G01 29SP | 631206 QUINN3 345 636197 N FRANKLIN 3 345 1 | P12:345:MEC:WEBSTER:IRVINGTON:1REACTOR:EHV: | 0.05231 | Yes
GEN-2024-285 | 01 NORTH | G01 29SP | 601002 ADAMS 3 345 631144 MITCHLCO3 345 1 | P12:345:MEC:WEBSTER:IRVINGTON:1REACTOR:EHV: | 0.06015 | Yes
GEN-2024-285 | 01 NORTH | G01 29SP | 631198 COLBY3 345 631199 KILLDEER3 345 1 | P12:345:MEC:WEBSTER:IRVINGTON:1REACTOR:EHV: | 0.05512 | Yes
GEN-2024-285 | 01 NORTH | G01 29SP | 635398 REMSEN 3 345 635399 CHEROKEE 3 345 1 | P12:345:MEC:WEBSTER:IRVINGTON:1REACTOR:EHV: | 0.08742 | Yes
GEN-2024-285 | 01 NORTH | G01 29SP | 627062 BISON 3 345 627217 BLUEBILL3 345 1 | P12:345:MEC:WEBSTER:IRVINGTON:1REACTOR:EHV: | 0.05389 | Yes
GEN-2024-285 | 01 NORTH | G01 29SP | 635399 CHEROKEE 3 345 635400 HIGHLAND 3 345 1 | P12:345:MEC:WEBSTER:IRVINGTON:1REACTOR:EHV: | 0.08742 | Yes
GEN-2024-285 | 01 NORTH | G01 29SP | 631199 KILLDEER3 345 631206 QUINN3 345 1 | P12:345:MEC:WEBSTER:IRVINGTON:1REACTOR:EHV: | 0.05231 | Yes
GEN-2024-285 | 01 NORTH | G01 29SP | 627062 BISON 3 345 631197 LEDYARD3 345 1 | P12:345:MEC:WEBSTER:IRVINGTON:1REACTOR:EHV: | 0.05389 | Yes
GEN-2024-285 | 01 NORTH | G01 29SP | 601048 LYON CO 3 345 601077 HAWKSNEST 3 345 1 | P12:345:MRES:ALXLNRCTRT:BISON 3:CAPX-ALXLNRCTRT-BISON 3 | 0.09574 | Yes
GEN-2024-285 | 01 NORTH | G01 29SP | 635200 RAUN 3 345 645552 S3452 REACT3 345 1 | P12:345:OPPD-MEC:S3451-RAUN:::EHV: | 0.10242 | Yes
GEN-2024-285 | 01 NORTH | G01 29SP | 635200 RAUN 3 345 652564 SIOUXCY3 345 1 | P12:345:OPPD-MEC:S3451-RAUN:::EHV: | 0.08366 | Yes
GEN-2024-285 | 01 NORTH | G01 29SP | 601003 PR ISLD3 345 601039 NROC 3 345 1 | P12:345:XEL:ASK-ECL | 0.06075 | Yes
GEN-2024-285 | 01 NORTH | G01 29SP | 601039 NROC 3 345 601051 HMPT CNR3 345 1 | P12:345:XEL:ASK-ECL | 0.05858 | Yes
GEN-2024-285 | 01 NORTH | G01 29SP | 601031 BRKNGCO3 345 601077 HAWKSNEST 3 345 1 | P12:345:XEL:H081_MPT_H:HAWKSNEST3:1 | 0.09328 | Yes
GEN-2024-285 | 01 NORTH | G01 29SP | 601050 HELENA 3 345 615647 GRE-CDRMTH23 345 2 | P12:345:XEL:HELENA3:GRE-CDRMTH13:1 | 0.07866 | Yes
GEN-2024-285 | 01 NORTH | G01 29SP | 601048 LYON CO 3 345 631138 LAKEFLD3 345 1 | P12:345:XEL:HELENA3:GRE-CDRMTH13:1 | 0.11691 | Yes
GEN-2024-285 | 01 NORTH | G01 29SP | 601050 HELENA 3 345 615646 GRE-CDRMTH13 345 1 | P12:345:XEL:HELENA3:GRE-CDRMTH23:2 | 0.07849 | Yes
GEN-2024-285 | 01 NORTH | G01 29SP | 601048 LYON CO 3 345 631138 LAKEFLD3 345 1 | P12:345:XEL:HELENA3:GRE-CDRMTH23:2 | 0.11697 | Yes
GEN-2024-285 | 01 NORTH | G01 29SP | 601050 HELENA 3 345 601051 HMPT CNR3 345 2 | P12:345:XEL:HELENA3:GRE-CHUBLAK3:1 | 0.06593 | Yes
GEN-2024-285 | 01 NORTH | G01 29SP | 601050 HELENA 3 345 601051 HMPT CNR3 345 2 | P12:345:XEL:HELENA3:SCOTTCO3:1 | 0.05247 | Yes
GEN-2024-285 | 01 NORTH | G01 29SP | 601039 NROC 3 345 601051 HMPT CNR3 345 1 | P12:345:XEL:HELENA3:SCOTTCO3:1 | 0.05129 | Yes
GEN-2024-285 | 01 NORTH | G01 29SP | 601048 LYON CO 3 345 615648 GRE-CDRMTL23 345 2 | P12:345:XEL:LYONCO3:GRE-CEDRMT23:1 | 0.08386 | Yes
GEN-2024-285 | 01 NORTH | G01 29SP | 601006 SPLT RK3 345 652536 WHITE-SRX3 345 1 | P12:345:XEL:LYONCO3:HAWKSNEST3:1 | 0.15604 | Yes
GEN-2024-285 | 01 NORTH | G01 29SP | 601048 LYON CO 3 345 601087 STEEP BK LK3 345 2 | P12:345:XEL:LYONCO3:HAWKSNEST3:1 | 0.14123 | Yes
GEN-2024-285 | 01 NORTH | G01 29SP | 601031 BRKNGCO3 345 601087 STEEP BK LK3 345 2 | P12:345:XEL:LYONCO3:HAWKSNEST3:1 | 0.14123 | Yes
GEN-2024-285 | 01 NORTH | G01 29SP | 601003 PR ISLD3 345 601039 NROC 3 345 1 | P12:345:XEL:NROC3:HMPTCNR3:1 | 0.07781 | Yes
GEN-2024-285 | 01 NORTH | G01 29SP | 601039 NROC 3 345 601051 HMPT CNR3 345 1 | P12:345:XEL:PRISLD3:NROC3:1 | 0.07734 | Yes
GEN-2024-285 | 01 NORTH | G01 29SP | 601031 BRKNGCO3 345 601087 STEEP BK LK3 345 2 | P12:345:XEL:STEEPBKLK3:BLZNGSTR13:1 | 0.09354 | Yes
GEN-2024-285 | 01 NORTH | G01 29SP | 601031 BRKNGCO3 345 601087 STEEP BK LK3 345 2 | P12:345:XEL:STEEPBKLK3:BLZNGSTR23:1 | 0.09354 | Yes
GEN-2024-285 | 01 NORTH | G01 29SP | 631193 HUNTLEY3 345 631197 LEDYARD3 345 1 | P12:345:XEL:WILMART3:SHEASLK3:1 | 0.07262 | Yes
GEN-2024-285 | 01 NORTH | G01 29SP | 601002 ADAMS 3 345 615306 GRE-PL VLLY3 345 1 | P12:345:XEL-ALTW:ADAMS3:J1072SUB:1 | 0.05587 | Yes
GEN-2024-285 | 01 NORTH | G01 29SP | 601031 BRKNGCO3 345 652537 WHITE 3 345 2 | P12:345:XEL-OTP:BRKNGCO3:ASTORIA3:1 | 0.11435 | Yes
GEN-2024-285 | 01 NORTH | G01 29SP | 601031 BRKNGCO3 345 652537 WHITE 3 345 1 | P12:345:XEL-OTP:BRKNGCO3:ASTORIA3:1 | 0.10292 | Yes
GEN-2024-285 | 01 NORTH | G01 29SP | 601034 NOBLES 3 345 631138 LAKEFLD3 345 1 | P12:345:XEL-WAPA:SPLTRK3:SIOUXCY-LNX3:1 | 0.06888 | Yes
GEN-2024-285 | 01 NORTH | G01 29SP | 601006 SPLT RK3 345 601034 NOBLES 3 345 1 | P12:345:XEL-WAPA:SPLTRK3:SIOUXCY-LNX3:1 | 0.05207 | Yes
GEN-2024-285 | 01 NORTH | G01 29SP | 601003 PR ISLD3 345 601039 NROC 3 345 1 | P13:161:XEL:PRISLD3:PRISLD5:PRISLD910:HV: | 0.05139 | Yes
GEN-2024-285 | 01 NORTH | G01 29SP | 635200 RAUN 3 345 762779 G18-043 TAP 345 1 | P13:345:OPPD:NEBCTY2G:::EHV: | 0.06945 | Yes
GEN-2024-285 | 01 NORTH | G01 29SP | 635200 RAUN 3 345 645552 S3452 REACT3 345 1 | P13:345:OPPD:NEBCTY2G:::EHV: | 0.07074 | Yes
GEN-2024-285 | 01 NORTH | G01 29SP | 613060 BYRON 3 345 615306 GRE-PL VLLY3 345 1 | P13:345:XEL:MNTCE31G:MNTCELO3:1 | 0.05427 | Yes
GEN-2024-285 | 01 NORTH | G01 29SP | 601039 NROC 3 345 613060 BYRON 3 345 1 | P13:345:XEL:MNTCE31G:MNTCELO3:1 | 0.05556 | Yes
GEN-2024-285 | 01 NORTH | G01 29SP | 601048 LYON CO 3 345 601077 HAWKSNEST 3 345 1 | P13:345:XEL:PRIS31G:PRISLD3:1 | 0.09328 | Yes
GEN-2024-285 | 01 NORTH | G01 29SP | 601050 HELENA 3 345 601051 HMPT CNR3 345 2 | P13:345:XEL:PRIS31G:PRISLD3:1 | 0.05984 | Yes
GEN-2024-285 | 01 NORTH | G01 29SP | 601050 HELENA 3 345 615647 GRE-CDRMTH23 345 2 | P13:345:XEL:PRIS31G:PRISLD3:1 | 0.05305 | Yes
GEN-2024-285 | 01 NORTH | G01 29SP | 601050 HELENA 3 345 615646 GRE-CDRMTH13 345 1 | P13:345:XEL:PRIS31G:PRISLD3:1 | 0.05284 | Yes
GEN-2024-285 | 01 NORTH | G01 29SP | 73169 J2104 POI 345 615643 GRE-CEDRMT23 345 1 | P13:345:XEL:PRIS31G:PRISLD3:1 | 0.05195 | Yes
GEN-2024-285 | 01 NORTH | G01 29SP | 601048 LYON CO 3 345 615648 GRE-CDRMTL23 345 2 | P13:345:XEL:PRIS31G:PRISLD3:1 | 0.05204 | Yes
GEN-2024-285 | 01 NORTH | G01 29SP | 73169 J2104 POI 345 601048 LYON CO 3 345 1 | P13:345:XEL:PRIS31G:PRISLD3:1 | 0.05195 | Yes
GEN-2024-285 | 01 NORTH | G01 29SP | 613060 BYRON 3 345 615306 GRE-PL VLLY3 345 1 | P13:345:XEL:PRIS31G:PRISLD3:1 | 0.05427 | Yes
GEN-2024-285 | 01 NORTH | G01 29SP | 601039 NROC 3 345 613060 BYRON 3 345 1 | P13:345:XEL:PRIS31G:PRISLD3:1 | 0.05556 | Yes
GEN-2024-285 | 01 NORTH | G01 29SP | 601050 HELENA 3 345 601051 HMPT CNR3 345 2 | P13:345:XEL:PRIS32G:PRISLD3:2 | 0.05984 | Yes
GEN-2024-285 | 01 NORTH | G01 29SP | 601050 HELENA 3 345 615647 GRE-CDRMTH23 345 2 | P13:345:XEL:PRIS32G:PRISLD3:2 | 0.05305 | Yes
GEN-2024-285 | 01 NORTH | G01 29SP | 601050 HELENA 3 345 615646 GRE-CDRMTH13 345 1 | P13:345:XEL:PRIS32G:PRISLD3:2 | 0.05284 | Yes
GEN-2024-285 | 01 NORTH | G01 29SP | 73169 J2104 POI 345 615643 GRE-CEDRMT23 345 1 | P13:345:XEL:PRIS32G:PRISLD3:2 | 0.05195 | Yes
GEN-2024-285 | 01 NORTH | G01 29SP | 601048 LYON CO 3 345 615648 GRE-CDRMTL23 345 2 | P13:345:XEL:PRIS32G:PRISLD3:2 | 0.05204 | Yes
GEN-2024-285 | 01 NORTH | G01 29SP | 73169 J2104 POI 345 601048 LYON CO 3 345 1 | P13:345:XEL:PRIS32G:PRISLD3:2 | 0.05195 | Yes
GEN-2024-285 | 01 NORTH | G01 29SP | 613060 BYRON 3 345 615306 GRE-PL VLLY3 345 1 | P13:345:XEL:PRIS32G:PRISLD3:2 | 0.05427 | Yes
GEN-2024-285 | 01 NORTH | G01 29SP | 601039 NROC 3 345 613060 BYRON 3 345 1 | P13:345:XEL:PRIS32G:PRISLD3:2 | 0.05556 | Yes
GEN-2024-285 | 01 NORTH | G01 29SP | 635600 GRIMES 3 345 636003 BEAVER CRK 3 345 1 | P13:345-161:MEC:WEBSTER:AB | 0.06383 | Yes
GEN-2024-285 | 01 NORTH | G01 29SP | 636003 BEAVER CRK 3 345 636010 LEHIGH 3 345 1 | P13:345-161:MEC:WEBSTER:AB | 0.06383 | Yes
GEN-2024-285 | 01 NORTH | G01 29SP | 601031 BRKNGCO3 345 652537 WHITE 3 345 2 | P13:345-18.0:UMZ:# N-1 #:: 3WND DEERCREK-BE3-DEERC_CT-BEG-DEERC_ST-BEG-1 DEERCRK KU1A:EHV: | 0.12305 | Yes
GEN-2024-285 | 01 NORTH | G01 29SP | 601031 BRKNGCO3 345 652537 WHITE 3 345 1 | P13:345-18.0:UMZ:# N-1 #:: 3WND DEERCREK-BE3-DEERC_CT-BEG-DEERC_ST-BEG-1 DEERCRK KU1A:EHV: | 0.11075 | Yes
GEN-2024-285 | 01 NORTH | G01 29SP | 601048 LYON CO 3 345 601087 STEEP BK LK3 345 2 | P13:345-230.0:UMZ:# N-1 #:: 3WND WATERTN3-WATERTN4-WATERT19-1 652_ WT2 KU1A_:EHV: | 0.13014 | Yes
GEN-2024-285 | 01 NORTH | G01 29SP | 601048 LYON CO 3 345 601077 HAWKSNEST 3 345 1 | P13:345-230.0:UMZ:# N-1 #:: 3WND WATERTN3-WATERTN4-WATERT19-1 652_ WT2 KU1A_:EHV: | 0.12978 | Yes
GEN-2024-285 | 01 NORTH | G01 29SP | 601031 BRKNGCO3 345 601077 HAWKSNEST 3 345 1 | P13:345-230.0:UMZ:# N-1 #:: 3WND WATERTN3-WATERTN4-WATERT19-1 652_ WT2 KU1A_:EHV: | 0.12978 | Yes
GEN-2024-285 | 01 NORTH | G01 29SP | 601039 NROC 3 345 601051 HMPT CNR3 345 1 | P21:115:XEL:GRE-AIRTECH7:GRE-CANRIVT7:1:HV: | 0.05264 | Yes
GEN-2024-285 | 01 NORTH | G01 29SP | 601039 NROC 3 345 601051 HMPT CNR3 345 1 | P21:115:XEL:WFARIB7:GRE-AIRTECH7:1:HV: | 0.05264 | Yes
GEN-2024-285 | 01 NORTH | G01 29SP | 601039 NROC 3 345 601051 HMPT CNR3 345 1 | P21:115:XEL:WFARIB7:GRE-CANRIVT7:1:HV: | 0.05264 | Yes
GEN-2024-285 | 01 NORTH | G01 29SP | 601003 PR ISLD3 345 601039 NROC 3 345 1 | P21:161:GRE:GRE-SPRGCK25:GRE-RAVENNA5:1:HV: | 0.05139 | Yes
GEN-2024-285 | 01 NORTH | G01 29SP | 601003 PR ISLD3 345 601039 NROC 3 345 1 | P21:161:XEL:PRISLD5:GRE-RAVENNA5:1:HV: | 0.05139 | Yes
GEN-2024-285 | 01 NORTH | G01 29SP | 602008 MINVALT4 230 652550 GRANITF4 230 1 | P21:230:XEL-WAPA:MNVLTAP4:GRANITF4:1:HV: | 0.05957 | Yes
GEN-2024-285 | 01 NORTH | G01 29SP | 601006 SPLT RK3 345 652864 SIOUXCY-LNX3 345 1 | P21:345:UMZW:# 2410 #:: FT2 IN SD. FT2-FT22LNX3 OPENED:EHV: | 0.11433 | Yes
GEN-2024-285 | 01 NORTH | G01 29SP | 635200 RAUN 3 345 640226 HOSKINS3 345 1 | P21:345:UMZW:# 2410 #:: FT2 IN SD. FT2-FT22LNX3 OPENED:EHV: | 0.05504 | Yes
GEN-2024-285 | 01 NORTH | G01 29SP | 601006 SPLT RK3 345 652864 SIOUXCY-LNX3 345 1 | P21:345:UMZW:# 324 #:: FT2 IN SD. OPENING OF A LINE SECTION W/O A FAULT:EHV: | 0.11433 | Yes
GEN-2024-285 | 01 NORTH | G01 29SP | 635200 RAUN 3 345 640226 HOSKINS3 345 1 | P21:345:UMZW:# 324 #:: FT2 IN SD. OPENING OF A LINE SECTION W/O A FAULT:EHV: | 0.05504 | Yes
GEN-2024-285 | 01 NORTH | G01 29SP | 601031 BRKNGCO3 345 620483 ASTORIA 3 345 1 | P21:345:UMZW:# 326 #:: WT2 IN SD. OPENING OF A LINE SECTION W/O A FAULT (WT2-WT2LNX3 LINE REACTOR):EHV: | 0.09605 | Yes
GEN-2024-285 | 01 NORTH | G01 29SP | 602009 MNVLTAP4 230 652550 GRANITF4 230 1 | P21:345:UMZW:# 326 #:: WT2 IN SD. OPENING OF A LINE SECTION W/O A FAULT (WT2-WT2LNX3 LINE REACTOR):EHV: | 0.07335 | Yes
GEN-2024-285 | 01 NORTH | G01 29SP | 602008 MINVALT4 230 652550 GRANITF4 230 1 | P21:345:UMZW:# 326 #:: WT2 IN SD. OPENING OF A LINE SECTION W/O A FAULT (WT2-WT2LNX3 LINE REACTOR):EHV: | 0.06604 | Yes
GEN-2024-285 | 01 NORTH | G01 29SP | 620480 DEUEL CO 3 345 620483 ASTORIA 3 345 1 | P21:345:UMZW:# 326 #:: WT2 IN SD. OPENING OF A LINE SECTION W/O A FAULT (WT2-WT2LNX3 LINE REACTOR):EHV: | 0.09136 | Yes
GEN-2024-285 | 01 NORTH | G01 29SP | 620417 BSSOUTH3 345 620480 DEUEL CO 3 345 1 | P21:345:UMZW:# 326 #:: WT2 IN SD. OPENING OF A LINE SECTION W/O A FAULT (WT2-WT2LNX3 LINE REACTOR):EHV: | 0.09136 | Yes
GEN-2024-285 | 01 NORTH | G01 29SP | 615643 GRE-CEDRMT23 345 615647 GRE-CDRMTH23 345 Z | P21:345:XEL:GRE-CDRMTH23:GRE-CDRMTL23:Z:EHV: | 0.05288 | Yes
GEN-2024-285 | 01 NORTH | G01 29SP | 615641 GRE-CDRMTCB3 345 615642 GRE-CEDRMT13 345 Z | P21:345:XEL:GRE-CDRMTH23:GRE-CDRMTL23:Z:EHV: | 0.0517 | Yes
GEN-2024-285 | 01 NORTH | G01 29SP | 615641 GRE-CDRMTCB3 345 615648 GRE-CDRMTL23 345 Z | P21:345:XEL:GRE-CDRMTH23:GRE-CDRMTL23:Z:EHV: | 0.0517 | Yes
GEN-2024-285 | 01 NORTH | G01 29SP | 615642 GRE-CEDRMT13 345 615646 GRE-CDRMTH13 345 Z | P21:345:XEL:GRE-CDRMTH23:GRE-CDRMTL23:Z:EHV: | 0.05358 | Yes
GEN-2024-285 | 01 NORTH | G01 29SP | 615643 GRE-CEDRMT23 345 615646 GRE-CDRMTH13 345 Z | P21:345:XEL:GRE-CEDRMT13:GRE-CDRMTH13:Z:EHV: | 0.05276 | Yes
GEN-2024-285 | 01 NORTH | G01 29SP | 615647 GRE-CDRMTH23 345 615648 GRE-CDRMTL23 345 Z | P21:345:XEL:GRE-CEDRMT13:GRE-CDRMTH13:Z:EHV: | 0.05382 | Yes
GEN-2024-285 | 01 NORTH | G01 29SP | 615643 GRE-CEDRMT23 345 615647 GRE-CDRMTH23 345 Z | P21:345:XEL:GRE-CEDRMT23:GRE-CDRMTH13:Z:EHV: | 0.05174 | Yes
GEN-2024-285 | 01 NORTH | G01 29SP | 615641 GRE-CDRMTCB3 345 615642 GRE-CEDRMT13 345 Z | P21:345:XEL:GRE-CEDRMT23:GRE-CDRMTH13:Z:EHV: | 0.05066 | Yes
GEN-2024-285 | 01 NORTH | G01 29SP | 615641 GRE-CDRMTCB3 345 615648 GRE-CDRMTL23 345 Z | P21:345:XEL:GRE-CEDRMT23:GRE-CDRMTH13:Z:EHV: | 0.05066 | Yes
GEN-2024-285 | 01 NORTH | G01 29SP | 615642 GRE-CEDRMT13 345 615646 GRE-CDRMTH13 345 Z | P21:345:XEL:GRE-CEDRMT23:GRE-CDRMTH13:Z:EHV: | 0.0526 | Yes
GEN-2024-285 | 01 NORTH | G01 29SP | 615643 GRE-CEDRMT23 345 615646 GRE-CDRMTH13 345 Z | P21:345:XEL:GRE-CEDRMT23:GRE-CDRMTH23:Z:EHV: | 0.05179 | Yes
GEN-2024-285 | 01 NORTH | G01 29SP | 615647 GRE-CDRMTH23 345 615648 GRE-CDRMTL23 345 Z | P21:345:XEL:GRE-CEDRMT23:GRE-CDRMTH23:Z:EHV: | 0.05293 | Yes
GEN-2024-285 | 01 NORTH | G01 29SP | 601048 LYON CO 3 345 601087 STEEP BK LK3 345 2 | P21:345:XEL-OTP:BISON3:ALEXMRES3:1:EHV: | 0.09601 | Yes
GEN-2024-285 | 01 NORTH | G01 29SP | 601048 LYON CO 3 345 601077 HAWKSNEST 3 345 1 | P21:345:XEL-OTP:BISON3:ALEXMRES3:1:EHV: | 0.09574 | Yes
GEN-2024-285 | 01 NORTH | G01 29SP | 601031 BRKNGCO3 345 601077 HAWKSNEST 3 345 1 | P21:345:XEL-OTP:BISON3:ALEXMRES3:1:EHV: | 0.09574 | Yes
GEN-2024-285 | 01 NORTH | G01 29SP | 601050 HELENA 3 345 615647 GRE-CDRMTH23 345 2 | P22:345:GRE:CMT HEL 1:::EHV: | 0.07866 | Yes
GEN-2024-285 | 01 NORTH | G01 29SP | 601048 LYON CO 3 345 631138 LAKEFLD3 345 1 | P22:345:GRE:CMT HEL 1:::EHV: | 0.11691 | Yes
GEN-2024-285 | 01 NORTH | G01 29SP | 601050 HELENA 3 345 615646 GRE-CDRMTH13 345 1 | P22:345:GRE:CMT HEL 2:::EHV: | 0.07851 | Yes
GEN-2024-285 | 01 NORTH | G01 29SP | 615643 GRE-CEDRMT23 345 615646 GRE-CDRMTH13 345 Z | P22:345:GRE:CMT HEL 2:::EHV: | 0.05348 | Yes
GEN-2024-285 | 01 NORTH | G01 29SP | 601048 LYON CO 3 345 631138 LAKEFLD3 345 1 | P22:345:GRE:CMT HEL 2:::EHV: | 0.11696 | Yes
GEN-2024-285 | 01 NORTH | G01 29SP | 635200 RAUN 3 345 645552 S3452 REACT3 345 1 | P22:345:OPPD:S3451-RAUN:::EHV: | 0.10242 | Yes
GEN-2024-285 | 01 NORTH | G01 29SP | 635200 RAUN 3 345 652564 SIOUXCY3 345 1 | P22:345:OPPD:S3451-RAUN:::EHV: | 0.08366 | Yes
GEN-2024-285 | 01 NORTH | G01 29SP | 635200 RAUN 3 345 762779 G18-043 TAP 345 1 | P22:345:OPPD:S3458 NEBCTY1G:LT::EHV: | 0.07174 | Yes
GEN-2024-285 | 01 NORTH | G01 29SP | 635200 RAUN 3 345 762779 G18-043 TAP 345 1 | P22:345:OPPD:S3458 NEBCTY2G:::EHV: | 0.06945 | Yes
GEN-2024-285 | 01 NORTH | G01 29SP | 635200 RAUN 3 345 645552 S3452 REACT3 345 1 | P22:345:OPPD:S3458 NEBCTY2G:::EHV: | 0.07074 | Yes
GEN-2024-285 | 01 NORTH | G01 29SP | 635200 RAUN 3 345 762779 G18-043 TAP 345 1 | P22:345:OPPD:S3458 NEBCTY2G:LT::EHV: | 0.07174 | Yes
GEN-2024-285 | 01 NORTH | G01 29SP | 635200 RAUN 3 345 645552 S3452 REACT3 345 1 | P22:345:OPPD:S3458 NEBCTY2G:LT::EHV: | 0.0731 | Yes
GEN-2024-285 | 01 NORTH | G01 29SP | 635600 GRIMES 3 345 636003 BEAVER CRK 3 345 1 | P23:18:MEC:GDMEC:908::HV: | 0.06221 | Yes
GEN-2024-285 | 01 NORTH | G01 29SP | 636003 BEAVER CRK 3 345 636010 LEHIGH 3 345 1 | P23:18:MEC:GDMEC:908::HV: | 0.06221 | Yes
GEN-2024-285 | 01 NORTH | G01 29SP | 601039 NROC 3 345 601051 HMPT CNR3 345 1 | P23:345:GRE:CHL 304JB22:::EHV: | 0.05217 | Yes
GEN-2024-285 | 01 NORTH | G01 29SP | 601050 HELENA 3 345 615647 GRE-CDRMTH23 345 2 | P23:345:GRE:CMT 302JB4:::EHV: | 0.07866 | Yes
GEN-2024-285 | 01 NORTH | G01 29SP | 601050 HELENA 3 345 615646 GRE-CDRMTH13 345 1 | P23:345:GRE:CMT 302JB6:::EHV: | 0.06851 | Yes
GEN-2024-285 | 01 NORTH | G01 29SP | 73169 J2104 POI 345 615643 GRE-CEDRMT23 345 1 | P23:345:GRE:CMT 302JB6:::EHV: | 0.06752 | Yes
GEN-2024-285 | 01 NORTH | G01 29SP | 615643 GRE-CEDRMT23 345 615646 GRE-CDRMTH13 345 Z | P23:345:GRE:CMT 302JB6:::EHV: | 0.05643 | Yes
GEN-2024-285 | 01 NORTH | G01 29SP | 601048 LYON CO 3 345 631138 LAKEFLD3 345 1 | P23:345:GRE:CMT 302JB6:::EHV: | 0.12135 | Yes
GEN-2024-285 | 01 NORTH | G01 29SP | 73169 J2104 POI 345 601048 LYON CO 3 345 1 | P23:345:GRE:CMT 302JB6:::EHV: | 0.06752 | Yes
GEN-2024-285 | 01 NORTH | G01 29SP | 601050 HELENA 3 345 615646 GRE-CDRMTH13 345 1 | P23:345:GRE:CMT 302JB7:::EHV: | 0.07851 | Yes
GEN-2024-285 | 01 NORTH | G01 29SP | 615643 GRE-CEDRMT23 345 615646 GRE-CDRMTH13 345 Z | P23:345:GRE:CMT 302JB7:::EHV: | 0.05348 | Yes
GEN-2024-285 | 01 NORTH | G01 29SP | 635999 IRVINGTON3 345 636000 WEBSTER3 345 1 | P23:345:ITCM:BISON 3 3681-3682-3683:IA-NW::EHV: | 0.07384 | Yes
GEN-2024-285 | 01 NORTH | G01 29SP | 635369 KOSSUTH 3 345 635999 IRVINGTON3 345 1 | P23:345:ITCM:BISON 3 3681-3682-3683:IA-NW::EHV: | 0.07384 | Yes
GEN-2024-285 | 01 NORTH | G01 29SP | 631139 HAZLTON3 345 631142 ARNOLD 3 345 1 | P23:345:ITCM:HCKRYCK3 5267:IA-MVP::EHV: | 0.05289 | Yes
GEN-2024-285 | 01 NORTH | G01 29SP | 631139 HAZLTON3 345 631142 ARNOLD 3 345 1 | P23:345:ITCM:HCKRYCK3 5268:IA-MVP::EHV: | 0.05375 | Yes
GEN-2024-285 | 01 NORTH | G01 29SP | 631139 HAZLTON3 345 631142 ARNOLD 3 345 1 | P23:345:ITCM:HCKRYCK3 5269:IA-MVP::EHV: | 0.05072 | Yes
GEN-2024-285 | 01 NORTH | G01 29SP | 635999 IRVINGTON3 345 636000 WEBSTER3 345 1 | P23:345:ITCM:KILLDEER3 3822:IA-MVP::EHV: | 0.0698 | Yes
GEN-2024-285 | 01 NORTH | G01 29SP | 635369 KOSSUTH 3 345 635999 IRVINGTON3 345 1 | P23:345:ITCM:KILLDEER3 3822:IA-MVP::EHV: | 0.0698 | Yes
GEN-2024-285 | 01 NORTH | G01 29SP | 635999 IRVINGTON3 345 636000 WEBSTER3 345 1 | P23:345:ITCM:KILLDEER3 3828:IA-MVP::EHV: | 0.07175 | Yes
GEN-2024-285 | 01 NORTH | G01 29SP | 635369 KOSSUTH 3 345 635999 IRVINGTON3 345 1 | P23:345:ITCM:KILLDEER3 3828:IA-MVP::EHV: | 0.07175 | Yes
GEN-2024-285 | 01 NORTH | G01 29SP | 631193 HUNTLEY3 345 631197 LEDYARD3 345 1 | P23:345:ITCM:LASALLE3 3904-3905-3906:IA-NW::EHV: | 0.08904 | Yes
GEN-2024-285 | 01 NORTH | G01 29SP | 631193 HUNTLEY3 345 631197 LEDYARD3 345 1 | P23:345:ITCM:LEDYARD3 5076:IA-MVP::EHV: | 0.05058 | Yes
GEN-2024-285 | 01 NORTH | G01 29SP | 635999 IRVINGTON3 345 636000 WEBSTER3 345 1 | P23:345:ITCM:QUINN3 3762-3763-3764:IA::EHV: | 0.07175 | Yes
GEN-2024-285 | 01 NORTH | G01 29SP | 635369 KOSSUTH 3 345 635999 IRVINGTON3 345 1 | P23:345:ITCM:QUINN3 3762-3763-3764:IA::EHV: | 0.07175 | Yes
GEN-2024-285 | 01 NORTH | G01 29SP | 635600 GRIMES 3 345 636003 BEAVER CRK 3 345 1 | P23:345:MEC:ARBOR HILL:901::EHV: | 0.05793 | Yes
GEN-2024-285 | 01 NORTH | G01 29SP | 635018 NORTHBORO 3 345 635570 ORIENT 3 345 1 | P23:345:MEC:ARBOR HILL:901::EHV: | 0.05387 | Yes
GEN-2024-285 | 01 NORTH | G01 29SP | 635017 ATCHISON 3 345 635018 NORTHBORO 3 345 1 | P23:345:MEC:ARBOR HILL:901::EHV: | 0.05387 | Yes
GEN-2024-285 | 01 NORTH | G01 29SP | 635017 ATCHISON 3 345 640139 COOPER 3 345 1 | P23:345:MEC:ARBOR HILL:901::EHV: | 0.05387 | Yes
GEN-2024-285 | 01 NORTH | G01 29SP | 636003 BEAVER CRK 3 345 636010 LEHIGH 3 345 1 | P23:345:MEC:ARBOR HILL:901::EHV: | 0.05793 | Yes
GEN-2024-285 | 01 NORTH | G01 29SP | 635600 GRIMES 3 345 636003 BEAVER CRK 3 345 1 | P23:345:MEC:ARBOR HILL:902::EHV: | 0.05793 | Yes
GEN-2024-285 | 01 NORTH | G01 29SP | 635018 NORTHBORO 3 345 635570 ORIENT 3 345 1 | P23:345:MEC:ARBOR HILL:902::EHV: | 0.05387 | Yes
GEN-2024-285 | 01 NORTH | G01 29SP | 635017 ATCHISON 3 345 635018 NORTHBORO 3 345 1 | P23:345:MEC:ARBOR HILL:902::EHV: | 0.05387 | Yes
GEN-2024-285 | 01 NORTH | G01 29SP | 635017 ATCHISON 3 345 640139 COOPER 3 345 1 | P23:345:MEC:ARBOR HILL:902::EHV: | 0.05387 | Yes
GEN-2024-285 | 01 NORTH | G01 29SP | 636003 BEAVER CRK 3 345 636010 LEHIGH 3 345 1 | P23:345:MEC:ARBOR HILL:902::EHV: | 0.05793 | Yes
GEN-2024-285 | 01 NORTH | G01 29SP | 635600 GRIMES 3 345 636003 BEAVER CRK 3 345 1 | P23:345:MEC:ARBOR HILL:903::EHV: | 0.05793 | Yes
GEN-2024-285 | 01 NORTH | G01 29SP | 635018 NORTHBORO 3 345 635570 ORIENT 3 345 1 | P23:345:MEC:ARBOR HILL:903::EHV: | 0.05387 | Yes
GEN-2024-285 | 01 NORTH | G01 29SP | 635017 ATCHISON 3 345 635018 NORTHBORO 3 345 1 | P23:345:MEC:ARBOR HILL:903::EHV: | 0.05387 | Yes
GEN-2024-285 | 01 NORTH | G01 29SP | 635017 ATCHISON 3 345 640139 COOPER 3 345 1 | P23:345:MEC:ARBOR HILL:903::EHV: | 0.05387 | Yes
GEN-2024-285 | 01 NORTH | G01 29SP | 636003 BEAVER CRK 3 345 636010 LEHIGH 3 345 1 | P23:345:MEC:ARBOR HILL:903::EHV: | 0.05793 | Yes
GEN-2024-285 | 01 NORTH | G01 29SP | 631139 HAZLTON3 345 631142 ARNOLD 3 345 1 | P23:345:MEC:BEAVER CREEK:901::EHV: | 0.05289 | Yes
GEN-2024-285 | 01 NORTH | G01 29SP | 631139 HAZLTON3 345 631142 ARNOLD 3 345 1 | P23:345:MEC:BEAVER CREEK:902::EHV: | 0.05289 | Yes
GEN-2024-285 | 01 NORTH | G01 29SP | 635600 GRIMES 3 345 636003 BEAVER CRK 3 345 1 | P23:345:MEC:BLACK HAWK:902::EHV: | 0.06538 | Yes
GEN-2024-285 | 01 NORTH | G01 29SP | 631139 HAZLTON3 345 631270 LASALLE 3 345 1 | P23:345:MEC:BLACK HAWK:902::EHV: | 0.05929 | Yes
GEN-2024-285 | 01 NORTH | G01 29SP | 636003 BEAVER CRK 3 345 636010 LEHIGH 3 345 1 | P23:345:MEC:BLACK HAWK:902::EHV: | 0.06538 | Yes
GEN-2024-285 | 01 NORTH | G01 29SP | 631144 MITCHLCO3 345 631270 LASALLE 3 345 1 | P23:345:MEC:BLACK HAWK:902::EHV: | 0.05929 | Yes
GEN-2024-285 | 01 NORTH | G01 29SP | 601002 ADAMS 3 345 631144 MITCHLCO3 345 1 | P23:345:MEC:BLACK HAWK:902::EHV: | 0.05929 | Yes
GEN-2024-285 | 01 NORTH | G01 29SP | 601002 ADAMS 3 345 615306 GRE-PL VLLY3 345 1 | P23:345:MEC:BLACK HAWK:902::EHV: | 0.0586 | Yes
GEN-2024-285 | 01 NORTH | G01 29SP | 635200 RAUN 3 345 762779 G18-043 TAP 345 1 | P23:345:MEC:CBEC:905::EHV: | 0.07254 | Yes
GEN-2024-285 | 01 NORTH | G01 29SP | 635600 GRIMES 3 345 636003 BEAVER CRK 3 345 1 | P23:345:MEC:CBEC:905::EHV: | 0.06086 | Yes
GEN-2024-285 | 01 NORTH | G01 29SP | 601006 SPLT RK3 345 652864 SIOUXCY-LNX3 345 1 | P23:345:MEC:CBEC:905::EHV: | 0.10657 | Yes
GEN-2024-285 | 01 NORTH | G01 29SP | 636003 BEAVER CRK 3 345 636010 LEHIGH 3 345 1 | P23:345:MEC:CBEC:905::EHV: | 0.06086 | Yes
GEN-2024-285 | 01 NORTH | G01 29SP | 635200 RAUN 3 345 645552 S3452 REACT3 345 1 | P23:345:MEC:CBEC:905::EHV: | 0.07396 | Yes
GEN-2024-285 | 01 NORTH | G01 29SP | 635200 RAUN 3 345 762779 G18-043 TAP 345 1 | P23:345:MEC:CBEC:908::EHV: | 0.07176 | Yes
GEN-2024-285 | 01 NORTH | G01 29SP | 635200 RAUN 3 345 645552 S3452 REACT3 345 1 | P23:345:MEC:CBEC:908::EHV: | 0.07312 | Yes
GEN-2024-285 | 01 NORTH | G01 29SP | 635600 GRIMES 3 345 636003 BEAVER CRK 3 345 1 | P23:345:MEC:FALLOW:901::EHV: | 0.05793 | Yes
GEN-2024-285 | 01 NORTH | G01 29SP | 636003 BEAVER CRK 3 345 636010 LEHIGH 3 345 1 | P23:345:MEC:FALLOW:901::EHV: | 0.05793 | Yes
GEN-2024-285 | 01 NORTH | G01 29SP | 635600 GRIMES 3 345 636003 BEAVER CRK 3 345 1 | P23:345:MEC:FALLOW:902::EHV: | 0.05793 | Yes
GEN-2024-285 | 01 NORTH | G01 29SP | 636003 BEAVER CRK 3 345 636010 LEHIGH 3 345 1 | P23:345:MEC:FALLOW:902::EHV: | 0.05793 | Yes
GEN-2024-285 | 01 NORTH | G01 29SP | 635999 IRVINGTON3 345 636000 WEBSTER3 345 1 | P23:345:MEC:GARD AVE:901::EHV: | 0.0583 | Yes
GEN-2024-285 | 01 NORTH | G01 29SP | 635369 KOSSUTH 3 345 635999 IRVINGTON3 345 1 | P23:345:MEC:GARD AVE:901::EHV: | 0.0583 | Yes
GEN-2024-285 | 01 NORTH | G01 29SP | 636000 WEBSTER3 345 636010 LEHIGH 3 345 1 | P23:345:MEC:GARD AVE:901::EHV: | 0.06558 | Yes
GEN-2024-285 | 01 NORTH | G01 29SP | 635999 IRVINGTON3 345 636000 WEBSTER3 345 1 | P23:345:MEC:GARD AVE:903::EHV: | 0.0583 | Yes
GEN-2024-285 | 01 NORTH | G01 29SP | 635369 KOSSUTH 3 345 635999 IRVINGTON3 345 1 | P23:345:MEC:GARD AVE:903::EHV: | 0.0583 | Yes
GEN-2024-285 | 01 NORTH | G01 29SP | 636000 WEBSTER3 345 636010 LEHIGH 3 345 1 | P23:345:MEC:GARD AVE:903::EHV: | 0.06558 | Yes
GEN-2024-285 | 01 NORTH | G01 29SP | 635999 IRVINGTON3 345 636000 WEBSTER3 345 1 | P23:345:MEC:GARD AVE:904::EHV: | 0.0583 | Yes
GEN-2024-285 | 01 NORTH | G01 29SP | 635369 KOSSUTH 3 345 635999 IRVINGTON3 345 1 | P23:345:MEC:GARD AVE:904::EHV: | 0.0583 | Yes
GEN-2024-285 | 01 NORTH | G01 29SP | 636000 WEBSTER3 345 636010 LEHIGH 3 345 1 | P23:345:MEC:GARD AVE:904::EHV: | 0.06558 | Yes
GEN-2024-285 | 01 NORTH | G01 29SP | 631139 HAZLTON3 345 631142 ARNOLD 3 345 1 | P23:345:MEC:GRIMES:904::EHV: | 0.05283 | Yes
GEN-2024-285 | 01 NORTH | G01 29SP | 631139 HAZLTON3 345 631142 ARNOLD 3 345 1 | P23:345:MEC:GRIMES:905::EHV: | 0.05284 | Yes
GEN-2024-285 | 01 NORTH | G01 29SP | 636000 WEBSTER3 345 636010 LEHIGH 3 345 1 | P23:345:MEC:IDA CO:901::EHV: | 0.06558 | Yes
GEN-2024-285 | 01 NORTH | G01 29SP | 635200 RAUN 3 345 635398 REMSEN 3 345 1 | P23:345:MEC:IRVINGTON:901::EHV: | 0.08742 | Yes
GEN-2024-285 | 01 NORTH | G01 29SP | 627217 BLUEBILL3 345 631198 COLBY3 345 1 | P23:345:MEC:IRVINGTON:901::EHV: | 0.05389 | Yes
GEN-2024-285 | 01 NORTH | G01 29SP | 631206 QUINN3 345 636197 N FRANKLIN 3 345 1 | P23:345:MEC:IRVINGTON:901::EHV: | 0.05231 | Yes
GEN-2024-285 | 01 NORTH | G01 29SP | 631198 COLBY3 345 631199 KILLDEER3 345 1 | P23:345:MEC:IRVINGTON:901::EHV: | 0.05512 | Yes
GEN-2024-285 | 01 NORTH | G01 29SP | 635398 REMSEN 3 345 635399 CHEROKEE 3 345 1 | P23:345:MEC:IRVINGTON:901::EHV: | 0.08742 | Yes
GEN-2024-285 | 01 NORTH | G01 29SP | 627062 BISON 3 345 627217 BLUEBILL3 345 1 | P23:345:MEC:IRVINGTON:901::EHV: | 0.05389 | Yes
GEN-2024-285 | 01 NORTH | G01 29SP | 631199 KILLDEER3 345 631206 QUINN3 345 1 | P23:345:MEC:IRVINGTON:901::EHV: | 0.05231 | Yes
GEN-2024-285 | 01 NORTH | G01 29SP | 635399 CHEROKEE 3 345 635400 HIGHLAND 3 345 1 | P23:345:MEC:IRVINGTON:901::EHV: | 0.08742 | Yes
GEN-2024-285 | 01 NORTH | G01 29SP | 627062 BISON 3 345 631197 LEDYARD3 345 1 | P23:345:MEC:IRVINGTON:901::EHV: | 0.05389 | Yes
GEN-2024-285 | 01 NORTH | G01 29SP | 635200 RAUN 3 345 635398 REMSEN 3 345 1 | P23:345:MEC:IRVINGTON:902::EHV: | 0.08742 | Yes
GEN-2024-285 | 01 NORTH | G01 29SP | 627217 BLUEBILL3 345 631198 COLBY3 345 1 | P23:345:MEC:IRVINGTON:902::EHV: | 0.05389 | Yes
GEN-2024-285 | 01 NORTH | G01 29SP | 631206 QUINN3 345 636197 N FRANKLIN 3 345 1 | P23:345:MEC:IRVINGTON:902::EHV: | 0.05231 | Yes
GEN-2024-285 | 01 NORTH | G01 29SP | 631198 COLBY3 345 631199 KILLDEER3 345 1 | P23:345:MEC:IRVINGTON:902::EHV: | 0.05512 | Yes
GEN-2024-285 | 01 NORTH | G01 29SP | 635398 REMSEN 3 345 635399 CHEROKEE 3 345 1 | P23:345:MEC:IRVINGTON:902::EHV: | 0.08742 | Yes
GEN-2024-285 | 01 NORTH | G01 29SP | 627062 BISON 3 345 627217 BLUEBILL3 345 1 | P23:345:MEC:IRVINGTON:902::EHV: | 0.05389 | Yes
GEN-2024-285 | 01 NORTH | G01 29SP | 631199 KILLDEER3 345 631206 QUINN3 345 1 | P23:345:MEC:IRVINGTON:902::EHV: | 0.05231 | Yes
GEN-2024-285 | 01 NORTH | G01 29SP | 635399 CHEROKEE 3 345 635400 HIGHLAND 3 345 1 | P23:345:MEC:IRVINGTON:902::EHV: | 0.08742 | Yes
GEN-2024-285 | 01 NORTH | G01 29SP | 627062 BISON 3 345 631197 LEDYARD3 345 1 | P23:345:MEC:IRVINGTON:902::EHV: | 0.05389 | Yes
GEN-2024-285 | 01 NORTH | G01 29SP | 635200 RAUN 3 345 635398 REMSEN 3 345 1 | P23:345:MEC:IRVINGTON:903::EHV: | 0.08742 | Yes
GEN-2024-285 | 01 NORTH | G01 29SP | 627217 BLUEBILL3 345 631198 COLBY3 345 1 | P23:345:MEC:IRVINGTON:903::EHV: | 0.05389 | Yes
GEN-2024-285 | 01 NORTH | G01 29SP | 631206 QUINN3 345 636197 N FRANKLIN 3 345 1 | P23:345:MEC:IRVINGTON:903::EHV: | 0.05231 | Yes
GEN-2024-285 | 01 NORTH | G01 29SP | 631198 COLBY3 345 631199 KILLDEER3 345 1 | P23:345:MEC:IRVINGTON:903::EHV: | 0.05512 | Yes
GEN-2024-285 | 01 NORTH | G01 29SP | 635398 REMSEN 3 345 635399 CHEROKEE 3 345 1 | P23:345:MEC:IRVINGTON:903::EHV: | 0.08742 | Yes
GEN-2024-285 | 01 NORTH | G01 29SP | 627062 BISON 3 345 627217 BLUEBILL3 345 1 | P23:345:MEC:IRVINGTON:903::EHV: | 0.05389 | Yes
GEN-2024-285 | 01 NORTH | G01 29SP | 631199 KILLDEER3 345 631206 QUINN3 345 1 | P23:345:MEC:IRVINGTON:903::EHV: | 0.05231 | Yes
GEN-2024-285 | 01 NORTH | G01 29SP | 635399 CHEROKEE 3 345 635400 HIGHLAND 3 345 1 | P23:345:MEC:IRVINGTON:903::EHV: | 0.08742 | Yes
GEN-2024-285 | 01 NORTH | G01 29SP | 627062 BISON 3 345 631197 LEDYARD3 345 1 | P23:345:MEC:IRVINGTON:903::EHV: | 0.05389 | Yes
GEN-2024-285 | 01 NORTH | G01 29SP | 635200 RAUN 3 345 635398 REMSEN 3 345 1 | P23:345:MEC:KOSSUTH:901::EHV: | 0.08504 | Yes
GEN-2024-285 | 01 NORTH | G01 29SP | 635398 REMSEN 3 345 635399 CHEROKEE 3 345 1 | P23:345:MEC:KOSSUTH:901::EHV: | 0.08504 | Yes
GEN-2024-285 | 01 NORTH | G01 29SP | 635399 CHEROKEE 3 345 635400 HIGHLAND 3 345 1 | P23:345:MEC:KOSSUTH:901::EHV: | 0.08504 | Yes
GEN-2024-285 | 01 NORTH | G01 29SP | 631138 LAKEFLD3 345 635368 OBRIEN 3 345 1 | P23:345:MEC:KOSSUTH:901::EHV: | 0.09096 | Yes
GEN-2024-285 | 01 NORTH | G01 29SP | 631206 QUINN3 345 636197 N FRANKLIN 3 345 1 | P23:345:MEC:KOSSUTH:901::EHV: | 0.05366 | Yes
GEN-2024-285 | 01 NORTH | G01 29SP | 627217 BLUEBILL3 345 631198 COLBY3 345 1 | P23:345:MEC:KOSSUTH:901::EHV: | 0.0562 | Yes
GEN-2024-285 | 01 NORTH | G01 29SP | 631198 COLBY3 345 631199 KILLDEER3 345 1 | P23:345:MEC:KOSSUTH:901::EHV: | 0.05687 | Yes
GEN-2024-285 | 01 NORTH | G01 29SP | 631199 KILLDEER3 345 631206 QUINN3 345 1 | P23:345:MEC:KOSSUTH:901::EHV: | 0.05366 | Yes
GEN-2024-285 | 01 NORTH | G01 29SP | 627062 BISON 3 345 627217 BLUEBILL3 345 1 | P23:345:MEC:KOSSUTH:901::EHV: | 0.0562 | Yes
GEN-2024-285 | 01 NORTH | G01 29SP | 627062 BISON 3 345 631197 LEDYARD3 345 1 | P23:345:MEC:KOSSUTH:901::EHV: | 0.0562 | Yes
GEN-2024-285 | 01 NORTH | G01 29SP | 631193 HUNTLEY3 345 631197 LEDYARD3 345 1 | P23:345:MEC:KOSSUTH:901::EHV: | 0.0562 | Yes
GEN-2024-285 | 01 NORTH | G01 29SP | 635200 RAUN 3 345 635398 REMSEN 3 345 1 | P23:345:MEC:KOSSUTH:902::EHV: | 0.08504 | Yes
GEN-2024-285 | 01 NORTH | G01 29SP | 635398 REMSEN 3 345 635399 CHEROKEE 3 345 1 | P23:345:MEC:KOSSUTH:902::EHV: | 0.08504 | Yes
GEN-2024-285 | 01 NORTH | G01 29SP | 635399 CHEROKEE 3 345 635400 HIGHLAND 3 345 1 | P23:345:MEC:KOSSUTH:902::EHV: | 0.08504 | Yes
GEN-2024-285 | 01 NORTH | G01 29SP | 631138 LAKEFLD3 345 635368 OBRIEN 3 345 1 | P23:345:MEC:KOSSUTH:902::EHV: | 0.09096 | Yes
GEN-2024-285 | 01 NORTH | G01 29SP | 631206 QUINN3 345 636197 N FRANKLIN 3 345 1 | P23:345:MEC:KOSSUTH:902::EHV: | 0.05366 | Yes
GEN-2024-285 | 01 NORTH | G01 29SP | 627217 BLUEBILL3 345 631198 COLBY3 345 1 | P23:345:MEC:KOSSUTH:902::EHV: | 0.0562 | Yes
GEN-2024-285 | 01 NORTH | G01 29SP | 631198 COLBY3 345 631199 KILLDEER3 345 1 | P23:345:MEC:KOSSUTH:902::EHV: | 0.05687 | Yes
GEN-2024-285 | 01 NORTH | G01 29SP | 631199 KILLDEER3 345 631206 QUINN3 345 1 | P23:345:MEC:KOSSUTH:902::EHV: | 0.05366 | Yes
GEN-2024-285 | 01 NORTH | G01 29SP | 627062 BISON 3 345 627217 BLUEBILL3 345 1 | P23:345:MEC:KOSSUTH:902::EHV: | 0.0562 | Yes
GEN-2024-285 | 01 NORTH | G01 29SP | 627062 BISON 3 345 631197 LEDYARD3 345 1 | P23:345:MEC:KOSSUTH:902::EHV: | 0.0562 | Yes
GEN-2024-285 | 01 NORTH | G01 29SP | 631193 HUNTLEY3 345 631197 LEDYARD3 345 1 | P23:345:MEC:KOSSUTH:902::EHV: | 0.0562 | Yes
GEN-2024-285 | 01 NORTH | G01 29SP | 635200 RAUN 3 345 635398 REMSEN 3 345 1 | P23:345:MEC:KOSSUTH:904::EHV: | 0.08504 | Yes
GEN-2024-285 | 01 NORTH | G01 29SP | 635398 REMSEN 3 345 635399 CHEROKEE 3 345 1 | P23:345:MEC:KOSSUTH:904::EHV: | 0.08504 | Yes
GEN-2024-285 | 01 NORTH | G01 29SP | 635399 CHEROKEE 3 345 635400 HIGHLAND 3 345 1 | P23:345:MEC:KOSSUTH:904::EHV: | 0.08504 | Yes
GEN-2024-285 | 01 NORTH | G01 29SP | 631138 LAKEFLD3 345 635368 OBRIEN 3 345 1 | P23:345:MEC:KOSSUTH:904::EHV: | 0.09096 | Yes
GEN-2024-285 | 01 NORTH | G01 29SP | 631206 QUINN3 345 636197 N FRANKLIN 3 345 1 | P23:345:MEC:KOSSUTH:904::EHV: | 0.05366 | Yes
GEN-2024-285 | 01 NORTH | G01 29SP | 627217 BLUEBILL3 345 631198 COLBY3 345 1 | P23:345:MEC:KOSSUTH:904::EHV: | 0.0562 | Yes
GEN-2024-285 | 01 NORTH | G01 29SP | 631198 COLBY3 345 631199 KILLDEER3 345 1 | P23:345:MEC:KOSSUTH:904::EHV: | 0.05687 | Yes
GEN-2024-285 | 01 NORTH | G01 29SP | 631199 KILLDEER3 345 631206 QUINN3 345 1 | P23:345:MEC:KOSSUTH:904::EHV: | 0.05366 | Yes
GEN-2024-285 | 01 NORTH | G01 29SP | 627062 BISON 3 345 627217 BLUEBILL3 345 1 | P23:345:MEC:KOSSUTH:904::EHV: | 0.0562 | Yes
GEN-2024-285 | 01 NORTH | G01 29SP | 627062 BISON 3 345 631197 LEDYARD3 345 1 | P23:345:MEC:KOSSUTH:904::EHV: | 0.0562 | Yes
GEN-2024-285 | 01 NORTH | G01 29SP | 631193 HUNTLEY3 345 631197 LEDYARD3 345 1 | P23:345:MEC:KOSSUTH:904::EHV: | 0.0562 | Yes
GEN-2024-285 | 01 NORTH | G01 29SP | 635200 RAUN 3 345 762779 G18-043 TAP 345 1 | P23:345:MEC:LEHIGH:360::EHV: | 0.07654 | Yes
GEN-2024-285 | 01 NORTH | G01 29SP | 635200 RAUN 3 345 645552 S3452 REACT3 345 1 | P23:345:MEC:LEHIGH:360::EHV: | 0.07801 | Yes
GEN-2024-285 | 01 NORTH | G01 29SP | 635200 RAUN 3 345 652564 SIOUXCY3 345 1 | P23:345:MEC:LEHIGH:360::EHV: | 0.10023 | Yes
GEN-2024-285 | 01 NORTH | G01 29SP | 635999 IRVINGTON3 345 636000 WEBSTER3 345 1 | P23:345:MEC:LEHIGH:390::EHV: | 0.0583 | Yes
GEN-2024-285 | 01 NORTH | G01 29SP | 635369 KOSSUTH 3 345 635999 IRVINGTON3 345 1 | P23:345:MEC:LEHIGH:390::EHV: | 0.0583 | Yes
GEN-2024-285 | 01 NORTH | G01 29SP | 636000 WEBSTER3 345 636010 LEHIGH 3 345 1 | P23:345:MEC:LEHIGH:390::EHV: | 0.06558 | Yes
GEN-2024-285 | 01 NORTH | G01 29SP | 635200 RAUN 3 345 652564 SIOUXCY3 345 1 | P23:345:MEC:LEHIGH:390::EHV: | 0.09633 | Yes
GEN-2024-285 | 01 NORTH | G01 29SP | 635368 OBRIEN 3 345 635400 HIGHLAND 3 345 1 | P23:345:MEC:LEHIGH:390::EHV: | 0.07691 | Yes
GEN-2024-285 | 01 NORTH | G01 29SP | 631193 HUNTLEY3 345 631197 LEDYARD3 345 1 | P23:345:MEC:LEHIGH:390::EHV: | 0.07913 | Yes
GEN-2024-285 | 01 NORTH | G01 29SP | 635568 S HILLS 3 345 635630 BOONEVILLE 3 345 1 | P23:345:MEC:MADISON:901::EHV: | 0.0527 | Yes
GEN-2024-285 | 01 NORTH | G01 29SP | 635568 S HILLS 3 345 635570 ORIENT 3 345 1 | P23:345:MEC:MADISON:901::EHV: | 0.0527 | Yes
GEN-2024-285 | 01 NORTH | G01 29SP | 635568 S HILLS 3 345 635630 BOONEVILLE 3 345 1 | P23:345:MEC:MADISON:902::EHV: | 0.0527 | Yes
GEN-2024-285 | 01 NORTH | G01 29SP | 635568 S HILLS 3 345 635570 ORIENT 3 345 1 | P23:345:MEC:MADISON:902::EHV: | 0.0527 | Yes
GEN-2024-285 | 01 NORTH | G01 29SP | 635568 S HILLS 3 345 635630 BOONEVILLE 3 345 1 | P23:345:MEC:MADISON:903::EHV: | 0.0527 | Yes
GEN-2024-285 | 01 NORTH | G01 29SP | 635568 S HILLS 3 345 635570 ORIENT 3 345 1 | P23:345:MEC:MADISON:903::EHV: | 0.0527 | Yes
GEN-2024-285 | 01 NORTH | G01 29SP | 635600 GRIMES 3 345 636003 BEAVER CRK 3 345 1 | P23:345:MEC:ORIENT:902::EHV: | 0.0544 | Yes
GEN-2024-285 | 01 NORTH | G01 29SP | 636003 BEAVER CRK 3 345 636010 LEHIGH 3 345 1 | P23:345:MEC:ORIENT:902::EHV: | 0.0544 | Yes
GEN-2024-285 | 01 NORTH | G01 29SP | 635200 RAUN 3 345 635398 REMSEN 3 345 1 | P23:345:MEC:PALO ALTO:903::EHV: | 0.07895 | Yes
GEN-2024-285 | 01 NORTH | G01 29SP | 635398 REMSEN 3 345 635399 CHEROKEE 3 345 1 | P23:345:MEC:PALO ALTO:903::EHV: | 0.07895 | Yes
GEN-2024-285 | 01 NORTH | G01 29SP | 635399 CHEROKEE 3 345 635400 HIGHLAND 3 345 1 | P23:345:MEC:PALO ALTO:903::EHV: | 0.07895 | Yes
GEN-2024-285 | 01 NORTH | G01 29SP | 631138 LAKEFLD3 345 635368 OBRIEN 3 345 1 | P23:345:MEC:PALO ALTO:903::EHV: | 0.0841 | Yes
GEN-2024-285 | 01 NORTH | G01 29SP | 631193 HUNTLEY3 345 631197 LEDYARD3 345 1 | P23:345:MEC:PALO ALTO:903::EHV: | 0.08636 | Yes
GEN-2024-285 | 01 NORTH | G01 29SP | 631197 LEDYARD3 345 635369 KOSSUTH 3 345 1 | P23:345:MEC:PALO ALTO:903::EHV: | 0.0561 | Yes
GEN-2024-285 | 01 NORTH | G01 29SP | 631193 HUNTLEY3 345 631197 LEDYARD3 345 1 | P23:345:MEC:PALO ALTO:904::EHV: | 0.08048 | Yes
GEN-2024-285 | 01 NORTH | G01 29SP | 635999 IRVINGTON3 345 636000 WEBSTER3 345 1 | P23:345:MEC:RAUN:150::EHV: | 0.0749 | Yes
GEN-2024-285 | 01 NORTH | G01 29SP | 635369 KOSSUTH 3 345 635999 IRVINGTON3 345 1 | P23:345:MEC:RAUN:150::EHV: | 0.0749 | Yes
GEN-2024-285 | 01 NORTH | G01 29SP | 635018 NORTHBORO 3 345 635570 ORIENT 3 345 1 | P23:345:MEC:ROLLING HILLS:902::EHV: | 0.05459 | Yes
GEN-2024-285 | 01 NORTH | G01 29SP | 635017 ATCHISON 3 345 635018 NORTHBORO 3 345 1 | P23:345:MEC:ROLLING HILLS:902::EHV: | 0.05459 | Yes
GEN-2024-285 | 01 NORTH | G01 29SP | 635017 ATCHISON 3 345 640139 COOPER 3 345 1 | P23:345:MEC:ROLLING HILLS:902::EHV: | 0.05459 | Yes
GEN-2024-285 | 01 NORTH | G01 29SP | 635018 NORTHBORO 3 345 635570 ORIENT 3 345 1 | P23:345:MEC:ROLLING HILLS:903::EHV: | 0.05459 | Yes
GEN-2024-285 | 01 NORTH | G01 29SP | 635017 ATCHISON 3 345 635018 NORTHBORO 3 345 1 | P23:345:MEC:ROLLING HILLS:903::EHV: | 0.05459 | Yes
GEN-2024-285 | 01 NORTH | G01 29SP | 635017 ATCHISON 3 345 640139 COOPER 3 345 1 | P23:345:MEC:ROLLING HILLS:903::EHV: | 0.05459 | Yes
GEN-2024-285 | 01 NORTH | G01 29SP | 635570 ORIENT 3 345 635635 MADISON3 345 1 | P23:345:MEC:SOUTHERN HILLS:902::EHV: | 0.05027 | Yes
GEN-2024-285 | 01 NORTH | G01 29SP | 635570 ORIENT 3 345 635635 MADISON3 345 1 | P23:345:MEC:SOUTHERN HILLS:903::EHV: | 0.05027 | Yes
GEN-2024-285 | 01 NORTH | G01 29SP | 635570 ORIENT 3 345 635635 MADISON3 345 1 | P23:345:MEC:SOUTHERN HILLS:904::EHV: | 0.05027 | Yes
GEN-2024-285 | 01 NORTH | G01 29SP | 631139 HAZLTON3 345 631270 LASALLE 3 345 1 | P23:345:MEC:SUB 93:954::EHV: | 0.05523 | Yes
GEN-2024-285 | 01 NORTH | G01 29SP | 631144 MITCHLCO3 345 631270 LASALLE 3 345 1 | P23:345:MEC:SUB 93:954::EHV: | 0.05523 | Yes
GEN-2024-285 | 01 NORTH | G01 29SP | 601002 ADAMS 3 345 631144 MITCHLCO3 345 1 | P23:345:MEC:SUB 93:954::EHV: | 0.05523 | Yes
GEN-2024-285 | 01 NORTH | G01 29SP | 631139 HAZLTON3 345 631270 LASALLE 3 345 1 | P23:345:MEC:SUB 93:964::EHV: | 0.05413 | Yes
GEN-2024-285 | 01 NORTH | G01 29SP | 631144 MITCHLCO3 345 631270 LASALLE 3 345 1 | P23:345:MEC:SUB 93:964::EHV: | 0.05413 | Yes
GEN-2024-285 | 01 NORTH | G01 29SP | 601002 ADAMS 3 345 631144 MITCHLCO3 345 1 | P23:345:MEC:SUB 93:964::EHV: | 0.05413 | Yes
GEN-2024-285 | 01 NORTH | G01 29SP | 601002 ADAMS 3 345 615306 GRE-PL VLLY3 345 1 | P23:345:MEC:SUB 93:964::EHV: | 0.05493 | Yes
GEN-2024-285 | 01 NORTH | G01 29SP | 631139 HAZLTON3 345 631270 LASALLE 3 345 1 | P23:345:MEC:WEBSTER:905::EHV: | 0.05858 | Yes
GEN-2024-285 | 01 NORTH | G01 29SP | 631144 MITCHLCO3 345 631270 LASALLE 3 345 1 | P23:345:MEC:WEBSTER:905::EHV: | 0.05858 | Yes
GEN-2024-285 | 01 NORTH | G01 29SP | 635200 RAUN 3 345 635398 REMSEN 3 345 1 | P23:345:MEC:WEBSTER:905::EHV: | 0.09461 | Yes
GEN-2024-285 | 01 NORTH | G01 29SP | 601002 ADAMS 3 345 631144 MITCHLCO3 345 1 | P23:345:MEC:WEBSTER:905::EHV: | 0.05858 | Yes
GEN-2024-285 | 01 NORTH | G01 29SP | 635398 REMSEN 3 345 635399 CHEROKEE 3 345 1 | P23:345:MEC:WEBSTER:905::EHV: | 0.09461 | Yes
GEN-2024-285 | 01 NORTH | G01 29SP | 635399 CHEROKEE 3 345 635400 HIGHLAND 3 345 1 | P23:345:MEC:WEBSTER:905::EHV: | 0.09461 | Yes
GEN-2024-285 | 01 NORTH | G01 29SP | 601048 LYON CO 3 345 601087 STEEP BK LK3 345 2 | P23:345:MRES:ALEXMRES3:3375::EHV: | 0.09609 | Yes
GEN-2024-285 | 01 NORTH | G01 29SP | 601048 LYON CO 3 345 601077 HAWKSNEST 3 345 1 | P23:345:MRES:ALEXMRES3:3375::EHV: | 0.09582 | Yes
GEN-2024-285 | 01 NORTH | G01 29SP | 601031 BRKNGCO3 345 601077 HAWKSNEST 3 345 1 | P23:345:MRES:ALEXMRES3:3375::EHV: | 0.09582 | Yes
GEN-2024-285 | 01 NORTH | G01 29SP | 635200 RAUN 3 345 645552 S3452 REACT3 345 1 | P23:345:OPPD:S3451-RAUN:::EHV: | 0.10242 | Yes
GEN-2024-285 | 01 NORTH | G01 29SP | 635200 RAUN 3 345 652564 SIOUXCY3 345 1 | P23:345:OPPD:S3451-RAUN:::EHV: | 0.08366 | Yes
GEN-2024-285 | 01 NORTH | G01 29SP | 635200 RAUN 3 345 762779 G18-043 TAP 345 1 | P23:345:OPPD:S3458 NEBCTY1G:LT::EHV: | 0.07174 | Yes
GEN-2024-285 | 01 NORTH | G01 29SP | 635200 RAUN 3 345 762779 G18-043 TAP 345 1 | P23:345:OPPD:S3458 NEBCTY2G:LT::EHV: | 0.07174 | Yes
GEN-2024-285 | 01 NORTH | G01 29SP | 635200 RAUN 3 345 645552 S3452 REACT3 345 1 | P23:345:OPPD:S3458 NEBCTY2G:LT::EHV: | 0.0731 | Yes
GEN-2024-285 | 01 NORTH | G01 29SP | 601031 BRKNGCO3 345 652537 WHITE 3 345 2 | P23:345:OTP::ASTORIA 3:3115:EHV: | 0.11483 | Yes
GEN-2024-285 | 01 NORTH | G01 29SP | 601031 BRKNGCO3 345 652537 WHITE 3 345 1 | P23:345:OTP::ASTORIA 3:3115:EHV: | 0.10335 | Yes
GEN-2024-285 | 01 NORTH | G01 29SP | 601031 BRKNGCO3 345 652537 WHITE 3 345 2 | P23:345:OTP::ASTORIA 3:3125:EHV: | 0.11435 | Yes
GEN-2024-285 | 01 NORTH | G01 29SP | 601031 BRKNGCO3 345 652537 WHITE 3 345 1 | P23:345:OTP::ASTORIA 3:3125:EHV: | 0.10292 | Yes
GEN-2024-285 | 01 NORTH | G01 29SP | 601031 BRKNGCO3 345 652537 WHITE 3 345 2 | P23:345:OTP::ASTORIA 3:3175:EHV: | 0.11483 | Yes
GEN-2024-285 | 01 NORTH | G01 29SP | 601031 BRKNGCO3 345 652537 WHITE 3 345 1 | P23:345:OTP::ASTORIA 3:3175:EHV: | 0.10335 | Yes
GEN-2024-285 | 01 NORTH | G01 29SP | 601031 BRKNGCO3 345 652537 WHITE 3 345 2 | P23:345:OTP:DEUEL CO 3:3415::EHV: | 0.11483 | Yes
GEN-2024-285 | 01 NORTH | G01 29SP | 601031 BRKNGCO3 345 652537 WHITE 3 345 1 | P23:345:OTP:DEUEL CO 3:3415::EHV: | 0.10335 | Yes
GEN-2024-285 | 01 NORTH | G01 29SP | 601031 BRKNGCO3 345 652537 WHITE 3 345 2 | P23:345:OTP:DEUEL CO 3:3425::EHV: | 0.11483 | Yes
GEN-2024-285 | 01 NORTH | G01 29SP | 601031 BRKNGCO3 345 652537 WHITE 3 345 1 | P23:345:OTP:DEUEL CO 3:3425::EHV: | 0.10335 | Yes
GEN-2024-285 | 01 NORTH | G01 29SP | 601031 BRKNGCO3 345 652537 WHITE 3 345 2 | P23:345:OTP:DEUEL CO 3:3465::EHV: | 0.11483 | Yes
GEN-2024-285 | 01 NORTH | G01 29SP | 601031 BRKNGCO3 345 652537 WHITE 3 345 1 | P23:345:OTP:DEUEL CO 3:3465::EHV: | 0.10335 | Yes
GEN-2024-285 | 01 NORTH | G01 29SP | 601031 BRKNGCO3 345 652537 WHITE 3 345 2 | P23:345:OTP:DEUEL CO 3:BRKA:V2020:EHV: | 0.11483 | Yes
GEN-2024-285 | 01 NORTH | G01 29SP | 601031 BRKNGCO3 345 652537 WHITE 3 345 1 | P23:345:OTP:DEUEL CO 3:BRKA:V2020:EHV: | 0.10335 | Yes
GEN-2024-285 | 01 NORTH | G01 29SP | 601031 BRKNGCO3 345 620483 ASTORIA 3 345 1 | P23:345:UMZW:# 823 #:: WH IN SD. :EHV: | 0.09603 | Yes
GEN-2024-285 | 01 NORTH | G01 29SP | 602009 MNVLTAP4 230 652550 GRANITF4 230 1 | P23:345:UMZW:# 823 #:: WH IN SD. :EHV: | 0.07335 | Yes
GEN-2024-285 | 01 NORTH | G01 29SP | 602008 MINVALT4 230 652550 GRANITF4 230 1 | P23:345:UMZW:# 823 #:: WH IN SD. :EHV: | 0.06604 | Yes
GEN-2024-285 | 01 NORTH | G01 29SP | 620480 DEUEL CO 3 345 620483 ASTORIA 3 345 1 | P23:345:UMZW:# 823 #:: WH IN SD. :EHV: | 0.09134 | Yes
GEN-2024-285 | 01 NORTH | G01 29SP | 620417 BSSOUTH3 345 620480 DEUEL CO 3 345 1 | P23:345:UMZW:# 823 #:: WH IN SD. :EHV: | 0.09134 | Yes
GEN-2024-285 | 01 NORTH | G01 29SP | 601031 BRKNGCO3 345 620483 ASTORIA 3 345 1 | P23:345:UMZW:# 824 #:: WH IN SD. :EHV: | 0.09604 | Yes
GEN-2024-285 | 01 NORTH | G01 29SP | 602009 MNVLTAP4 230 652550 GRANITF4 230 1 | P23:345:UMZW:# 824 #:: WH IN SD. :EHV: | 0.07335 | Yes
GEN-2024-285 | 01 NORTH | G01 29SP | 602008 MINVALT4 230 652550 GRANITF4 230 1 | P23:345:UMZW:# 824 #:: WH IN SD. :EHV: | 0.06604 | Yes
GEN-2024-285 | 01 NORTH | G01 29SP | 620480 DEUEL CO 3 345 620483 ASTORIA 3 345 1 | P23:345:UMZW:# 824 #:: WH IN SD. :EHV: | 0.09135 | Yes
GEN-2024-285 | 01 NORTH | G01 29SP | 620417 BSSOUTH3 345 620480 DEUEL CO 3 345 1 | P23:345:UMZW:# 824 #:: WH IN SD. :EHV: | 0.09135 | Yes
GEN-2024-285 | 01 NORTH | G01 29SP | 601048 LYON CO 3 345 601087 STEEP BK LK3 345 2 | P23:345:XEL:396 BKR SPK:::EHV: | 0.10979 | Yes
GEN-2024-285 | 01 NORTH | G01 29SP | 601048 LYON CO 3 345 601077 HAWKSNEST 3 345 1 | P23:345:XEL:396 BKR SPK:::EHV: | 0.10948 | Yes
GEN-2024-285 | 01 NORTH | G01 29SP | 601031 BRKNGCO3 345 601077 HAWKSNEST 3 345 1 | P23:345:XEL:396 BKR SPK:::EHV: | 0.10948 | Yes
GEN-2024-285 | 01 NORTH | G01 29SP | 635200 RAUN 3 345 652564 SIOUXCY3 345 1 | P23:345:XEL:396 BKR SPK:::EHV: | 0.05063 | Yes
GEN-2024-285 | 01 NORTH | G01 29SP | 73169 J2104 POI 345 615643 GRE-CEDRMT23 345 1 | P23:345:XEL:8N22 SHC:::EHV: | 0.05195 | Yes
GEN-2024-285 | 01 NORTH | G01 29SP | 601048 LYON CO 3 345 615648 GRE-CDRMTL23 345 2 | P23:345:XEL:8N22 SHC:::EHV: | 0.05204 | Yes
GEN-2024-285 | 01 NORTH | G01 29SP | 613060 BYRON 3 345 615306 GRE-PL VLLY3 345 1 | P23:345:XEL:8N22 SHC:::EHV: | 0.05427 | Yes
GEN-2024-285 | 01 NORTH | G01 29SP | 635368 OBRIEN 3 345 635400 HIGHLAND 3 345 1 | P23:345:XEL:8N22 SHC:::EHV: | 0.07488 | Yes
GEN-2024-285 | 01 NORTH | G01 29SP | 601039 NROC 3 345 613060 BYRON 3 345 1 | P23:345:XEL:8N22 SHC:::EHV: | 0.05556 | Yes
GEN-2024-285 | 01 NORTH | G01 29SP | 601006 SPLT RK3 345 652536 WHITE-SRX3 345 1 | P23:345:XEL:8N60 LYC:::EHV: | 0.15467 | Yes
GEN-2024-285 | 01 NORTH | G01 29SP | 601048 LYON CO 3 345 631138 LAKEFLD3 345 1 | P23:345:XEL:8N60 LYC:::EHV: | 0.14349 | Yes
GEN-2024-285 | 01 NORTH | G01 29SP | 73169 J2104 POI 345 615643 GRE-CEDRMT23 345 1 | P23:345:XEL:8N61 LYC:::EHV: | 0.07814 | Yes
GEN-2024-285 | 01 NORTH | G01 29SP | 73169 J2104 POI 345 601048 LYON CO 3 345 1 | P23:345:XEL:8N61 LYC:::EHV: | 0.07814 | Yes
GEN-2024-285 | 01 NORTH | G01 29SP | 601006 SPLT RK3 345 652536 WHITE-SRX3 345 1 | P23:345:XEL:8N63 LYC:::EHV: | 0.15763 | Yes
GEN-2024-285 | 01 NORTH | G01 29SP | 601048 LYON CO 3 345 601087 STEEP BK LK3 345 2 | P23:345:XEL:8N63 LYC:::EHV: | 0.13636 | Yes
GEN-2024-285 | 01 NORTH | G01 29SP | 601031 BRKNGCO3 345 601087 STEEP BK LK3 345 2 | P23:345:XEL:8N63 LYC:::EHV: | 0.13636 | Yes
GEN-2024-285 | 01 NORTH | G01 29SP | 601048 LYON CO 3 345 615648 GRE-CDRMTL23 345 2 | P23:345:XEL:8N63 LYC:::EHV: | 0.07216 | Yes
GEN-2024-285 | 01 NORTH | G01 29SP | 615647 GRE-CDRMTH23 345 615648 GRE-CDRMTL23 345 Z | P23:345:XEL:8N63 LYC:::EHV: | 0.05039 | Yes
GEN-2024-285 | 01 NORTH | G01 29SP | 613060 BYRON 3 345 615306 GRE-PL VLLY3 345 1 | P23:345:XEL:8N8 MNN:::EHV: | 0.05427 | Yes
GEN-2024-285 | 01 NORTH | G01 29SP | 601039 NROC 3 345 613060 BYRON 3 345 1 | P23:345:XEL:8N8 MNN:::EHV: | 0.05556 | Yes
GEN-2024-285 | 01 NORTH | G01 29SP | 601050 HELENA 3 345 601051 HMPT CNR3 345 2 | P23:345:XEL:8P2 KING:::EHV: | 0.06019 | Yes
GEN-2024-285 | 01 NORTH | G01 29SP | 73169 J2104 POI 345 615643 GRE-CEDRMT23 345 1 | P23:345:XEL:8S23 WLM:::EHV: | 0.05196 | Yes
GEN-2024-285 | 01 NORTH | G01 29SP | 601050 HELENA 3 345 615647 GRE-CDRMTH23 345 2 | P23:345:XEL:8S67 HNA:::EHV: | 0.07866 | Yes
GEN-2024-285 | 01 NORTH | G01 29SP | 601048 LYON CO 3 345 631138 LAKEFLD3 345 1 | P23:345:XEL:8S67 HNA:::EHV: | 0.11691 | Yes
GEN-2024-285 | 01 NORTH | G01 29SP | 601050 HELENA 3 345 615647 GRE-CDRMTH23 345 2 | P23:345:XEL:8S68 HNA:::EHV: | 0.07856 | Yes
GEN-2024-285 | 01 NORTH | G01 29SP | 601050 HELENA 3 345 601051 HMPT CNR3 345 2 | P23:345:XEL:8S68 HNA:::EHV: | 0.05413 | Yes
GEN-2024-285 | 01 NORTH | G01 29SP | 601048 LYON CO 3 345 631138 LAKEFLD3 345 1 | P23:345:XEL:8S68 HNA:::EHV: | 0.11692 | Yes
GEN-2024-285 | 01 NORTH | G01 29SP | 601050 HELENA 3 345 615646 GRE-CDRMTH13 345 1 | P23:345:XEL:8S70 HNA:::EHV: | 0.07849 | Yes
GEN-2024-285 | 01 NORTH | G01 29SP | 601048 LYON CO 3 345 631138 LAKEFLD3 345 1 | P23:345:XEL:8S70 HNA:::EHV: | 0.11697 | Yes
GEN-2024-285 | 01 NORTH | G01 29SP | 601050 HELENA 3 345 615646 GRE-CDRMTH13 345 1 | P23:345:XEL:8S71 HNA:::EHV: | 0.07118 | Yes
GEN-2024-285 | 01 NORTH | G01 29SP | 601039 NROC 3 345 601051 HMPT CNR3 345 1 | P23:345:XEL:8S85 NRH:::EHV: | 0.07473 | Yes
GEN-2024-285 | 01 NORTH | G01 29SP | 601039 NROC 3 345 601051 HMPT CNR3 345 1 | P23:345:XEL:8S98 NRH:::EHV: | 0.06454 | Yes
GEN-2024-285 | 01 NORTH | G01 29SP | 601031 BRKNGCO3 345 652537 WHITE 3 345 2 | P23:345:XEL:8X37 BOK:::EHV: | 0.0954 | Yes
GEN-2024-285 | 01 NORTH | G01 29SP | 601031 BRKNGCO3 345 652537 WHITE 3 345 1 | P23:345:XEL:8X37 BOK:::EHV: | 0.08586 | Yes
GEN-2024-285 | 01 NORTH | G01 29SP | 601048 LYON CO 3 345 615648 GRE-CDRMTL23 345 2 | P23:345:XEL:BKR:GRE_CEDARM:302JB4:EHV: | 0.06767 | Yes
GEN-2024-285 | 01 NORTH | G01 29SP | 615647 GRE-CDRMTH23 345 615648 GRE-CDRMTL23 345 Z | P23:345:XEL:BKR:GRE_CEDARM:302JB4:EHV: | 0.06863 | Yes
GEN-2024-285 | 01 NORTH | G01 29SP | 601050 HELENA 3 345 615647 GRE-CDRMTH23 345 2 | P23:345:XEL:BKR:GRE_CEDARM:302JB4:EHV: | 0.06863 | Yes
GEN-2024-285 | 01 NORTH | G01 29SP | 601048 LYON CO 3 345 631138 LAKEFLD3 345 1 | P23:345:XEL:BKR:GRE_CEDARM:302JB4:EHV: | 0.1213 | Yes
GEN-2024-285 | 01 NORTH | G01 29SP | 601048 LYON CO 3 345 615648 GRE-CDRMTL23 345 2 | P23:345:XEL:BKR:GRE_CEDARM:302JB7:EHV: | 0.06741 | Yes
GEN-2024-285 | 01 NORTH | G01 29SP | 615641 GRE-CDRMTCB3 345 615648 GRE-CDRMTL23 345 Z | P23:345:XEL:BKR:GRE_CEDARM:302JB7:EHV: | 0.06741 | Yes
GEN-2024-285 | 01 NORTH | G01 29SP | 615641 GRE-CDRMTCB3 345 615642 GRE-CEDRMT13 345 Z | P23:345:XEL:BKR:GRE_CEDARM:302JB7:EHV: | 0.06741 | Yes
GEN-2024-285 | 01 NORTH | G01 29SP | 615642 GRE-CEDRMT13 345 615646 GRE-CDRMTH13 345 Z | P23:345:XEL:BKR:GRE_CEDARM:302JB7:EHV: | 0.0684 | Yes
GEN-2024-285 | 01 NORTH | G01 29SP | 601050 HELENA 3 345 615646 GRE-CDRMTH13 345 1 | P23:345:XEL:BKR:GRE_CEDARM:302JB7:EHV: | 0.0684 | Yes
GEN-2024-285 | 01 NORTH | G01 29SP | 601048 LYON CO 3 345 631138 LAKEFLD3 345 1 | P23:345:XEL:BKR:GRE_CEDARM:302JB7:EHV: | 0.12139 | Yes
GEN-2024-285 | 01 NORTH | G01 29SP | 601003 PR ISLD3 345 601039 NROC 3 345 1 | P23:345:XEL:FUTURE 8S49 HMP:::EHV: | 0.06301 | Yes
GEN-2024-285 | 01 NORTH | G01 29SP | 601003 PR ISLD3 345 601039 NROC 3 345 1 | P23:345:XEL:FUTURE 8S84 NRH:::EHV: | 0.0749 | Yes
GEN-2024-285 | 01 NORTH | G01 29SP | 601006 SPLT RK3 345 652536 WHITE-SRX3 345 1 | P23:345:XEL:HAWKSNEST3:8N82::EHV: | 0.15604 | Yes
GEN-2024-285 | 01 NORTH | G01 29SP | 601048 LYON CO 3 345 601087 STEEP BK LK3 345 2 | P23:345:XEL:HAWKSNEST3:8N82::EHV: | 0.14123 | Yes
GEN-2024-285 | 01 NORTH | G01 29SP | 601031 BRKNGCO3 345 601087 STEEP BK LK3 345 2 | P23:345:XEL:HAWKSNEST3:8N82::EHV: | 0.14123 | Yes
GEN-2024-285 | 01 NORTH | G01 29SP | 601031 BRKNGCO3 345 601077 HAWKSNEST 3 345 1 | P23:345:XEL:HAWKSNEST3:8N85::EHV: | 0.09328 | Yes
GEN-2024-285 | 01 NORTH | G01 29SP | 601050 HELENA 3 345 615647 GRE-CDRMTH23 345 2 | P23:345:XEL:HELENA3:8S68::EHV: | 0.07856 | Yes
GEN-2024-285 | 01 NORTH | G01 29SP | 601050 HELENA 3 345 601051 HMPT CNR3 345 2 | P23:345:XEL:HELENA3:8S68::EHV: | 0.05413 | Yes
GEN-2024-285 | 01 NORTH | G01 29SP | 601048 LYON CO 3 345 631138 LAKEFLD3 345 1 | P23:345:XEL:HELENA3:8S68::EHV: | 0.11692 | Yes
GEN-2024-285 | 01 NORTH | G01 29SP | 601050 HELENA 3 345 615646 GRE-CDRMTH13 345 1 | P23:345:XEL:HELENA3:8S71::EHV: | 0.07118 | Yes
GEN-2024-285 | 01 NORTH | G01 29SP | 601006 SPLT RK3 345 652536 WHITE-SRX3 345 1 | P23:345:XEL:LYONCO3:8N60::EHV: | 0.15476 | Yes
GEN-2024-285 | 01 NORTH | G01 29SP | 601006 SPLT RK3 345 652864 SIOUXCY-LNX3 345 1 | P23:345:XEL:LYONCO3:8N60::EHV: | 0.11312 | Yes
GEN-2024-285 | 01 NORTH | G01 29SP | 601048 LYON CO 3 345 631138 LAKEFLD3 345 1 | P23:345:XEL:LYONCO3:8N60::EHV: | 0.14367 | Yes
GEN-2024-285 | 01 NORTH | G01 29SP | 73169 J2104 POI 345 615643 GRE-CEDRMT23 345 1 | P23:345:XEL:LYONCO3:8N61::EHV: | 0.07815 | Yes
GEN-2024-285 | 01 NORTH | G01 29SP | 73169 J2104 POI 345 601048 LYON CO 3 345 1 | P23:345:XEL:LYONCO3:8N61::EHV: | 0.07815 | Yes
GEN-2024-285 | 01 NORTH | G01 29SP | 601006 SPLT RK3 345 652536 WHITE-SRX3 345 1 | P23:345:XEL:LYONCO3:8N63::EHV: | 0.15763 | Yes
GEN-2024-285 | 01 NORTH | G01 29SP | 601048 LYON CO 3 345 601087 STEEP BK LK3 345 2 | P23:345:XEL:LYONCO3:8N63::EHV: | 0.13635 | Yes
GEN-2024-285 | 01 NORTH | G01 29SP | 601048 LYON CO 3 345 615648 GRE-CDRMTL23 345 2 | P23:345:XEL:LYONCO3:8N63::EHV: | 0.07214 | Yes
GEN-2024-285 | 01 NORTH | G01 29SP | 601031 BRKNGCO3 345 601087 STEEP BK LK3 345 2 | P23:345:XEL:LYONCO3:8N63::EHV: | 0.13635 | Yes
GEN-2024-285 | 01 NORTH | G01 29SP | 601004 WILMART3 345 601072 SHEAS LK3 345 1 | P23:345:XEL:PRISLD3:8H14::EHV: | 0.0519 | Yes
GEN-2024-285 | 01 NORTH | G01 29SP | 601050 HELENA 3 345 615647 GRE-CDRMTH23 345 2 | P23:345:XEL:PRISLD3:8H14::EHV: | 0.05221 | Yes
GEN-2024-285 | 01 NORTH | G01 29SP | 601050 HELENA 3 345 615646 GRE-CDRMTH13 345 1 | P23:345:XEL:PRISLD3:8H14::EHV: | 0.05201 | Yes
GEN-2024-285 | 01 NORTH | G01 29SP | 73169 J2104 POI 345 615643 GRE-CEDRMT23 345 1 | P23:345:XEL:PRISLD3:8H14::EHV: | 0.05121 | Yes
GEN-2024-285 | 01 NORTH | G01 29SP | 601050 HELENA 3 345 601072 SHEAS LK3 345 1 | P23:345:XEL:PRISLD3:8H14::EHV: | 0.05225 | Yes
GEN-2024-285 | 01 NORTH | G01 29SP | 601048 LYON CO 3 345 615648 GRE-CDRMTL23 345 2 | P23:345:XEL:PRISLD3:8H14::EHV: | 0.0513 | Yes
GEN-2024-285 | 01 NORTH | G01 29SP | 613060 BYRON 3 345 615306 GRE-PL VLLY3 345 1 | P23:345:XEL:PRISLD3:8H14::EHV: | 0.05352 | Yes
GEN-2024-285 | 01 NORTH | G01 29SP | 73169 J2104 POI 345 601048 LYON CO 3 345 1 | P23:345:XEL:PRISLD3:8H14::EHV: | 0.05121 | Yes
GEN-2024-285 | 01 NORTH | G01 29SP | 601039 NROC 3 345 613060 BYRON 3 345 1 | P23:345:XEL:PRISLD3:8H14::EHV: | 0.0547 | Yes
GEN-2024-285 | 01 NORTH | G01 29SP | 601050 HELENA 3 345 601051 HMPT CNR3 345 2 | P23:345:XEL:PRISLD3:8H17::EHV: | 0.062 | Yes
GEN-2024-285 | 01 NORTH | G01 29SP | 601050 HELENA 3 345 615647 GRE-CDRMTH23 345 2 | P23:345:XEL:PRISLD3:8H17::EHV: | 0.05316 | Yes
GEN-2024-285 | 01 NORTH | G01 29SP | 601050 HELENA 3 345 615646 GRE-CDRMTH13 345 1 | P23:345:XEL:PRISLD3:8H17::EHV: | 0.05295 | Yes
GEN-2024-285 | 01 NORTH | G01 29SP | 73169 J2104 POI 345 615643 GRE-CEDRMT23 345 1 | P23:345:XEL:PRISLD3:8H17::EHV: | 0.05204 | Yes
GEN-2024-285 | 01 NORTH | G01 29SP | 601048 LYON CO 3 345 615648 GRE-CDRMTL23 345 2 | P23:345:XEL:PRISLD3:8H17::EHV: | 0.05213 | Yes
GEN-2024-285 | 01 NORTH | G01 29SP | 73169 J2104 POI 345 601048 LYON CO 3 345 1 | P23:345:XEL:PRISLD3:8H17::EHV: | 0.05204 | Yes
GEN-2024-285 | 01 NORTH | G01 29SP | 613060 BYRON 3 345 615306 GRE-PL VLLY3 345 1 | P23:345:XEL:PRISLD3:8H17::EHV: | 0.05397 | Yes
GEN-2024-285 | 01 NORTH | G01 29SP | 601039 NROC 3 345 613060 BYRON 3 345 1 | P23:345:XEL:PRISLD3:8H17::EHV: | 0.0552 | Yes
GEN-2024-285 | 01 NORTH | G01 29SP | 601050 HELENA 3 345 615646 GRE-CDRMTH13 345 1 | P23:345:XEL:SPS 8S71 HNA:::EHV: | 0.07118 | Yes
GEN-2024-285 | 01 NORTH | G01 29SP | 601031 BRKNGCO3 345 601087 STEEP BK LK3 345 2 | P23:345:XEL:STEEPBKLK3:BKR1::EHV: | 0.09354 | Yes
GEN-2024-285 | 01 NORTH | G01 29SP | 601031 BRKNGCO3 345 601087 STEEP BK LK3 345 2 | P23:345:XEL:STEEPBKLK3:BKR2::EHV: | 0.09354 | Yes
GEN-2024-285 | 01 NORTH | G01 29SP | 73169 J2104 POI 345 615643 GRE-CEDRMT23 345 1 | P23:345:XEL:WILMART3:8S23::EHV: | 0.05196 | Yes
GEN-2024-285 | 01 NORTH | G01 29SP | 601003 PR ISLD3 345 601039 NROC 3 345 1 | P23:345:XEL-GRE:FUTURE 8S46 HMP:::EHV: | 0.07769 | Yes
GEN-2024-285 | 01 NORTH | G01 29SP | 601039 NROC 3 345 601051 HMPT CNR3 345 1 | P23:345:XEL-SMMPA:8H8 PRI AS:::EHV: | 0.0772 | Yes
GEN-2024-285 | 01 NORTH | G01 29SP | 601006 SPLT RK3 345 652864 SIOUXCY-LNX3 345 1 | P51:22:KCPL:LACYGNE7:::EHV: | 0.10555 | Yes
GEN-2024-285 | 01 NORTH | G01 29SP | 635600 GRIMES 3 345 636003 BEAVER CRK 3 345 1 | P55:345:MEC:ARBOR HILL | 0.05793 | Yes
GEN-2024-285 | 01 NORTH | G01 29SP | 635018 NORTHBORO 3 345 635570 ORIENT 3 345 1 | P55:345:MEC:ARBOR HILL | 0.05387 | Yes
GEN-2024-285 | 01 NORTH | G01 29SP | 635017 ATCHISON 3 345 635018 NORTHBORO 3 345 1 | P55:345:MEC:ARBOR HILL | 0.05387 | Yes
GEN-2024-285 | 01 NORTH | G01 29SP | 635017 ATCHISON 3 345 640139 COOPER 3 345 1 | P55:345:MEC:ARBOR HILL | 0.05387 | Yes
GEN-2024-285 | 01 NORTH | G01 29SP | 636003 BEAVER CRK 3 345 636010 LEHIGH 3 345 1 | P55:345:MEC:ARBOR HILL | 0.05793 | Yes
GEN-2024-285 | 01 NORTH | G01 29SP | 631139 HAZLTON3 345 631142 ARNOLD 3 345 1 | P55:345:MEC:BEAVER CREEK | 0.05289 | Yes
GEN-2024-285 | 01 NORTH | G01 29SP | 635600 GRIMES 3 345 636003 BEAVER CRK 3 345 1 | P55:345:MEC:FALLOW AVE | 0.05793 | Yes
GEN-2024-285 | 01 NORTH | G01 29SP | 636003 BEAVER CRK 3 345 636010 LEHIGH 3 345 1 | P55:345:MEC:FALLOW AVE | 0.05793 | Yes
GEN-2024-285 | 01 NORTH | G01 29SP | 635999 IRVINGTON3 345 636000 WEBSTER3 345 1 | P55:345:MEC:GARD AVE | 0.0583 | Yes
GEN-2024-285 | 01 NORTH | G01 29SP | 635369 KOSSUTH 3 345 635999 IRVINGTON3 345 1 | P55:345:MEC:GARD AVE | 0.0583 | Yes
GEN-2024-285 | 01 NORTH | G01 29SP | 636000 WEBSTER3 345 636010 LEHIGH 3 345 1 | P55:345:MEC:GARD AVE | 0.06558 | Yes
GEN-2024-285 | 01 NORTH | G01 29SP | 635600 GRIMES 3 345 636003 BEAVER CRK 3 345 1 | P55:345:MEC:GDMEC | 0.06197 | Yes
GEN-2024-285 | 01 NORTH | G01 29SP | 636003 BEAVER CRK 3 345 636010 LEHIGH 3 345 1 | P55:345:MEC:GDMEC | 0.06197 | Yes
GEN-2024-285 | 01 NORTH | G01 29SP | 635200 RAUN 3 345 635398 REMSEN 3 345 1 | P55:345:MEC:IRVINGTON | 0.08742 | Yes
GEN-2024-285 | 01 NORTH | G01 29SP | 627217 BLUEBILL3 345 631198 COLBY3 345 1 | P55:345:MEC:IRVINGTON | 0.05389 | Yes
GEN-2024-285 | 01 NORTH | G01 29SP | 631206 QUINN3 345 636197 N FRANKLIN 3 345 1 | P55:345:MEC:IRVINGTON | 0.05231 | Yes
GEN-2024-285 | 01 NORTH | G01 29SP | 631198 COLBY3 345 631199 KILLDEER3 345 1 | P55:345:MEC:IRVINGTON | 0.05512 | Yes
GEN-2024-285 | 01 NORTH | G01 29SP | 635398 REMSEN 3 345 635399 CHEROKEE 3 345 1 | P55:345:MEC:IRVINGTON | 0.08742 | Yes
GEN-2024-285 | 01 NORTH | G01 29SP | 627062 BISON 3 345 627217 BLUEBILL3 345 1 | P55:345:MEC:IRVINGTON | 0.05389 | Yes
GEN-2024-285 | 01 NORTH | G01 29SP | 631199 KILLDEER3 345 631206 QUINN3 345 1 | P55:345:MEC:IRVINGTON | 0.05231 | Yes
GEN-2024-285 | 01 NORTH | G01 29SP | 635399 CHEROKEE 3 345 635400 HIGHLAND 3 345 1 | P55:345:MEC:IRVINGTON | 0.08742 | Yes
GEN-2024-285 | 01 NORTH | G01 29SP | 627062 BISON 3 345 631197 LEDYARD3 345 1 | P55:345:MEC:IRVINGTON | 0.05389 | Yes
GEN-2024-285 | 01 NORTH | G01 29SP | 635200 RAUN 3 345 635398 REMSEN 3 345 1 | P55:345:MEC:KOSSUTH | 0.08504 | Yes
GEN-2024-285 | 01 NORTH | G01 29SP | 635398 REMSEN 3 345 635399 CHEROKEE 3 345 1 | P55:345:MEC:KOSSUTH | 0.08504 | Yes
GEN-2024-285 | 01 NORTH | G01 29SP | 635399 CHEROKEE 3 345 635400 HIGHLAND 3 345 1 | P55:345:MEC:KOSSUTH | 0.08504 | Yes
GEN-2024-285 | 01 NORTH | G01 29SP | 631138 LAKEFLD3 345 635368 OBRIEN 3 345 1 | P55:345:MEC:KOSSUTH | 0.09096 | Yes
GEN-2024-285 | 01 NORTH | G01 29SP | 631206 QUINN3 345 636197 N FRANKLIN 3 345 1 | P55:345:MEC:KOSSUTH | 0.05366 | Yes
GEN-2024-285 | 01 NORTH | G01 29SP | 627217 BLUEBILL3 345 631198 COLBY3 345 1 | P55:345:MEC:KOSSUTH | 0.0562 | Yes
GEN-2024-285 | 01 NORTH | G01 29SP | 631198 COLBY3 345 631199 KILLDEER3 345 1 | P55:345:MEC:KOSSUTH | 0.05687 | Yes
GEN-2024-285 | 01 NORTH | G01 29SP | 631199 KILLDEER3 345 631206 QUINN3 345 1 | P55:345:MEC:KOSSUTH | 0.05366 | Yes
GEN-2024-285 | 01 NORTH | G01 29SP | 627062 BISON 3 345 627217 BLUEBILL3 345 1 | P55:345:MEC:KOSSUTH | 0.0562 | Yes
GEN-2024-285 | 01 NORTH | G01 29SP | 627062 BISON 3 345 631197 LEDYARD3 345 1 | P55:345:MEC:KOSSUTH | 0.0562 | Yes
GEN-2024-285 | 01 NORTH | G01 29SP | 631193 HUNTLEY3 345 631197 LEDYARD3 345 1 | P55:345:MEC:KOSSUTH | 0.0562 | Yes
GEN-2024-285 | 01 NORTH | G01 29SP | 635568 S HILLS 3 345 635630 BOONEVILLE 3 345 1 | P55:345:MEC:MADISON | 0.0527 | Yes
GEN-2024-285 | 01 NORTH | G01 29SP | 635568 S HILLS 3 345 635570 ORIENT 3 345 1 | P55:345:MEC:MADISON | 0.0527 | Yes
GEN-2024-285 | 01 NORTH | G01 29SP | 631193 HUNTLEY3 345 631197 LEDYARD3 345 1 | P55:345:MEC:PALO ALTO | 0.08636 | Yes
GEN-2024-285 | 01 NORTH | G01 29SP | 631138 LAKEFLD3 345 635368 OBRIEN 3 345 1 | P55:345:MEC:PALO ALTO | 0.0841 | Yes
GEN-2024-285 | 01 NORTH | G01 29SP | 631197 LEDYARD3 345 635369 KOSSUTH 3 345 1 | P55:345:MEC:PALO ALTO | 0.0561 | Yes
GEN-2024-285 | 01 NORTH | G01 29SP | 635600 GRIMES 3 345 636003 BEAVER CRK 3 345 1 | P55:345:MEC:RACCOON TRAIL | 0.05219 | Yes
GEN-2024-285 | 01 NORTH | G01 29SP | 636003 BEAVER CRK 3 345 636010 LEHIGH 3 345 1 | P55:345:MEC:RACCOON TRAIL | 0.05219 | Yes
GEN-2024-285 | 01 NORTH | G01 29SP | 635018 NORTHBORO 3 345 635570 ORIENT 3 345 1 | P55:345:MEC:ROLLING HILLS | 0.05459 | Yes
GEN-2024-285 | 01 NORTH | G01 29SP | 635017 ATCHISON 3 345 635018 NORTHBORO 3 345 1 | P55:345:MEC:ROLLING HILLS | 0.05459 | Yes
GEN-2024-285 | 01 NORTH | G01 29SP | 635017 ATCHISON 3 345 640139 COOPER 3 345 1 | P55:345:MEC:ROLLING HILLS | 0.05459 | Yes
GEN-2024-285 | 01 NORTH | G01 29SP | 635570 ORIENT 3 345 635635 MADISON3 345 1 | P55:345:MEC:SOUTHERN HILLS | 0.05027 | Yes
GEN-2024-285 | 01 NORTH | G01 29SP | 631139 HAZLTON3 345 631270 LASALLE 3 345 1 | P55:345:MEC:SUB 93 | 0.05384 | Yes
GEN-2024-285 | 01 NORTH | G01 29SP | 631144 MITCHLCO3 345 631270 LASALLE 3 345 1 | P55:345:MEC:SUB 93 | 0.05384 | Yes
GEN-2024-285 | 01 NORTH | G01 29SP | 601002 ADAMS 3 345 631144 MITCHLCO3 345 1 | P55:345:MEC:SUB 93 | 0.05384 | Yes
GEN-2024-285 | 01 NORTH | G01 29SP | 601002 ADAMS 3 345 615306 GRE-PL VLLY3 345 1 | P55:345:MEC:SUB 93 | 0.05466 | Yes
GEN-2024-285 | 01 NORTH | G01 29SP | 635200 RAUN 3 345 762779 G18-043 TAP 345 1 | P55:345:OPPD:S3458 3::FN13:EHV: | 0.05948 | Yes
GEN-2024-285 | 01 NORTH | G01 29SP | 601006 SPLT RK3 345 652536 WHITE-SRX3 345 1 | P55:345:OPPD:S3458 3::FN13:EHV: | 0.13946 | Yes
GEN-2024-285 | 01 NORTH | G01 29SP | 635018 NORTHBORO 3 345 635570 ORIENT 3 345 1 | P55:345:OPPD:S3458 3::FN13:EHV: | 0.06669 | Yes
GEN-2024-285 | 01 NORTH | G01 29SP | 601006 SPLT RK3 345 652864 SIOUXCY-LNX3 345 1 | P55:345:OPPD:S3458 3::FN13:EHV: | 0.10183 | Yes
GEN-2024-285 | 01 NORTH | G01 29SP | 635017 ATCHISON 3 345 635018 NORTHBORO 3 345 1 | P55:345:OPPD:S3458 3::FN13:EHV: | 0.06669 | Yes
GEN-2024-285 | 01 NORTH | G01 29SP | 635017 ATCHISON 3 345 640139 COOPER 3 345 1 | P55:345:OPPD:S3458 3::FN13:EHV: | 0.06668 | Yes
GEN-2024-285 | 01 NORTH | G01 29SP | 635200 RAUN 3 345 635398 REMSEN 3 345 1 | P55:345:OPPD:S3458 3::FN13:EHV: | 0.06785 | Yes
GEN-2024-285 | 01 NORTH | G01 29SP | 635200 RAUN 3 345 645552 S3452 REACT3 345 1 | P55:345:OPPD:S3458 3::FN13:EHV: | 0.06041 | Yes
GEN-2024-285 | 01 NORTH | G01 29SP | 635398 REMSEN 3 345 635399 CHEROKEE 3 345 1 | P55:345:OPPD:S3458 3::FN13:EHV: | 0.06786 | Yes
GEN-2024-285 | 01 NORTH | G01 29SP | 635399 CHEROKEE 3 345 635400 HIGHLAND 3 345 1 | P55:345:OPPD:S3458 3::FN13:EHV: | 0.06787 | Yes
GEN-2024-285 | 01 NORTH | G01 29SP | 635200 RAUN 3 345 762779 G18-043 TAP 345 1 | P55:345:OPPD:S3740 3::FN13:EHV: | 0.06821 | Yes
GEN-2024-285 | 01 NORTH | G01 29SP | 635018 NORTHBORO 3 345 635570 ORIENT 3 345 1 | P55:345:OPPD:S3740 3::FN13:EHV: | 0.05638 | Yes
GEN-2024-285 | 01 NORTH | G01 29SP | 635017 ATCHISON 3 345 635018 NORTHBORO 3 345 1 | P55:345:OPPD:S3740 3::FN13:EHV: | 0.05638 | Yes
GEN-2024-285 | 01 NORTH | G01 29SP | 635017 ATCHISON 3 345 640139 COOPER 3 345 1 | P55:345:OPPD:S3740 3::FN13:EHV: | 0.05638 | Yes
GEN-2024-285 | 01 NORTH | G01 29SP | 635200 RAUN 3 345 645552 S3452 REACT3 345 1 | P55:345:OPPD:S3740 3::FN13:EHV: | 0.06943 | Yes
GEN-2024-285 | 01 NORTH | G01 29SP | 601003 PR ISLD3 345 601039 NROC 3 345 1 | P55:345:XEL:HMP2 | 0.0625 | Yes
GEN-2024-285 | 01 NORTH | G01 29SP | 601050 HELENA 3 345 615647 GRE-CDRMTH23 345 2 | P55:345:XEL:HNA1 | 0.07954 | Yes
GEN-2024-285 | 01 NORTH | G01 29SP | 601006 SPLT RK3 345 652536 WHITE-SRX3 345 1 | P55:345:XEL:HNL1 | 0.15604 | Yes
GEN-2024-285 | 01 NORTH | G01 29SP | 601048 LYON CO 3 345 601087 STEEP BK LK3 345 2 | P55:345:XEL:HNL1 | 0.14123 | Yes
GEN-2024-285 | 01 NORTH | G01 29SP | 601031 BRKNGCO3 345 601087 STEEP BK LK3 345 2 | P55:345:XEL:HNL1 | 0.14123 | Yes
GEN-2024-285 | 01 NORTH | G01 29SP | 601039 NROC 3 345 613060 BYRON 3 345 1 | P55:345:XEL:MNN1 | 0.05529 | Yes
GEN-2024-285 | 01 NORTH | G01 29SP | 601039 NROC 3 345 601051 HMPT CNR3 345 1 | P55:345:XEL:NRH1 | 0.06013 | Yes
GEN-2024-285 | 01 NORTH | G01 29SP | 601050 HELENA 3 345 601051 HMPT CNR3 345 2 | P55:345:XEL:PRI1 | 0.06201 | Yes
GEN-2024-285 | 01 NORTH | G01 29SP | 601048 LYON CO 3 345 601087 STEEP BK LK3 345 2 | P55:345:XEL:PRI1 | 0.09362 | Yes
GEN-2024-285 | 01 NORTH | G01 29SP | 601048 LYON CO 3 345 601077 HAWKSNEST 3 345 1 | P55:345:XEL:PRI1 | 0.09335 | Yes
GEN-2024-285 | 01 NORTH | G01 29SP | 601050 HELENA 3 345 615647 GRE-CDRMTH23 345 2 | P55:345:XEL:PRI1 | 0.05316 | Yes
GEN-2024-285 | 01 NORTH | G01 29SP | 601050 HELENA 3 345 615646 GRE-CDRMTH13 345 1 | P55:345:XEL:PRI1 | 0.05295 | Yes
GEN-2024-285 | 01 NORTH | G01 29SP | 73169 J2104 POI 345 615643 GRE-CEDRMT23 345 1 | P55:345:XEL:PRI1 | 0.05204 | Yes
GEN-2024-285 | 01 NORTH | G01 29SP | 613060 BYRON 3 345 615306 GRE-PL VLLY3 345 1 | P55:345:XEL:PRI1 | 0.05397 | Yes
GEN-2024-285 | 01 NORTH | G01 29SP | 601031 BRKNGCO3 345 601077 HAWKSNEST 3 345 1 | P55:345:XEL:PRI1 | 0.09335 | Yes
GEN-2024-285 | 01 NORTH | G01 29SP | 601048 LYON CO 3 345 615648 GRE-CDRMTL23 345 2 | P55:345:XEL:PRI1 | 0.05213 | Yes
GEN-2024-285 | 01 NORTH | G01 29SP | 601031 BRKNGCO3 345 601087 STEEP BK LK3 345 2 | P55:345:XEL:PRI1 | 0.09362 | Yes
GEN-2024-285 | 01 NORTH | G01 29SP | 635368 OBRIEN 3 345 635400 HIGHLAND 3 345 1 | P55:345:XEL:PRI1 | 0.07484 | Yes
GEN-2024-285 | 01 NORTH | G01 29SP | 601039 NROC 3 345 613060 BYRON 3 345 1 | P55:345:XEL:PRI1 | 0.0552 | Yes
GEN-2024-285 | 01 NORTH | G01 29SP | 635200 RAUN 3 345 652564 SIOUXCY3 345 1 | P55:345:XEL:PRI1 | 0.09433 | Yes
GEN-2024-285 | 01 NORTH | G01 29SP | 73169 J2104 POI 345 601048 LYON CO 3 345 1 | P55:345:XEL:PRI1 | 0.05204 | Yes
GEN-2024-285 | 01 NORTH | G01 29SP | 631138 LAKEFLD3 345 635368 OBRIEN 3 345 1 | P55:345:XEL:PRI1 | 0.09118 | Yes
GEN-2024-285 | 01 NORTH | G01 29SP | 601002 ADAMS 3 345 615306 GRE-PL VLLY3 345 1 | P55:345:XEL:PRI1 | 0.05564 | Yes
GEN-2024-285 | 01 NORTH | G01 29SP | 631193 HUNTLEY3 345 631197 LEDYARD3 345 1 | P55:345:XEL:PRI1 | 0.08044 | Yes
GEN-2024-285 | 01 NORTH | G01 29SP | 601006 SPLT RK3 345 652536 WHITE-SRX3 345 1 | P55:345:XEL:SBL BUS 1 | 0.1561 | Yes
GEN-2024-285 | 01 NORTH | G01 29SP | 601048 LYON CO 3 345 601077 HAWKSNEST 3 345 1 | P55:345:XEL:SBL BUS 1 | 0.14103 | Yes
GEN-2024-285 | 01 NORTH | G01 29SP | 601031 BRKNGCO3 345 601077 HAWKSNEST 3 345 1 | P55:345:XEL:SBL BUS 1 | 0.14103 | Yes
GEN-2024-285 | 01 NORTH | G01 29SP | 601050 HELENA 3 345 601051 HMPT CNR3 345 2 | 601001 FORBES 2 500 601017 CHIS-N 2 500 1 | 0.06129 | Yes
GEN-2024-285 | 01 NORTH | G01 29SP | 601003 PR ISLD3 345 601039 NROC 3 345 1 | 601004 WILMART3 345 601039 NROC 3 345 1 | 0.05361 | Yes
GEN-2024-285 | 01 NORTH | G01 29SP | 601039 NROC 3 345 601051 HMPT CNR3 345 1 | 601004 WILMART3 345 601039 NROC 3 345 1 | 0.05452 | Yes
GEN-2024-285 | 01 NORTH | G01 29SP | 601050 HELENA 3 345 601051 HMPT CNR3 345 2 | 601004 WILMART3 345 601039 NROC 3 345 1 | 0.06356 | Yes
GEN-2024-285 | 01 NORTH | G01 29SP | 601006 SPLT RK3 345 652536 WHITE-SRX3 345 1 | 601031 BRKNGCO3 345 601077 HAWKSNEST 3 345 1 | 0.15604 | Yes
GEN-2024-285 | 01 NORTH | G01 29SP | 601048 LYON CO 3 345 601087 STEEP BK LK3 345 2 | 601031 BRKNGCO3 345 601077 HAWKSNEST 3 345 1 | 0.14123 | Yes
GEN-2024-285 | 01 NORTH | G01 29SP | 601031 BRKNGCO3 345 601087 STEEP BK LK3 345 2 | 601031 BRKNGCO3 345 601077 HAWKSNEST 3 345 1 | 0.14123 | Yes
GEN-2024-285 | 01 NORTH | G01 29SP | 601006 SPLT RK3 345 652536 WHITE-SRX3 345 1 | 601031 BRKNGCO3 345 601087 STEEP BK LK3 345 2 | 0.1561 | Yes
GEN-2024-285 | 01 NORTH | G01 29SP | 601048 LYON CO 3 345 601077 HAWKSNEST 3 345 1 | 601031 BRKNGCO3 345 601087 STEEP BK LK3 345 2 | 0.14103 | Yes
GEN-2024-285 | 01 NORTH | G01 29SP | 601031 BRKNGCO3 345 601077 HAWKSNEST 3 345 1 | 601031 BRKNGCO3 345 601087 STEEP BK LK3 345 2 | 0.14103 | Yes
GEN-2024-285 | 01 NORTH | G01 29SP | 601006 SPLT RK3 345 652864 SIOUXCY-LNX3 345 1 | 601034 NOBLES 3 345 631138 LAKEFLD3 345 1 | 0.11605 | Yes
GEN-2024-285 | 01 NORTH | G01 29SP | 601048 LYON CO 3 345 601087 STEEP BK LK3 345 2 | 601034 NOBLES 3 345 631138 LAKEFLD3 345 1 | 0.09788 | Yes
GEN-2024-285 | 01 NORTH | G01 29SP | 601048 LYON CO 3 345 601077 HAWKSNEST 3 345 1 | 601034 NOBLES 3 345 631138 LAKEFLD3 345 1 | 0.09761 | Yes
GEN-2024-285 | 01 NORTH | G01 29SP | 601031 BRKNGCO3 345 601077 HAWKSNEST 3 345 1 | 601034 NOBLES 3 345 631138 LAKEFLD3 345 1 | 0.09761 | Yes
GEN-2024-285 | 01 NORTH | G01 29SP | 601031 BRKNGCO3 345 601087 STEEP BK LK3 345 2 | 601034 NOBLES 3 345 631138 LAKEFLD3 345 1 | 0.09788 | Yes
GEN-2024-285 | 01 NORTH | G01 29SP | 601048 LYON CO 3 345 631138 LAKEFLD3 345 1 | 601034 NOBLES 3 345 631138 LAKEFLD3 345 1 | 0.11771 | Yes
GEN-2024-285 | 01 NORTH | G01 29SP | 631139 HAZLTON3 345 631270 LASALLE 3 345 1 | 601039 NROC 3 345 601083 TREMVAL3 345 1 | 0.05764 | Yes
GEN-2024-285 | 01 NORTH | G01 29SP | 631144 MITCHLCO3 345 631270 LASALLE 3 345 1 | 601039 NROC 3 345 601083 TREMVAL3 345 1 | 0.05764 | Yes
GEN-2024-285 | 01 NORTH | G01 29SP | 601002 ADAMS 3 345 631144 MITCHLCO3 345 1 | 601039 NROC 3 345 601083 TREMVAL3 345 1 | 0.05764 | Yes
GEN-2024-285 | 01 NORTH | G01 29SP | 601002 ADAMS 3 345 615306 GRE-PL VLLY3 345 1 | 601039 NROC 3 345 601083 TREMVAL3 345 1 | 0.05898 | Yes
GEN-2024-285 | 01 NORTH | G01 29SP | 601006 SPLT RK3 345 652536 WHITE-SRX3 345 1 | 601048 LYON CO 3 345 601087 STEEP BK LK3 345 2 | 0.1561 | Yes
GEN-2024-285 | 01 NORTH | G01 29SP | 601048 LYON CO 3 345 601077 HAWKSNEST 3 345 1 | 601048 LYON CO 3 345 601087 STEEP BK LK3 345 2 | 0.14103 | Yes
GEN-2024-285 | 01 NORTH | G01 29SP | 601031 BRKNGCO3 345 601077 HAWKSNEST 3 345 1 | 601048 LYON CO 3 345 601087 STEEP BK LK3 345 2 | 0.14103 | Yes
GEN-2024-285 | 01 NORTH | G01 29SP | 73169 J2104 POI 345 615643 GRE-CEDRMT23 345 1 | 601048 LYON CO 3 345 615648 GRE-CDRMTL23 345 2 | 0.08382 | Yes
GEN-2024-285 | 01 NORTH | G01 29SP | 73169 J2104 POI 345 601048 LYON CO 3 345 1 | 601048 LYON CO 3 345 615648 GRE-CDRMTL23 345 2 | 0.08382 | Yes
GEN-2024-285 | 01 NORTH | G01 29SP | 601006 SPLT RK3 345 652536 WHITE-SRX3 345 1 | 601048 LYON CO 3 345 631138 LAKEFLD3 345 1 | 0.16629 | Yes
GEN-2024-285 | 01 NORTH | G01 29SP | 601034 NOBLES 3 345 631138 LAKEFLD3 345 1 | 601048 LYON CO 3 345 631138 LAKEFLD3 345 1 | 0.0621 | Yes
GEN-2024-285 | 01 NORTH | G01 29SP | 73169 J2104 POI 345 615643 GRE-CEDRMT23 345 1 | 601048 LYON CO 3 345 631138 LAKEFLD3 345 1 | 0.07388 | Yes
GEN-2024-285 | 01 NORTH | G01 29SP | 601050 HELENA 3 345 615647 GRE-CDRMTH23 345 2 | 601048 LYON CO 3 345 631138 LAKEFLD3 345 1 | 0.0733 | Yes
GEN-2024-285 | 01 NORTH | G01 29SP | 601050 HELENA 3 345 615646 GRE-CDRMTH13 345 1 | 601048 LYON CO 3 345 631138 LAKEFLD3 345 1 | 0.07301 | Yes
GEN-2024-285 | 01 NORTH | G01 29SP | 601048 LYON CO 3 345 615648 GRE-CDRMTL23 345 2 | 601048 LYON CO 3 345 631138 LAKEFLD3 345 1 | 0.07401 | Yes
GEN-2024-285 | 01 NORTH | G01 29SP | 73169 J2104 POI 345 601048 LYON CO 3 345 1 | 601048 LYON CO 3 345 631138 LAKEFLD3 345 1 | 0.07388 | Yes
GEN-2024-285 | 01 NORTH | G01 29SP | 601050 HELENA 3 345 615647 GRE-CDRMTH23 345 2 | 601050 HELENA 3 345 615646 GRE-CDRMTH13 345 1 | 0.07866 | Yes
GEN-2024-285 | 01 NORTH | G01 29SP | 601048 LYON CO 3 345 631138 LAKEFLD3 345 1 | 601050 HELENA 3 345 615646 GRE-CDRMTH13 345 1 | 0.11691 | Yes
GEN-2024-285 | 01 NORTH | G01 29SP | 601050 HELENA 3 345 615646 GRE-CDRMTH13 345 1 | 601050 HELENA 3 345 615647 GRE-CDRMTH23 345 2 | 0.07851 | Yes
GEN-2024-285 | 01 NORTH | G01 29SP | 615643 GRE-CEDRMT23 345 615646 GRE-CDRMTH13 345 Z | 601050 HELENA 3 345 615647 GRE-CDRMTH23 345 2 | 0.05348 | Yes
GEN-2024-285 | 01 NORTH | G01 29SP | 601048 LYON CO 3 345 631138 LAKEFLD3 345 1 | 601050 HELENA 3 345 615647 GRE-CDRMTH23 345 2 | 0.11696 | Yes
GEN-2024-285 | 01 NORTH | G01 29SP | 631139 HAZLTON3 345 631270 LASALLE 3 345 1 | 601083 TREMVAL3 345 694098 NMA B5 345 345 1 | 0.06202 | Yes
GEN-2024-285 | 01 NORTH | G01 29SP | 631144 MITCHLCO3 345 631270 LASALLE 3 345 1 | 601083 TREMVAL3 345 694098 NMA B5 345 345 1 | 0.06202 | Yes
GEN-2024-285 | 01 NORTH | G01 29SP | 601002 ADAMS 3 345 631144 MITCHLCO3 345 1 | 601083 TREMVAL3 345 694098 NMA B5 345 345 1 | 0.06202 | Yes
GEN-2024-285 | 01 NORTH | G01 29SP | 601002 ADAMS 3 345 615306 GRE-PL VLLY3 345 1 | 601083 TREMVAL3 345 694098 NMA B5 345 345 1 | 0.06271 | Yes
GEN-2024-285 | 01 NORTH | G01 29SP | 601031 BRKNGCO3 345 601087 STEEP BK LK3 345 2 | 601089 BLZNG STR2 3 345 603304 BLZNG STR1 7 115 1 | 0.09354 | Yes
GEN-2024-285 | 01 NORTH | G01 29SP | 601031 BRKNGCO3 345 601087 STEEP BK LK3 345 2 | 603304 BLZNG STR1 7 115 603305 J587 BLZSTR2 115 1 | 0.09354 | Yes
GEN-2024-285 | 01 NORTH | G01 29SP | 601002 ADAMS 3 345 615306 GRE-PL VLLY3 345 1 | 606027 J1072 COL 34.5 601090 J1072 SUB 345 1 | 0.05587 | Yes
GEN-2024-285 | 01 NORTH | G01 29SP | 615643 GRE-CEDRMT23 345 615646 GRE-CDRMTH13 345 Z | 615641 GRE-CDRMTCB3 345 615642 GRE-CEDRMT13 345 Z | 0.05086 | Yes
GEN-2024-285 | 01 NORTH | G01 29SP | 615647 GRE-CDRMTH23 345 615648 GRE-CDRMTL23 345 Z | 615641 GRE-CDRMTCB3 345 615642 GRE-CEDRMT13 345 Z | 0.05195 | Yes
GEN-2024-285 | 01 NORTH | G01 29SP | 615643 GRE-CEDRMT23 345 615646 GRE-CDRMTH13 345 Z | 615641 GRE-CDRMTCB3 345 615648 GRE-CDRMTL23 345 Z | 0.05086 | Yes
GEN-2024-285 | 01 NORTH | G01 29SP | 615647 GRE-CDRMTH23 345 615648 GRE-CDRMTL23 345 Z | 615641 GRE-CDRMTCB3 345 615648 GRE-CDRMTL23 345 Z | 0.05195 | Yes
GEN-2024-285 | 01 NORTH | G01 29SP | 601031 BRKNGCO3 345 652537 WHITE 3 345 2 | 620480 DEUEL CO 3 345 620483 ASTORIA 3 345 1 | 0.11483 | Yes
GEN-2024-285 | 01 NORTH | G01 29SP | 601031 BRKNGCO3 345 652537 WHITE 3 345 1 | 620480 DEUEL CO 3 345 620483 ASTORIA 3 345 1 | 0.10335 | Yes
GEN-2024-285 | 01 NORTH | G01 29SP | 601031 BRKNGCO3 345 652537 WHITE 3 345 2 | 620482 J510 ASTOR 3 345 620083 J510 ASTORG1 21.0 1 | 0.11833 | Yes
GEN-2024-285 | 01 NORTH | G01 29SP | 601031 BRKNGCO3 345 652537 WHITE 3 345 1 | 620482 J510 ASTOR 3 345 620083 J510 ASTORG1 21.0 1 | 0.1065 | Yes
GEN-2024-285 | 01 NORTH | G01 29SP | 601002 ADAMS 3 345 631144 MITCHLCO3 345 1 | 627027 PIONR PR2 3 345 631144 MITCHLCO3 345 1 | 0.05526 | Yes
GEN-2024-285 | 01 NORTH | G01 29SP | 635999 IRVINGTON3 345 636000 WEBSTER3 345 1 | 627062 BISON 3 345 627217 BLUEBILL3 345 1 | 0.07384 | Yes
GEN-2024-285 | 01 NORTH | G01 29SP | 635369 KOSSUTH 3 345 635999 IRVINGTON3 345 1 | 627062 BISON 3 345 627217 BLUEBILL3 345 1 | 0.07384 | Yes
GEN-2024-285 | 01 NORTH | G01 29SP | 635999 IRVINGTON3 345 636000 WEBSTER3 345 1 | 627217 BLUEBILL3 345 631198 COLBY3 345 1 | 0.07384 | Yes
GEN-2024-285 | 01 NORTH | G01 29SP | 635369 KOSSUTH 3 345 635999 IRVINGTON3 345 1 | 627217 BLUEBILL3 345 631198 COLBY3 345 1 | 0.07384 | Yes
GEN-2024-285 | 01 NORTH | G01 29SP | 631197 LEDYARD3 345 635369 KOSSUTH 3 345 1 | 627217 BLUEBILL3 345 631198 COLBY3 345 1 | 0.06509 | Yes
GEN-2024-285 | 01 NORTH | G01 29SP | 631193 HUNTLEY3 345 631197 LEDYARD3 345 1 | 627217 BLUEBILL3 345 631198 COLBY3 345 1 | 0.06509 | Yes
GEN-2024-285 | 01 NORTH | G01 29SP | 631139 HAZLTON3 345 631270 LASALLE 3 345 1 | 629074 ARNOLD1G 22.0 631088 ARNOLD 5 161 1 | 0.05526 | Yes
GEN-2024-285 | 01 NORTH | G01 29SP | 631144 MITCHLCO3 345 631270 LASALLE 3 345 1 | 629074 ARNOLD1G 22.0 631088 ARNOLD 5 161 1 | 0.05526 | Yes
GEN-2024-285 | 01 NORTH | G01 29SP | 601002 ADAMS 3 345 631144 MITCHLCO3 345 1 | 629074 ARNOLD1G 22.0 631088 ARNOLD 5 161 1 | 0.05526 | Yes
GEN-2024-285 | 01 NORTH | G01 29SP | 601002 ADAMS 3 345 615306 GRE-PL VLLY3 345 1 | 629074 ARNOLD1G 22.0 631088 ARNOLD 5 161 1 | 0.05587 | Yes
GEN-2024-285 | 01 NORTH | G01 29SP | 631139 HAZLTON3 345 631142 ARNOLD 3 345 1 | 631139 HAZLTON3 345 631191 HCKRYCK3 345 1 | 0.05289 | Yes
GEN-2024-285 | 01 NORTH | G01 29SP | 631139 HAZLTON3 345 631270 LASALLE 3 345 1 | 631139 HAZLTON3 345 636199 BLACKHAWK 3 345 1 | 0.05782 | Yes
GEN-2024-285 | 01 NORTH | G01 29SP | 631144 MITCHLCO3 345 631270 LASALLE 3 345 1 | 631139 HAZLTON3 345 636199 BLACKHAWK 3 345 1 | 0.05782 | Yes
GEN-2024-285 | 01 NORTH | G01 29SP | 601002 ADAMS 3 345 631144 MITCHLCO3 345 1 | 631139 HAZLTON3 345 636199 BLACKHAWK 3 345 1 | 0.05782 | Yes
GEN-2024-285 | 01 NORTH | G01 29SP | 631193 HUNTLEY3 345 631197 LEDYARD3 345 1 | 631144 MITCHLCO3 345 631270 LASALLE 3 345 1 | 0.08904 | Yes
GEN-2024-285 | 01 NORTH | G01 29SP | 635999 IRVINGTON3 345 636000 WEBSTER3 345 1 | 631198 COLBY3 345 631199 KILLDEER3 345 1 | 0.0698 | Yes
GEN-2024-285 | 01 NORTH | G01 29SP | 635369 KOSSUTH 3 345 635999 IRVINGTON3 345 1 | 631198 COLBY3 345 631199 KILLDEER3 345 1 | 0.0698 | Yes
GEN-2024-285 | 01 NORTH | G01 29SP | 635999 IRVINGTON3 345 636000 WEBSTER3 345 1 | 631199 KILLDEER3 345 631206 QUINN3 345 1 | 0.07175 | Yes
GEN-2024-285 | 01 NORTH | G01 29SP | 635369 KOSSUTH 3 345 635999 IRVINGTON3 345 1 | 631199 KILLDEER3 345 631206 QUINN3 345 1 | 0.07175 | Yes
GEN-2024-285 | 01 NORTH | G01 29SP | 631139 HAZLTON3 345 631270 LASALLE 3 345 1 | 631206 QUINN3 345 636197 N FRANKLIN 3 345 1 | 0.05965 | Yes
GEN-2024-285 | 01 NORTH | G01 29SP | 635999 IRVINGTON3 345 636000 WEBSTER3 345 1 | 631206 QUINN3 345 636197 N FRANKLIN 3 345 1 | 0.07175 | Yes
GEN-2024-285 | 01 NORTH | G01 29SP | 631144 MITCHLCO3 345 631270 LASALLE 3 345 1 | 631206 QUINN3 345 636197 N FRANKLIN 3 345 1 | 0.05965 | Yes
GEN-2024-285 | 01 NORTH | G01 29SP | 635369 KOSSUTH 3 345 635999 IRVINGTON3 345 1 | 631206 QUINN3 345 636197 N FRANKLIN 3 345 1 | 0.07175 | Yes
GEN-2024-285 | 01 NORTH | G01 29SP | 601002 ADAMS 3 345 631144 MITCHLCO3 345 1 | 631206 QUINN3 345 636197 N FRANKLIN 3 345 1 | 0.05965 | Yes
GEN-2024-285 | 01 NORTH | G01 29SP | 635200 RAUN 3 345 762779 G18-043 TAP 345 1 | 635200 RAUN 3 345 645552 S3452 REACT3 345 1 | 0.10175 | Yes
GEN-2024-285 | 01 NORTH | G01 29SP | 635200 RAUN 3 345 645552 S3452 REACT3 345 1 | 635200 RAUN 3 345 762779 G18-043 TAP 345 1 | 0.10242 | Yes
GEN-2024-285 | 01 NORTH | G01 29SP | 635200 RAUN 3 345 652564 SIOUXCY3 345 1 | 635200 RAUN 3 345 762779 G18-043 TAP 345 1 | 0.08366 | Yes
GEN-2024-285 | 01 NORTH | G01 29SP | 635999 IRVINGTON3 345 636000 WEBSTER3 345 1 | 635219 GARD AVE 3 345 636017 LEHIGH GARX3 345 1 | 0.0583 | Yes
GEN-2024-285 | 01 NORTH | G01 29SP | 635369 KOSSUTH 3 345 635999 IRVINGTON3 345 1 | 635219 GARD AVE 3 345 636017 LEHIGH GARX3 345 1 | 0.0583 | Yes
GEN-2024-285 | 01 NORTH | G01 29SP | 636000 WEBSTER3 345 636010 LEHIGH 3 345 1 | 635219 GARD AVE 3 345 636017 LEHIGH GARX3 345 1 | 0.06558 | Yes
GEN-2024-285 | 01 NORTH | G01 29SP | 635368 OBRIEN 3 345 635400 HIGHLAND 3 345 1 | 635219 GARD AVE 3 345 636017 LEHIGH GARX3 345 1 | 0.07691 | Yes
GEN-2024-285 | 01 NORTH | G01 29SP | 635200 RAUN 3 345 635398 REMSEN 3 345 1 | 635369 KOSSUTH 3 345 635425 PALO ALTO 3 345 1 | 0.07895 | Yes
GEN-2024-285 | 01 NORTH | G01 29SP | 631138 LAKEFLD3 345 635368 OBRIEN 3 345 1 | 635369 KOSSUTH 3 345 635425 PALO ALTO 3 345 1 | 0.0841 | Yes
GEN-2024-285 | 01 NORTH | G01 29SP | 635398 REMSEN 3 345 635399 CHEROKEE 3 345 1 | 635369 KOSSUTH 3 345 635425 PALO ALTO 3 345 1 | 0.07895 | Yes
GEN-2024-285 | 01 NORTH | G01 29SP | 635399 CHEROKEE 3 345 635400 HIGHLAND 3 345 1 | 635369 KOSSUTH 3 345 635425 PALO ALTO 3 345 1 | 0.07895 | Yes
GEN-2024-285 | 01 NORTH | G01 29SP | 631193 HUNTLEY3 345 631197 LEDYARD3 345 1 | 635369 KOSSUTH 3 345 635425 PALO ALTO 3 345 1 | 0.08636 | Yes
GEN-2024-285 | 01 NORTH | G01 29SP | 631197 LEDYARD3 345 635369 KOSSUTH 3 345 1 | 635369 KOSSUTH 3 345 635425 PALO ALTO 3 345 1 | 0.0561 | Yes
GEN-2024-285 | 01 NORTH | G01 29SP | 631138 LAKEFLD3 345 635368 OBRIEN 3 345 1 | 635419 TRUMBULL LK3 345 635425 PALO ALTO 3 345 1 | 0.0841 | Yes
GEN-2024-285 | 01 NORTH | G01 29SP | 631193 HUNTLEY3 345 631197 LEDYARD3 345 1 | 635419 TRUMBULL LK3 345 635425 PALO ALTO 3 345 1 | 0.08636 | Yes
GEN-2024-285 | 01 NORTH | G01 29SP | 635600 GRIMES 3 345 636003 BEAVER CRK 3 345 1 | 635580 ARBOR HILL 3 345 635623 BADGER CRK 3 345 1 | 0.05793 | Yes
GEN-2024-285 | 01 NORTH | G01 29SP | 635018 NORTHBORO 3 345 635570 ORIENT 3 345 1 | 635580 ARBOR HILL 3 345 635623 BADGER CRK 3 345 1 | 0.05387 | Yes
GEN-2024-285 | 01 NORTH | G01 29SP | 635017 ATCHISON 3 345 635018 NORTHBORO 3 345 1 | 635580 ARBOR HILL 3 345 635623 BADGER CRK 3 345 1 | 0.05387 | Yes
GEN-2024-285 | 01 NORTH | G01 29SP | 635017 ATCHISON 3 345 640139 COOPER 3 345 1 | 635580 ARBOR HILL 3 345 635623 BADGER CRK 3 345 1 | 0.05387 | Yes
GEN-2024-285 | 01 NORTH | G01 29SP | 636003 BEAVER CRK 3 345 636010 LEHIGH 3 345 1 | 635580 ARBOR HILL 3 345 635623 BADGER CRK 3 345 1 | 0.05793 | Yes
GEN-2024-285 | 01 NORTH | G01 29SP | 631139 HAZLTON3 345 631270 LASALLE 3 345 1 | 635999 IRVINGTON3 345 636000 WEBSTER3 345 1 | 0.06015 | Yes
GEN-2024-285 | 01 NORTH | G01 29SP | 635200 RAUN 3 345 635398 REMSEN 3 345 1 | 635999 IRVINGTON3 345 636000 WEBSTER3 345 1 | 0.08742 | Yes
GEN-2024-285 | 01 NORTH | G01 29SP | 631144 MITCHLCO3 345 631270 LASALLE 3 345 1 | 635999 IRVINGTON3 345 636000 WEBSTER3 345 1 | 0.06015 | Yes
GEN-2024-285 | 01 NORTH | G01 29SP | 627217 BLUEBILL3 345 631198 COLBY3 345 1 | 635999 IRVINGTON3 345 636000 WEBSTER3 345 1 | 0.05389 | Yes
GEN-2024-285 | 01 NORTH | G01 29SP | 631206 QUINN3 345 636197 N FRANKLIN 3 345 1 | 635999 IRVINGTON3 345 636000 WEBSTER3 345 1 | 0.05231 | Yes
GEN-2024-285 | 01 NORTH | G01 29SP | 601002 ADAMS 3 345 631144 MITCHLCO3 345 1 | 635999 IRVINGTON3 345 636000 WEBSTER3 345 1 | 0.06015 | Yes
GEN-2024-285 | 01 NORTH | G01 29SP | 631198 COLBY3 345 631199 KILLDEER3 345 1 | 635999 IRVINGTON3 345 636000 WEBSTER3 345 1 | 0.05512 | Yes
GEN-2024-285 | 01 NORTH | G01 29SP | 635398 REMSEN 3 345 635399 CHEROKEE 3 345 1 | 635999 IRVINGTON3 345 636000 WEBSTER3 345 1 | 0.08742 | Yes
GEN-2024-285 | 01 NORTH | G01 29SP | 627062 BISON 3 345 627217 BLUEBILL3 345 1 | 635999 IRVINGTON3 345 636000 WEBSTER3 345 1 | 0.05389 | Yes
GEN-2024-285 | 01 NORTH | G01 29SP | 635399 CHEROKEE 3 345 635400 HIGHLAND 3 345 1 | 635999 IRVINGTON3 345 636000 WEBSTER3 345 1 | 0.08742 | Yes
GEN-2024-285 | 01 NORTH | G01 29SP | 631199 KILLDEER3 345 631206 QUINN3 345 1 | 635999 IRVINGTON3 345 636000 WEBSTER3 345 1 | 0.05231 | Yes
GEN-2024-285 | 01 NORTH | G01 29SP | 627062 BISON 3 345 631197 LEDYARD3 345 1 | 635999 IRVINGTON3 345 636000 WEBSTER3 345 1 | 0.05389 | Yes
GEN-2024-285 | 01 NORTH | G01 29SP | 635999 IRVINGTON3 345 636000 WEBSTER3 345 1 | 636010 LEHIGH 3 345 636017 LEHIGH GARX3 345 Z | 0.0583 | Yes
GEN-2024-285 | 01 NORTH | G01 29SP | 635369 KOSSUTH 3 345 635999 IRVINGTON3 345 1 | 636010 LEHIGH 3 345 636017 LEHIGH GARX3 345 Z | 0.0583 | Yes
GEN-2024-285 | 01 NORTH | G01 29SP | 636000 WEBSTER3 345 636010 LEHIGH 3 345 1 | 636010 LEHIGH 3 345 636017 LEHIGH GARX3 345 Z | 0.06558 | Yes
GEN-2024-285 | 01 NORTH | G01 29SP | 635200 RAUN 3 345 652564 SIOUXCY3 345 1 | 636010 LEHIGH 3 345 636017 LEHIGH GARX3 345 Z | 0.09633 | Yes
GEN-2024-285 | 01 NORTH | G01 29SP | 635368 OBRIEN 3 345 635400 HIGHLAND 3 345 1 | 636010 LEHIGH 3 345 636017 LEHIGH GARX3 345 Z | 0.07691 | Yes
GEN-2024-285 | 01 NORTH | G01 29SP | 635600 GRIMES 3 345 636003 BEAVER CRK 3 345 1 | 636197 N FRANKLIN 3 345 636198 BLCKHWKRX 3 345 1 | 0.06534 | Yes
GEN-2024-285 | 01 NORTH | G01 29SP | 631139 HAZLTON3 345 631270 LASALLE 3 345 1 | 636197 N FRANKLIN 3 345 636198 BLCKHWKRX 3 345 1 | 0.0591 | Yes
GEN-2024-285 | 01 NORTH | G01 29SP | 636003 BEAVER CRK 3 345 636010 LEHIGH 3 345 1 | 636197 N FRANKLIN 3 345 636198 BLCKHWKRX 3 345 1 | 0.06534 | Yes
GEN-2024-285 | 01 NORTH | G01 29SP | 631144 MITCHLCO3 345 631270 LASALLE 3 345 1 | 636197 N FRANKLIN 3 345 636198 BLCKHWKRX 3 345 1 | 0.0591 | Yes
GEN-2024-285 | 01 NORTH | G01 29SP | 601002 ADAMS 3 345 631144 MITCHLCO3 345 1 | 636197 N FRANKLIN 3 345 636198 BLCKHWKRX 3 345 1 | 0.0591 | Yes
GEN-2024-285 | 01 NORTH | G01 29SP | 601002 ADAMS 3 345 615306 GRE-PL VLLY3 345 1 | 636197 N FRANKLIN 3 345 636198 BLCKHWKRX 3 345 1 | 0.05848 | Yes
GEN-2024-285 | 01 NORTH | G01 29SP | 635600 GRIMES 3 345 636003 BEAVER CRK 3 345 1 | 636198 BLCKHWKRX 3 345 636199 BLACKHAWK 3 345 Z | 0.06534 | Yes
GEN-2024-285 | 01 NORTH | G01 29SP | 631139 HAZLTON3 345 631270 LASALLE 3 345 1 | 636198 BLCKHWKRX 3 345 636199 BLACKHAWK 3 345 Z | 0.0591 | Yes
GEN-2024-285 | 01 NORTH | G01 29SP | 636003 BEAVER CRK 3 345 636010 LEHIGH 3 345 1 | 636198 BLCKHWKRX 3 345 636199 BLACKHAWK 3 345 Z | 0.06534 | Yes
GEN-2024-285 | 01 NORTH | G01 29SP | 631144 MITCHLCO3 345 631270 LASALLE 3 345 1 | 636198 BLCKHWKRX 3 345 636199 BLACKHAWK 3 345 Z | 0.0591 | Yes
GEN-2024-285 | 01 NORTH | G01 29SP | 601002 ADAMS 3 345 631144 MITCHLCO3 345 1 | 636198 BLCKHWKRX 3 345 636199 BLACKHAWK 3 345 Z | 0.0591 | Yes
GEN-2024-285 | 01 NORTH | G01 29SP | 601002 ADAMS 3 345 615306 GRE-PL VLLY3 345 1 | 636198 BLCKHWKRX 3 345 636199 BLACKHAWK 3 345 Z | 0.05848 | Yes
GEN-2024-285 | 01 NORTH | G01 29SP | 635200 RAUN 3 345 645552 S3452 REACT3 345 1 | 645451 S3451 3 345 645551 S3451-RAUN 3 345 Z1 | 0.10242 | Yes
GEN-2024-285 | 01 NORTH | G01 29SP | 635200 RAUN 3 345 652564 SIOUXCY3 345 1 | 645451 S3451 3 345 645551 S3451-RAUN 3 345 Z1 | 0.08366 | Yes
GEN-2024-285 | 01 NORTH | G01 29SP | 635200 RAUN 3 345 762779 G18-043 TAP 345 1 | 645452 S3452 3 345 645552 S3452 REACT3 345 Z1 | 0.10175 | Yes
GEN-2024-285 | 01 NORTH | G01 29SP | 635200 RAUN 3 345 645552 S3452 REACT3 345 1 | 645551 S3451-RAUN 3 345 762779 G18-043 TAP 345 1 | 0.10242 | Yes
GEN-2024-285 | 01 NORTH | G01 29SP | 635200 RAUN 3 345 652564 SIOUXCY3 345 1 | 645551 S3451-RAUN 3 345 762779 G18-043 TAP 345 1 | 0.08366 | Yes
GEN-2024-285 | 01 NORTH | G01 29SP | 601048 LYON CO 3 345 601087 STEEP BK LK3 345 2 | 658047 ALEXMRES3 345 658049 ALXLNRCTRT 345 Z1 | 0.09601 | Yes
GEN-2024-285 | 01 NORTH | G01 29SP | 601048 LYON CO 3 345 601077 HAWKSNEST 3 345 1 | 658047 ALEXMRES3 345 658049 ALXLNRCTRT 345 Z1 | 0.09574 | Yes
GEN-2024-285 | 01 NORTH | G01 29SP | 601031 BRKNGCO3 345 601077 HAWKSNEST 3 345 1 | 658047 ALEXMRES3 345 658049 ALXLNRCTRT 345 Z1 | 0.09574 | Yes
GEN-2024-285 | 01 NORTH | G01 29SP | 601039 NROC 3 345 601051 HMPT CNR3 345 1 | 681523 GENOA 5 161 681522 GENOA53G 24.0 1 | 0.05199 | Yes
GEN-2024-285 | 01 NORTH | G01 29SP | 601039 NROC 3 345 601051 HMPT CNR3 345 1 | 681543 ALMA 5 161 681542 JPM 24.0 1 | 0.05199 | Yes
GEN-2024-285 | 01 NORTH | G01 29SP | 601050 HELENA 3 345 601051 HMPT CNR3 345 2 | 681543 ALMA 5 161 681542 JPM 24.0 1 | 0.05984 | Yes
GEN-2024-285 | 01 NORTH | G01 29SP | 73169 J2104 POI 345 601048 LYON CO 3 345 1 | 73168 J2104 SUB 345 73169 J2104 POI 345 1 | 0.05195 | Yes
GEN-2024-285 | 01 NORTH | G01 29SP | 73169 J2104 POI 345 601048 LYON CO 3 345 1 | 73168 J2104 SUB 345 3WXFMR J2104 SUB 1 | 0.05195 | Yes
GEN-2024-285 | 01 NORTH | G01 29SP | 601048 LYON CO 3 345 615648 GRE-CDRMTL23 345 2 | 73169 J2104 POI 345 601048 LYON CO 3 345 1 | 0.08388 | Yes
GEN-2024-285 | 01 NORTH | G01 29SP | 615647 GRE-CDRMTH23 345 615648 GRE-CDRMTL23 345 Z | 73169 J2104 POI 345 601048 LYON CO 3 345 1 | 0.05771 | Yes
GEN-2024-285 | 01 NORTH | G01 29SP | 601048 LYON CO 3 345 615648 GRE-CDRMTL23 345 2 | 73169 J2104 POI 345 615643 GRE-CEDRMT23 345 1 | 0.08388 | Yes
GEN-2024-285 | 01 NORTH | G01 29SP | 615647 GRE-CDRMTH23 345 615648 GRE-CDRMTL23 345 Z | 73169 J2104 POI 345 615643 GRE-CEDRMT23 345 1 | 0.05771 | Yes
GEN-2024-285 | 01 NORTH | G01 29SP | 635200 RAUN 3 345 762779 G18-043 TAP 345 1 | Base Case | 0.07174 | Yes
GEN-2024-285 | 01 NORTH | G01 29SP | 601006 SPLT RK3 345 652536 WHITE-SRX3 345 1 | Base Case | 0.14224 | Yes
GEN-2024-285 | 01 NORTH | G01 29SP | 601003 PR ISLD3 345 601039 NROC 3 345 1 | Base Case | 0.05125 | Yes
GEN-2024-285 | 01 NORTH | G01 29SP | 635600 GRIMES 3 345 636003 BEAVER CRK 3 345 1 | Base Case | 0.06221 | Yes
GEN-2024-285 | 01 NORTH | G01 29SP | 635018 NORTHBORO 3 345 635570 ORIENT 3 345 1 | Base Case | 0.05041 | Yes
GEN-2024-285 | 01 NORTH | G01 29SP | 636003 BEAVER CRK 3 345 636010 LEHIGH 3 345 1 | Base Case | 0.06221 | Yes
GEN-2024-285 | 01 NORTH | G01 29SP | 635017 ATCHISON 3 345 635018 NORTHBORO 3 345 1 | Base Case | 0.05041 | Yes
GEN-2024-285 | 01 NORTH | G01 29SP | 601006 SPLT RK3 345 652864 SIOUXCY-LNX3 345 1 | Base Case | 0.10637 | Yes
GEN-2024-285 | 01 NORTH | G01 29SP | 631139 HAZLTON3 345 631270 LASALLE 3 345 1 | Base Case | 0.05526 | Yes
GEN-2024-285 | 01 NORTH | G01 29SP | 635017 ATCHISON 3 345 640139 COOPER 3 345 1 | Base Case | 0.05041 | Yes
GEN-2024-285 | 01 NORTH | G01 29SP | 631144 MITCHLCO3 345 631270 LASALLE 3 345 1 | Base Case | 0.05526 | Yes
GEN-2024-285 | 01 NORTH | G01 29SP | 635999 IRVINGTON3 345 636000 WEBSTER3 345 1 | Base Case | 0.0608 | Yes
GEN-2024-285 | 01 NORTH | G01 29SP | 601048 LYON CO 3 345 601087 STEEP BK LK3 345 2 | Base Case | 0.09354 | Yes
GEN-2024-285 | 01 NORTH | G01 29SP | 601048 LYON CO 3 345 601077 HAWKSNEST 3 345 1 | Base Case | 0.09328 | Yes
GEN-2024-285 | 01 NORTH | G01 29SP | 635200 RAUN 3 345 635398 REMSEN 3 345 1 | Base Case | 0.07488 | Yes
GEN-2024-285 | 01 NORTH | G01 29SP | 635200 RAUN 3 345 645552 S3452 REACT3 345 1 | Base Case | 0.0731 | Yes
GEN-2024-285 | 01 NORTH | G01 29SP | 635369 KOSSUTH 3 345 635999 IRVINGTON3 345 1 | Base Case | 0.0608 | Yes
GEN-2024-285 | 01 NORTH | G01 29SP | 601050 HELENA 3 345 601051 HMPT CNR3 345 2 | Base Case | 0.05984 | Yes
GEN-2024-285 | 01 NORTH | G01 29SP | 601031 BRKNGCO3 345 601077 HAWKSNEST 3 345 1 | Base Case | 0.09328 | Yes
GEN-2024-285 | 01 NORTH | G01 29SP | 601050 HELENA 3 345 615647 GRE-CDRMTH23 345 2 | Base Case | 0.05305 | Yes
GEN-2024-285 | 01 NORTH | G01 29SP | 601050 HELENA 3 345 615646 GRE-CDRMTH13 345 1 | Base Case | 0.05284 | Yes
GEN-2024-285 | 01 NORTH | G01 29SP | 73169 J2104 POI 345 615643 GRE-CEDRMT23 345 1 | Base Case | 0.05195 | Yes
GEN-2024-285 | 01 NORTH | G01 29SP | 601048 LYON CO 3 345 615648 GRE-CDRMTL23 345 2 | Base Case | 0.05204 | Yes
GEN-2024-285 | 01 NORTH | G01 29SP | 601031 BRKNGCO3 345 601087 STEEP BK LK3 345 2 | Base Case | 0.09354 | Yes
GEN-2024-285 | 01 NORTH | G01 29SP | 601039 NROC 3 345 601051 HMPT CNR3 345 1 | Base Case | 0.05199 | Yes
GEN-2024-285 | 01 NORTH | G01 29SP | 601002 ADAMS 3 345 631144 MITCHLCO3 345 1 | Base Case | 0.05526 | Yes
GEN-2024-285 | 01 NORTH | G01 29SP | 601048 LYON CO 3 345 631138 LAKEFLD3 345 1 | Base Case | 0.10827 | Yes
GEN-2024-285 | 01 NORTH | G01 29SP | 73169 J2104 POI 345 601048 LYON CO 3 345 1 | Base Case | 0.05195 | Yes
GEN-2024-285 | 01 NORTH | G01 29SP | 635398 REMSEN 3 345 635399 CHEROKEE 3 345 1 | Base Case | 0.07488 | Yes
GEN-2024-285 | 01 NORTH | G01 29SP | 635200 RAUN 3 345 652564 SIOUXCY3 345 1 | Base Case | 0.0943 | Yes
GEN-2024-285 | 01 NORTH | G01 29SP | 635399 CHEROKEE 3 345 635400 HIGHLAND 3 345 1 | Base Case | 0.07488 | Yes
GEN-2024-285 | 01 NORTH | G01 29SP | 635368 OBRIEN 3 345 635400 HIGHLAND 3 345 1 | Base Case | 0.07488 | Yes
GEN-2024-285 | 01 NORTH | G01 29SP | 601002 ADAMS 3 345 615306 GRE-PL VLLY3 345 1 | Base Case | 0.05587 | Yes
GEN-2024-285 | 01 NORTH | G01 29SP | 613060 BYRON 3 345 615306 GRE-PL VLLY3 345 1 | Base Case | 0.05427 | Yes
GEN-2024-285 | 01 NORTH | G01 29SP | 601039 NROC 3 345 613060 BYRON 3 345 1 | Base Case | 0.05556 | Yes
GEN-2024-285 | 01 NORTH | G01 29SP | 636000 WEBSTER3 345 636010 LEHIGH 3 345 1 | Base Case | 0.07119 | Yes
GEN-2024-285 | 01 NORTH | G01 29SP | 631193 HUNTLEY3 345 631197 LEDYARD3 345 1 | Base Case | 0.08048 | Yes
GEN-2024-285 | 01 NORTH | G01 29SP | 601031 BRKNGCO3 345 652537 WHITE 3 345 2 | Base Case | 0.11833 | Yes
GEN-2024-285 | 01 NORTH | G01 29SP | 601031 BRKNGCO3 345 652537 WHITE 3 345 1 | Base Case | 0.1065 | Yes
GEN-2024-285 | 01 NORTH | G01 29SP | 631138 LAKEFLD3 345 635368 OBRIEN 3 345 1 | Base Case | 0.09119 | Yes
GEN-2024-285 | 01 NORTH | G01 29SP | 635200 RAUN 3 345 762779 G18-043 TAP 345 1 | GEN645011 1 | 0.07174 | Yes
GEN-2024-285 | 01 NORTH | G01 29SP | 635200 RAUN 3 345 762779 G18-043 TAP 345 1 | GEN645011 1_Dup1 | 0.07174 | Yes
GEN-2024-285 | 01 NORTH | G01 29SP | 635200 RAUN 3 345 762779 G18-043 TAP 345 1 | GEN645012 2 | 0.07174 | Yes
GEN-2024-285 | 01 NORTH | G01 29SP | 601006 SPLT RK3 345 652864 SIOUXCY-LNX3 345 1 | GEN645012 2 | 0.10637 | Yes
GEN-2024-285 | 01 NORTH | G01 29SP | 635200 RAUN 3 345 645552 S3452 REACT3 345 1 | GEN645012 2 | 0.0731 | Yes
GEN-2024-285 | 01 NORTH | G01 29SP | 635200 RAUN 3 345 762779 G18-043 TAP 345 1 | GEN645012 2_Dup1 | 0.07174 | Yes
GEN-2024-285 | 01 NORTH | G01 29SP | 601006 SPLT RK3 345 652864 SIOUXCY-LNX3 345 1 | GEN645012 2_Dup1 | 0.10637 | Yes
GEN-2024-285 | 01 NORTH | G01 29SP | 635200 RAUN 3 345 645552 S3452 REACT3 345 1 | GEN645012 2_Dup1 | 0.0731 | Yes
GEN-2024-285 | 01 NORTH | G01 29SP | 73169 J2104 POI 345 601048 LYON CO 3 345 1 | J2104_POI_73169_Generator_outage | 0.05195 | Yes
GEN-2024-326 | 01 NORTH | G01 29SP | 652468 HEBRON 4 230 661053 MANDAN 4 230 1 | P11:0.7:UMZ:# N-1 #:: UNIT ND.SUN._-PPW-1 RATED 106.5 MW:HV: | 0.15882 | Yes
GEN-2024-326 | 01 NORTH | G01 29SP | 620480 DEUEL CO 3 345 620483 ASTORIA 3 345 1 | P11:0:OTP:J510ASTORG1:1 | 0.06726 | Yes
GEN-2024-326 | 01 NORTH | G01 29SP | 620417 BSSOUTH3 345 620480 DEUEL CO 3 345 1 | P11:0:OTP:J510ASTORG1:1 | 0.06726 | Yes
GEN-2024-326 | 01 NORTH | G01 29SP | 657741 ROUGHRIDER 4 230 657751 CENTER 4 230 1 | P11:115:MDU:HESKETT:3: | 0.05104 | Yes
GEN-2024-326 | 01 NORTH | G01 29SP | 657741 ROUGHRIDER 4 230 661053 MANDAN 4 230 1 | P11:115:MDU:HESKETT:3: | 0.05104 | Yes
GEN-2024-326 | 01 NORTH | G01 29SP | 657741 ROUGHRIDER 4 230 657751 CENTER 4 230 1 | P11:115:MDU:HESKETT:4: | 0.05104 | Yes
GEN-2024-326 | 01 NORTH | G01 29SP | 657741 ROUGHRIDER 4 230 661053 MANDAN 4 230 1 | P11:115:MDU:HESKETT:4: | 0.05104 | Yes
GEN-2024-326 | 01 NORTH | G01 29SP | 601001 FORBES 2 500 601017 CHIS-N 2 500 1 | P11:115:XEL:HBR #6:7:8 | 0.0605 | Yes
GEN-2024-326 | 01 NORTH | G01 29SP | 601016 CHIS CO2 500 601017 CHIS-N 2 500 1 | P11:115:XEL:HBR #6:7:8 | 0.0605 | Yes
GEN-2024-326 | 01 NORTH | G01 29SP | 601001 FORBES 2 500 601017 CHIS-N 2 500 1 | P11:115:XEL:RIVRSID7:COMBINE CYCLE | 0.0605 | Yes
GEN-2024-326 | 01 NORTH | G01 29SP | 601016 CHIS CO2 500 601017 CHIS-N 2 500 1 | P11:115:XEL:RIVRSID7:COMBINE CYCLE | 0.0605 | Yes
GEN-2024-326 | 01 NORTH | G01 29SP | 601006 SPLT RK3 345 652536 WHITE-SRX3 345 1 | P11:17:XEL:ANS74G:4 | 0.06247 | Yes
GEN-2024-326 | 01 NORTH | G01 29SP | 657791 CENTER 3 345 661016 COYOTE 3 345 1 | P11:20:OTP:CENTER2G:1 | 0.05213 | Yes
GEN-2024-326 | 01 NORTH | G01 29SP | 657751 CENTER 4 230 657756 SQBUTTE4 230 1 | P11:20:OTP:CENTER2G:1 | 0.05104 | Yes
GEN-2024-326 | 01 NORTH | G01 29SP | 601001 FORBES 2 500 601017 CHIS-N 2 500 1 | P11:20:XEL:KING31G:1 | 0.0605 | Yes
GEN-2024-326 | 01 NORTH | G01 29SP | 601016 CHIS CO2 500 601017 CHIS-N 2 500 1 | P11:20:XEL:KING31G:1 | 0.0605 | Yes
GEN-2024-326 | 01 NORTH | G01 29SP | 601001 FORBES 2 500 601017 CHIS-N 2 500 1 | P11:20:XEL:PR_ISLD:31G | 0.0605 | Yes
GEN-2024-326 | 01 NORTH | G01 29SP | 601016 CHIS CO2 500 601017 CHIS-N 2 500 1 | P11:20:XEL:PR_ISLD:31G | 0.0605 | Yes
GEN-2024-326 | 01 NORTH | G01 29SP | 601001 FORBES 2 500 601017 CHIS-N 2 500 1 | P11:20:XEL:PR_ISLD:32G | 0.0605 | Yes
GEN-2024-326 | 01 NORTH | G01 29SP | 601016 CHIS CO2 500 601017 CHIS-N 2 500 1 | P11:20:XEL:PR_ISLD:32G | 0.0605 | Yes
GEN-2024-326 | 01 NORTH | G01 29SP | 657791 CENTER 3 345 661016 COYOTE 3 345 1 | P11:22:GRE:GRE-COAL41G:1 | 0.05213 | Yes
GEN-2024-326 | 01 NORTH | G01 29SP | 657751 CENTER 4 230 657756 SQBUTTE4 230 1 | P11:22:GRE:GRE-COAL41G:1 | 0.05104 | Yes
GEN-2024-326 | 01 NORTH | G01 29SP | 635200 RAUN 3 345 652564 SIOUXCY3 345 1 | P11:22:GRE:GRE-COAL41G:1 | 0.07258 | Yes
GEN-2024-326 | 01 NORTH | G01 29SP | 657791 CENTER 3 345 661016 COYOTE 3 345 1 | P11:22:GRE:GRE-COAL42G:2 | 0.05213 | Yes
GEN-2024-326 | 01 NORTH | G01 29SP | 657751 CENTER 4 230 657756 SQBUTTE4 230 1 | P11:22:GRE:GRE-COAL42G:2 | 0.05104 | Yes
GEN-2024-326 | 01 NORTH | G01 29SP | 635200 RAUN 3 345 652564 SIOUXCY3 345 1 | P11:22:GRE:GRE-COAL42G:2 | 0.07258 | Yes
GEN-2024-326 | 01 NORTH | G01 29SP | 657791 CENTER 3 345 661016 COYOTE 3 345 1 | P11:22:OTP:CENTER1G:1 | 0.05213 | Yes
GEN-2024-326 | 01 NORTH | G01 29SP | 657751 CENTER 4 230 657756 SQBUTTE4 230 1 | P11:22:OTP:CENTER1G:1 | 0.05104 | Yes
GEN-2024-326 | 01 NORTH | G01 29SP | 661016 COYOTE 3 345 995810 661:COYOTE T 115 1 | P11:23.0:UMZ:# N-1 #:: UNIT ANTELP_1-BEG-1 RATED 483.2 MW:HV: | 0.05213 | Yes
GEN-2024-326 | 01 NORTH | G01 29SP | 661018 COYOTE 7 115 995810 661:COYOTE T 115 1 | P11:23.0:UMZ:# N-1 #:: UNIT ANTELP_1-BEG-1 RATED 483.2 MW:HV: | 0.05213 | Yes
GEN-2024-326 | 01 NORTH | G01 29SP | 661016 COYOTE 3 345 995810 661:COYOTE T 115 1 | P11:23.0:UMZ:# N-1 #:: UNIT ANTELP_2-BEG-2 RATED 484.2 MW:HV: | 0.05213 | Yes
GEN-2024-326 | 01 NORTH | G01 29SP | 661018 COYOTE 7 115 995810 661:COYOTE T 115 1 | P11:23.0:UMZ:# N-1 #:: UNIT ANTELP_2-BEG-2 RATED 484.2 MW:HV: | 0.05213 | Yes
GEN-2024-326 | 01 NORTH | G01 29SP | 661018 COYOTE 7 115 661021 WSTMD1 7 115 1 | P11:24.0:UMZ:# N-1 #:: UNIT LRS_1___-MBG-1 RATED 625.2 MW:HV: | 0.0549 | Yes
GEN-2024-326 | 01 NORTH | G01 29SP | 661020 DIXGREENRVR7 115 661021 WSTMD1 7 115 1 | P11:24.0:UMZ:# N-1 #:: UNIT LRS_1___-MBG-1 RATED 625.2 MW:HV: | 0.0549 | Yes
GEN-2024-326 | 01 NORTH | G01 29SP | 652468 HEBRON 4 230 661053 MANDAN 4 230 1 | P11:24.0:UMZ:# N-1 #:: UNIT LRS_1___-MBG-1 RATED 625.2 MW:HV: | 0.15882 | Yes
GEN-2024-326 | 01 NORTH | G01 29SP | 620369 JAMESTN3 345 657791 CENTER 3 345 1 | P11:24:OTP:BIGSTN1G:1 | 0.085 | Yes
GEN-2024-326 | 01 NORTH | G01 29SP | 635200 RAUN 3 345 652564 SIOUXCY3 345 1 | P11:24:OTP:BIGSTN1G:1 | 0.07258 | Yes
GEN-2024-326 | 01 NORTH | G01 29SP | 601001 FORBES 2 500 601017 CHIS-N 2 500 1 | P11:24:XEL:SHERCO31G:1 | 0.0605 | Yes
GEN-2024-326 | 01 NORTH | G01 29SP | 601016 CHIS CO2 500 601017 CHIS-N 2 500 1 | P11:24:XEL:SHERCO31G:1 | 0.0605 | Yes
GEN-2024-326 | 01 NORTH | G01 29SP | 601067 BISON 3 345 658049 ALXLNRCTRT 345 1 | P11:24:XEL:SHERCO31G:1 | 0.05169 | Yes
GEN-2024-326 | 01 NORTH | G01 29SP | 658047 ALEXMRES3 345 658049 ALXLNRCTRT 345 Z1 | P11:24:XEL:SHERCO31G:1 | 0.05169 | Yes
GEN-2024-326 | 01 NORTH | G01 29SP | 631138 LAKEFLD3 345 635368 OBRIEN 3 345 1 | P11:24:XEL:SHERCO31G:1 | 0.05882 | Yes
GEN-2024-326 | 01 NORTH | G01 29SP | 601001 FORBES 2 500 601017 CHIS-N 2 500 1 | P11:24:XEL:SHERCO32G:2 | 0.0605 | Yes
GEN-2024-326 | 01 NORTH | G01 29SP | 601016 CHIS CO2 500 601017 CHIS-N 2 500 1 | P11:24:XEL:SHERCO32G:2 | 0.0605 | Yes
GEN-2024-326 | 01 NORTH | G01 29SP | 601067 BISON 3 345 658049 ALXLNRCTRT 345 1 | P11:24:XEL:SHERCO32G:2 | 0.05169 | Yes
GEN-2024-326 | 01 NORTH | G01 29SP | 658047 ALEXMRES3 345 658049 ALXLNRCTRT 345 Z1 | P11:24:XEL:SHERCO32G:2 | 0.05169 | Yes
GEN-2024-326 | 01 NORTH | G01 29SP | 631138 LAKEFLD3 345 635368 OBRIEN 3 345 1 | P11:24:XEL:SHERCO32G:2 | 0.05882 | Yes
GEN-2024-326 | 01 NORTH | G01 29SP | 601067 BISON 3 345 620358 BUFFALO3 345 1 | P11:26:XEL:SHERCO33G:3 | 0.06212 | Yes
GEN-2024-326 | 01 NORTH | G01 29SP | 601001 FORBES 2 500 601017 CHIS-N 2 500 1 | P11:26:XEL:SHERCO33G:3 | 0.0605 | Yes
GEN-2024-326 | 01 NORTH | G01 29SP | 601016 CHIS CO2 500 601017 CHIS-N 2 500 1 | P11:26:XEL:SHERCO33G:3 | 0.0605 | Yes
GEN-2024-326 | 01 NORTH | G01 29SP | 601067 BISON 3 345 658049 ALXLNRCTRT 345 1 | P11:26:XEL:SHERCO33G:3 | 0.05169 | Yes
GEN-2024-326 | 01 NORTH | G01 29SP | 658047 ALEXMRES3 345 658049 ALXLNRCTRT 345 Z1 | P11:26:XEL:SHERCO33G:3 | 0.05169 | Yes
GEN-2024-326 | 01 NORTH | G01 29SP | 635200 RAUN 3 345 652564 SIOUXCY3 345 1 | P11:26:XEL:SHERCO33G:3 | 0.07258 | Yes
GEN-2024-326 | 01 NORTH | G01 29SP | 631138 LAKEFLD3 345 635368 OBRIEN 3 345 1 | P11:26:XEL:SHERCO33G:3 | 0.05882 | Yes
GEN-2024-326 | 01 NORTH | G01 29SP | 601006 SPLT RK3 345 652536 WHITE-SRX3 345 1 | P11:345:MEC:NEAL:3 | 0.06247 | Yes
GEN-2024-326 | 01 NORTH | G01 29SP | 601006 SPLT RK3 345 652864 SIOUXCY-LNX3 345 1 | P11:345:MEC:NEAL:3 | 0.06259 | Yes
GEN-2024-326 | 01 NORTH | G01 29SP | 601006 SPLT RK3 345 652536 WHITE-SRX3 345 1 | P11:345:MEC:NEAL:4 | 0.06247 | Yes
GEN-2024-326 | 01 NORTH | G01 29SP | 601006 SPLT RK3 345 652864 SIOUXCY-LNX3 345 1 | P11:345:MEC:NEAL:4 | 0.06259 | Yes
GEN-2024-326 | 01 NORTH | G01 29SP | 635200 RAUN 3 345 762779 G18-043 TAP 345 1 | P11:345:MEC:WSEC:3 | 0.05882 | Yes
GEN-2024-326 | 01 NORTH | G01 29SP | 635200 RAUN 3 345 645552 S3452 REACT3 345 1 | P11:345:MEC:WSEC:3 | 0.05993 | Yes
GEN-2024-326 | 01 NORTH | G01 29SP | 635200 RAUN 3 345 762779 G18-043 TAP 345 1 | P11:345:MEC:WSEC:4 | 0.05882 | Yes
GEN-2024-326 | 01 NORTH | G01 29SP | 601006 SPLT RK3 345 652864 SIOUXCY-LNX3 345 1 | P11:345:MEC:WSEC:4 | 0.06259 | Yes
GEN-2024-326 | 01 NORTH | G01 29SP | 635200 RAUN 3 345 645552 S3452 REACT3 345 1 | P11:345:MEC:WSEC:4 | 0.05993 | Yes
GEN-2024-326 | 01 NORTH | G01 29SP | 635200 RAUN 3 345 762779 G18-043 TAP 345 1 | P11:345:OPPD:LX002:NC:732.0 NEBCITY G2 | 0.05652 | Yes
GEN-2024-326 | 01 NORTH | G01 29SP | 635200 RAUN 3 345 645552 S3452 REACT3 345 1 | P11:345:OPPD:LX002:NC:732.0 NEBCITY G2 | 0.05757 | Yes
GEN-2024-326 | 01 NORTH | G01 29SP | 661018 COYOTE 7 115 661021 WSTMD1 7 115 1 | P12:115:MDU:BEULAH:KILLDEER:1: | 0.05794 | Yes
GEN-2024-326 | 01 NORTH | G01 29SP | 661020 DIXGREENRVR7 115 661021 WSTMD1 7 115 1 | P12:115:MDU:BEULAH:KILLDEER:1: | 0.05794 | Yes
GEN-2024-326 | 01 NORTH | G01 29SP | 659195 DICKINS2-BE7 115 661019 MATHSON7 115 1 | P12:115:MDU:DICKINSON BASIN:DICKINSON WEST:1: | 0.05394 | Yes
GEN-2024-326 | 01 NORTH | G01 29SP | 661019 MATHSON7 115 661020 DIXGREENRVR7 115 1 | P12:115:MDU:DICKINSON BASIN:DICKINSON WEST:1: | 0.05394 | Yes
GEN-2024-326 | 01 NORTH | G01 29SP | 659195 DICKINS2-BE7 115 661019 MATHSON7 115 1 | P12:115:MDU:DICKINSON WEST:DICKINSON REFINERY:1: | 0.05394 | Yes
GEN-2024-326 | 01 NORTH | G01 29SP | 652296 WARD 4 230 661053 MANDAN 4 230 1 | P12:115:MDU:MANDAN:MANDAN38TH:1: | 0.06019 | Yes
GEN-2024-326 | 01 NORTH | G01 29SP | 652296 WARD 4 230 661053 MANDAN 4 230 1 | P12:115:MDU:MANDAN:SWEET AVENUE:1: | 0.05963 | Yes
GEN-2024-326 | 01 NORTH | G01 29SP | 661019 MATHSON7 115 661020 DIXGREENRVR7 115 1 | P12:115:MDU:NORTH DICKINSON:GREEN RIVER:1: | 0.05394 | Yes
GEN-2024-326 | 01 NORTH | G01 29SP | 659195 DICKINS2-BE7 115 661019 MATHSON7 115 1 | P12:115:MDU:NORTH DICKINSON:GREEN RIVER:1: | 0.05394 | Yes
GEN-2024-326 | 01 NORTH | G01 29SP | 601067 BISON 3 345 620358 BUFFALO3 345 1 | P12:115:OTP:CSLTNET7:BUFFALO7:1 | 0.06281 | Yes
GEN-2024-326 | 01 NORTH | G01 29SP | 601067 BISON 3 345 658049 ALXLNRCTRT 345 1 | P12:115:OTP-MRES::HOOT LK7:FERGSFL7 | 0.05469 | Yes
GEN-2024-326 | 01 NORTH | G01 29SP | 658047 ALEXMRES3 345 658049 ALXLNRCTRT 345 Z1 | P12:115:OTP-MRES::HOOT LK7:FERGSFL7 | 0.05469 | Yes
GEN-2024-326 | 01 NORTH | G01 29SP | 613060 BYRON 3 345 615306 GRE-PL VLLY3 345 1 | P12:161:XEL-GRE:BYRON5:GRE-PLVLLY5:1 | 0.05007 | Yes
GEN-2024-326 | 01 NORTH | G01 29SP | 601031 BRKNGCO3 345 620483 ASTORIA 3 345 1 | P12:230.0:UMZ:# N-1 #:: LINE BIGSTON4-BLAIR-ER4-1 :HV: | 0.07454 | Yes
GEN-2024-326 | 01 NORTH | G01 29SP | 620480 DEUEL CO 3 345 620483 ASTORIA 3 345 1 | P12:230.0:UMZ:# N-1 #:: LINE BIGSTON4-BLAIR-ER4-1 :HV: | 0.07357 | Yes
GEN-2024-326 | 01 NORTH | G01 29SP | 620417 BSSOUTH3 345 620480 DEUEL CO 3 345 1 | P12:230.0:UMZ:# N-1 #:: LINE BIGSTON4-BLAIR-ER4-1 :HV: | 0.07357 | Yes
GEN-2024-326 | 01 NORTH | G01 29SP | 657741 ROUGHRIDER 4 230 657751 CENTER 4 230 1 | P12:230.0:UMZ:# N-1 #:: LINE BISMARK4-HILKEN 4-1 :HV: | 0.0506 | Yes
GEN-2024-326 | 01 NORTH | G01 29SP | 657741 ROUGHRIDER 4 230 661053 MANDAN 4 230 1 | P12:230.0:UMZ:# N-1 #:: LINE BISMARK4-HILKEN 4-1 :HV: | 0.0506 | Yes
GEN-2024-326 | 01 NORTH | G01 29SP | 652296 WARD 4 230 661053 MANDAN 4 230 1 | P12:230.0:UMZ:# N-1 #:: LINE BISMARK4-HILKEN 4-1 :HV: | 0.05763 | Yes
GEN-2024-326 | 01 NORTH | G01 29SP | 657751 CENTER 4 230 657756 SQBUTTE4 230 1 | P12:230.0:UMZ:# N-1 #:: LINE BISMARK4-HILKEN 4-1 :HV: | 0.0506 | Yes
GEN-2024-326 | 01 NORTH | G01 29SP | 661018 COYOTE 7 115 661021 WSTMD1 7 115 1 | P12:230.0:UMZ:# N-1 #:: LINE DAGLUM__-BE4-BRADY___-PP4-1 :HV: | 0.05537 | Yes
GEN-2024-326 | 01 NORTH | G01 29SP | 661020 DIXGREENRVR7 115 661021 WSTMD1 7 115 1 | P12:230.0:UMZ:# N-1 #:: LINE DAGLUM__-BE4-BRADY___-PP4-1 :HV: | 0.05537 | Yes
GEN-2024-326 | 01 NORTH | G01 29SP | 652468 HEBRON 4 230 661053 MANDAN 4 230 1 | P12:230.0:UMZ:# N-1 #:: LINE DAGLUM__-BE4-BRADY___-PP4-1 :HV: | 0.16018 | Yes
GEN-2024-326 | 01 NORTH | G01 29SP | 657791 CENTER 3 345 661016 COYOTE 3 345 1 | P12:230.0:UMZ:# N-1 #:: LINE GARRISN4-JAMESTN4-1 :HV: | 0.05374 | Yes
GEN-2024-326 | 01 NORTH | G01 29SP | 601006 SPLT RK3 345 652536 WHITE-SRX3 345 1 | P12:230.0:UMZ:# N-1 #:: LINE HANLON 4-STORLA__-BE4-1 :HV: | 0.06439 | Yes
GEN-2024-326 | 01 NORTH | G01 29SP | 661018 COYOTE 7 115 661021 WSTMD1 7 115 1 | P12:230.0:UMZ:# N-1 #:: LINE HEBRON 4-DICKINSN-BE4-1 :HV: | 0.07938 | Yes
GEN-2024-326 | 01 NORTH | G01 29SP | 661020 DIXGREENRVR7 115 661021 WSTMD1 7 115 1 | P12:230.0:UMZ:# N-1 #:: LINE HEBRON 4-DICKINSN-BE4-1 :HV: | 0.07938 | Yes
GEN-2024-326 | 01 NORTH | G01 29SP | 661019 MATHSON7 115 661020 DIXGREENRVR7 115 1 | P12:230.0:UMZ:# N-1 #:: LINE HEBRON 4-DICKINSN-BE4-1 :HV: | 0.06374 | Yes
GEN-2024-326 | 01 NORTH | G01 29SP | 659195 DICKINS2-BE7 115 661019 MATHSON7 115 1 | P12:230.0:UMZ:# N-1 #:: LINE HEBRON 4-DICKINSN-BE4-1 :HV: | 0.06374 | Yes
GEN-2024-326 | 01 NORTH | G01 29SP | 652468 HEBRON 4 230 661053 MANDAN 4 230 1 | P12:230.0:UMZ:# N-1 #:: LINE HEBRON 4-ND.SUN._-PP4-1 :HV: | 0.16054 | Yes
GEN-2024-326 | 01 NORTH | G01 29SP | 620369 JAMESTN3 345 657791 CENTER 3 345 1 | P12:230.0:UMZ:# N-1 #:: LINE OWAN -MW4-JUDSON__-BE4-Z :HV: | 0.085 | Yes
GEN-2024-326 | 01 NORTH | G01 29SP | 657791 CENTER 3 345 661016 COYOTE 3 345 1 | P12:230.0:UMZ:# N-1 #:: LINE OWAN -MW4-JUDSON__-BE4-Z :HV: | 0.05213 | Yes
GEN-2024-326 | 01 NORTH | G01 29SP | 620358 BUFFALO3 345 620369 JAMESTN3 345 1 | P12:230.0:UMZ:# N-1 #:: LINE OWAN -MW4-JUDSON__-BE4-Z :HV: | 0.06297 | Yes
GEN-2024-326 | 01 NORTH | G01 29SP | 601067 BISON 3 345 620358 BUFFALO3 345 1 | P12:230.0:UMZ:# N-1 #:: LINE OWAN -MW4-JUDSON__-BE4-Z :HV: | 0.06212 | Yes
GEN-2024-326 | 01 NORTH | G01 29SP | 601006 SPLT RK3 345 652536 WHITE-SRX3 345 1 | P12:230.0:UMZ:# N-1 #:: LINE OWAN -MW4-JUDSON__-BE4-Z :HV: | 0.06247 | Yes
GEN-2024-326 | 01 NORTH | G01 29SP | 601001 FORBES 2 500 601017 CHIS-N 2 500 1 | P12:230.0:UMZ:# N-1 #:: LINE OWAN -MW4-JUDSON__-BE4-Z :HV: | 0.0605 | Yes
GEN-2024-326 | 01 NORTH | G01 29SP | 601016 CHIS CO2 500 601017 CHIS-N 2 500 1 | P12:230.0:UMZ:# N-1 #:: LINE OWAN -MW4-JUDSON__-BE4-Z :HV: | 0.0605 | Yes
GEN-2024-326 | 01 NORTH | G01 29SP | 620358 BUFFALO3 345 620369 JAMESTN3 345 1 | P12:230.0:UMZ:# N-1 #:: LINE SHEYNNE4-FARGO 4-1 :HV: | 0.06987 | Yes
GEN-2024-326 | 01 NORTH | G01 29SP | 601006 SPLT RK3 345 652864 SIOUXCY-LNX3 345 1 | P12:230.0:UMZ:# N-1 #:: LINE SIOUXFL4-PAHOJA__-BE4-1 :HV: | 0.0699 | Yes
GEN-2024-326 | 01 NORTH | G01 29SP | 601006 SPLT RK3 345 652864 SIOUXCY-LNX3 345 1 | P12:230.0:UMZ:# N-1 #:: LINE UTICAJC4-RASMUSN-ER4-1 :HV: | 0.0655 | Yes
GEN-2024-326 | 01 NORTH | G01 29SP | 661093 MERRCRT4 230 661094 WISHEK 4 230 1 | P12:230.0:UMZ:# N-1 #:: LINE WARD 4-MANDAN 4-1 :HV: | 0.05128 | Yes
GEN-2024-326 | 01 NORTH | G01 29SP | 661091 NAPOLEON SW4 230 661094 WISHEK 4 230 1 | P12:230.0:UMZ:# N-1 #:: LINE WARD 4-MANDAN 4-1 :HV: | 0.05128 | Yes
GEN-2024-326 | 01 NORTH | G01 29SP | 652468 HEBRON 4 230 661053 MANDAN 4 230 1 | P12:230.0:UMZ:# N-1 #:: LINE WARD 4-MANDAN 4-1 :HV: | 0.15228 | Yes
GEN-2024-326 | 01 NORTH | G01 29SP | 657741 ROUGHRIDER 4 230 657751 CENTER 4 230 1 | P12:230:GRE:CCK-STN-MCH | 0.05012 | Yes
GEN-2024-326 | 01 NORTH | G01 29SP | 657741 ROUGHRIDER 4 230 661053 MANDAN 4 230 1 | P12:230:GRE:CCK-STN-MCH | 0.05012 | Yes
GEN-2024-326 | 01 NORTH | G01 29SP | 620358 BUFFALO3 345 620369 JAMESTN3 345 1 | P12:230:MDU:ELLENDALE:ELLENDALE345:Z: | 0.06389 | Yes
GEN-2024-326 | 01 NORTH | G01 29SP | 601067 BISON 3 345 620358 BUFFALO3 345 1 | P12:230:MDU:ELLENDALE:ELLENDALE345:Z: | 0.06298 | Yes
GEN-2024-326 | 01 NORTH | G01 29SP | 601031 BRKNGCO3 345 620483 ASTORIA 3 345 1 | P12:230:MDU:ELLENDALE:ELLENDALE345:Z: | 0.0695 | Yes
GEN-2024-326 | 01 NORTH | G01 29SP | 620480 DEUEL CO 3 345 620483 ASTORIA 3 345 1 | P12:230:MDU:ELLENDALE:ELLENDALE345:Z: | 0.0686 | Yes
GEN-2024-326 | 01 NORTH | G01 29SP | 620417 BSSOUTH3 345 620480 DEUEL CO 3 345 1 | P12:230:MDU:ELLENDALE:ELLENDALE345:Z: | 0.0686 | Yes
GEN-2024-326 | 01 NORTH | G01 29SP | 620369 JAMESTN3 345 657791 CENTER 3 345 1 | P12:230:MDU:MANDAN:NAPOLEON SW:1: | 0.10006 | Yes
GEN-2024-326 | 01 NORTH | G01 29SP | 620369 JAMESTN3 345 657791 CENTER 3 345 1 | P12:230:MDU:MANDAN:ROUGHRIDER:1: | 0.07127 | Yes
GEN-2024-326 | 01 NORTH | G01 29SP | 661016 COYOTE 3 345 995810 661:COYOTE T 115 1 | P12:230:MDU:MANDAN:ROUGHRIDER:1: | 0.06204 | Yes
GEN-2024-326 | 01 NORTH | G01 29SP | 661018 COYOTE 7 115 995810 661:COYOTE T 115 1 | P12:230:MDU:MANDAN:ROUGHRIDER:1: | 0.06204 | Yes
GEN-2024-326 | 01 NORTH | G01 29SP | 661018 COYOTE 7 115 661021 WSTMD1 7 115 1 | P12:230:MDU:MANDAN:ROUGHRIDER:1: | 0.0569 | Yes
GEN-2024-326 | 01 NORTH | G01 29SP | 620358 BUFFALO3 345 620369 JAMESTN3 345 1 | P12:230:MDU:MANDAN:ROUGHRIDER:1: | 0.0565 | Yes
GEN-2024-326 | 01 NORTH | G01 29SP | 661020 DIXGREENRVR7 115 661021 WSTMD1 7 115 1 | P12:230:MDU:MANDAN:ROUGHRIDER:1: | 0.0569 | Yes
GEN-2024-326 | 01 NORTH | G01 29SP | 601067 BISON 3 345 620358 BUFFALO3 345 1 | P12:230:MDU:MANDAN:ROUGHRIDER:1: | 0.05608 | Yes
GEN-2024-326 | 01 NORTH | G01 29SP | 661093 MERRCRT4 230 661094 WISHEK 4 230 1 | P12:230:MDU:MANDAN:WARD:1: | 0.05128 | Yes
GEN-2024-326 | 01 NORTH | G01 29SP | 661091 NAPOLEON SW4 230 661094 WISHEK 4 230 1 | P12:230:MDU:MANDAN:WARD:1: | 0.05128 | Yes
GEN-2024-326 | 01 NORTH | G01 29SP | 652468 HEBRON 4 230 661053 MANDAN 4 230 1 | P12:230:MDU:MANDAN:WARD:1: | 0.15228 | Yes
GEN-2024-326 | 01 NORTH | G01 29SP | 620369 JAMESTN3 345 657791 CENTER 3 345 1 | P12:230:MDU:MERRICOURT:WISHEK:1: | 0.10006 | Yes
GEN-2024-326 | 01 NORTH | G01 29SP | 652296 WARD 4 230 661053 MANDAN 4 230 1 | P12:230:MDU:MERRICOURT:WISHEK:1: | 0.07493 | Yes
GEN-2024-326 | 01 NORTH | G01 29SP | 657751 CENTER 4 230 657756 SQBUTTE4 230 1 | P12:230:MDU:MERRICOURT:WISHEK:1: | 0.06956 | Yes
GEN-2024-326 | 01 NORTH | G01 29SP | 652468 HEBRON 4 230 661053 MANDAN 4 230 1 | P12:230:MDU:MERRICOURT:WISHEK:1: | 0.15404 | Yes
GEN-2024-326 | 01 NORTH | G01 29SP | 620369 JAMESTN3 345 657791 CENTER 3 345 1 | P12:230:MDU:NAPOLEON SW:WISHEK:1: | 0.10006 | Yes
GEN-2024-326 | 01 NORTH | G01 29SP | 652296 WARD 4 230 661053 MANDAN 4 230 1 | P12:230:MDU:NAPOLEON SW:WISHEK:1: | 0.07493 | Yes
GEN-2024-326 | 01 NORTH | G01 29SP | 652468 HEBRON 4 230 661053 MANDAN 4 230 1 | P12:230:MDU:NAPOLEON SW:WISHEK:1: | 0.15404 | Yes
GEN-2024-326 | 01 NORTH | G01 29SP | 601031 BRKNGCO3 345 620483 ASTORIA 3 345 1 | P12:230:OTP:AUTO-SINGLE:BIGSTON4:BLAIR-ER41:HV: | 0.07454 | Yes
GEN-2024-326 | 01 NORTH | G01 29SP | 620480 DEUEL CO 3 345 620483 ASTORIA 3 345 1 | P12:230:OTP:AUTO-SINGLE:BIGSTON4:BLAIR-ER41:HV: | 0.07357 | Yes
GEN-2024-326 | 01 NORTH | G01 29SP | 620417 BSSOUTH3 345 620480 DEUEL CO 3 345 1 | P12:230:OTP:AUTO-SINGLE:BIGSTON4:BLAIR-ER41:HV: | 0.07357 | Yes
GEN-2024-326 | 01 NORTH | G01 29SP | 620369 JAMESTN3 345 657791 CENTER 3 345 1 | P12:230:OTP:ROUGHRIDER4:CENTER4:1 | 0.07127 | Yes
GEN-2024-326 | 01 NORTH | G01 29SP | 661016 COYOTE 3 345 995810 661:COYOTE T 115 1 | P12:230:OTP:ROUGHRIDER4:CENTER4:1 | 0.06204 | Yes
GEN-2024-326 | 01 NORTH | G01 29SP | 661018 COYOTE 7 115 995810 661:COYOTE T 115 1 | P12:230:OTP:ROUGHRIDER4:CENTER4:1 | 0.06204 | Yes
GEN-2024-326 | 01 NORTH | G01 29SP | 661018 COYOTE 7 115 661021 WSTMD1 7 115 1 | P12:230:OTP:ROUGHRIDER4:CENTER4:1 | 0.0569 | Yes
GEN-2024-326 | 01 NORTH | G01 29SP | 620358 BUFFALO3 345 620369 JAMESTN3 345 1 | P12:230:OTP:ROUGHRIDER4:CENTER4:1 | 0.0565 | Yes
GEN-2024-326 | 01 NORTH | G01 29SP | 661020 DIXGREENRVR7 115 661021 WSTMD1 7 115 1 | P12:230:OTP:ROUGHRIDER4:CENTER4:1 | 0.0569 | Yes
GEN-2024-326 | 01 NORTH | G01 29SP | 601067 BISON 3 345 620358 BUFFALO3 345 1 | P12:230:OTP:ROUGHRIDER4:CENTER4:1 | 0.05608 | Yes
GEN-2024-326 | 01 NORTH | G01 29SP | 657791 CENTER 3 345 661016 COYOTE 3 345 1 | P12:230:OTP:SQBUTTE4:YNG24:1 | 0.05213 | Yes
GEN-2024-326 | 01 NORTH | G01 29SP | 657751 CENTER 4 230 657756 SQBUTTE4 230 1 | P12:230:OTP:SQBUTTE4:YNG24:1 | 0.05104 | Yes
GEN-2024-326 | 01 NORTH | G01 29SP | 601067 BISON 3 345 658049 ALXLNRCTRT 345 1 | P12:230:OTP:WAHPETN4:FERGSFL4:1 | 0.05462 | Yes
GEN-2024-326 | 01 NORTH | G01 29SP | 658047 ALEXMRES3 345 658049 ALXLNRCTRT 345 Z1 | P12:230:OTP:WAHPETN4:FERGSFL4:1 | 0.05462 | Yes
GEN-2024-326 | 01 NORTH | G01 29SP | 652296 WARD 4 230 661053 MANDAN 4 230 1 | P12:230:UMZ:# 20092 #:: PROPER N-1 FOR TAP WASHBRN4:HV: | 0.06714 | Yes
GEN-2024-326 | 01 NORTH | G01 29SP | 620358 BUFFALO3 345 620369 JAMESTN3 345 1 | P12:230:XEL-WAPA:SHEYNNE4:FARGO4:1 | 0.06987 | Yes
GEN-2024-326 | 01 NORTH | G01 29SP | 661018 COYOTE 7 115 661021 WSTMD1 7 115 1 | P12:345.0:UMZ:# N-1 #:: LINE ANTELOPE-BE3-ROUNDUP_-BE3-1 :EHV: | 0.0583 | Yes
GEN-2024-326 | 01 NORTH | G01 29SP | 661020 DIXGREENRVR7 115 661021 WSTMD1 7 115 1 | P12:345.0:UMZ:# N-1 #:: LINE ANTELOPE-BE3-ROUNDUP_-BE3-1 :EHV: | 0.0583 | Yes
GEN-2024-326 | 01 NORTH | G01 29SP | 652468 HEBRON 4 230 661053 MANDAN 4 230 1 | P12:345.0:UMZ:# N-1 #:: LINE ANTELOPE-BE3-ROUNDUP_-BE3-1 :EHV: | 0.16992 | Yes
GEN-2024-326 | 01 NORTH | G01 29SP | 659195 DICKINS2-BE7 115 995888 KV2A DK 115 1 | P12:345.0:UMZ:# N-1 #:: LINE BELFELD3-CHARL_CK-BE3-1 :EHV: | 0.07098 | Yes
GEN-2024-326 | 01 NORTH | G01 29SP | 601006 SPLT RK3 345 652864 SIOUXCY-LNX3 345 1 | P12:345.0:UMZ:# N-1 #:: LINE FTTHOM2-LNX3-GRPRAR2-LNX3-1 :EHV: | 0.07222 | Yes
GEN-2024-326 | 01 NORTH | G01 29SP | 601006 SPLT RK3 345 652864 SIOUXCY-LNX3 345 1 | P12:345.0:UMZ:# N-1 #:: LINE FTTHOMP3-FTTHOM2-LNX3-Z :EHV: | 0.07222 | Yes
GEN-2024-326 | 01 NORTH | G01 29SP | 601006 SPLT RK3 345 652536 WHITE-SRX3 345 1 | P12:345.0:UMZ:# N-1 #:: LINE GR PRAIRIE 3-GRPRAR1-LNX3-Z :EHV: | 0.06683 | Yes
GEN-2024-326 | 01 NORTH | G01 29SP | 601006 SPLT RK3 345 652864 SIOUXCY-LNX3 345 1 | P12:345.0:UMZ:# N-1 #:: LINE GR PRAIRIE 3-GRPRAR1-LNX3-Z :EHV: | 0.07067 | Yes
GEN-2024-326 | 01 NORTH | G01 29SP | 601003 PR ISLD3 345 601039 NROC 3 345 1 | P12:345.0:UMZ:# N-1 #:: LINE GR PRAIRIE 3-GRPRAR1-LNX3-Z :EHV: | 0.05014 | Yes
GEN-2024-326 | 01 NORTH | G01 29SP | 635200 RAUN 3 345 635398 REMSEN 3 345 1 | P12:345.0:UMZ:# N-1 #:: LINE GR PRAIRIE 3-GRPRAR1-LNX3-Z :EHV: | 0.05605 | Yes
GEN-2024-326 | 01 NORTH | G01 29SP | 601048 LYON CO 3 345 631138 LAKEFLD3 345 1 | P12:345.0:UMZ:# N-1 #:: LINE GR PRAIRIE 3-GRPRAR1-LNX3-Z :EHV: | 0.06247 | Yes
GEN-2024-326 | 01 NORTH | G01 29SP | 635398 REMSEN 3 345 635399 CHEROKEE 3 345 1 | P12:345.0:UMZ:# N-1 #:: LINE GR PRAIRIE 3-GRPRAR1-LNX3-Z :EHV: | 0.05605 | Yes
GEN-2024-326 | 01 NORTH | G01 29SP | 635399 CHEROKEE 3 345 635400 HIGHLAND 3 345 1 | P12:345.0:UMZ:# N-1 #:: LINE GR PRAIRIE 3-GRPRAR1-LNX3-Z :EHV: | 0.05605 | Yes
GEN-2024-326 | 01 NORTH | G01 29SP | 631193 HUNTLEY3 345 631197 LEDYARD3 345 1 | P12:345.0:UMZ:# N-1 #:: LINE GR PRAIRIE 3-GRPRAR1-LNX3-Z :EHV: | 0.06389 | Yes
GEN-2024-326 | 01 NORTH | G01 29SP | 601006 SPLT RK3 345 652864 SIOUXCY-LNX3 345 1 | P12:345.0:UMZ:# N-1 #:: LINE GR PRAIRIE 3-GRPRAR2-LNX3-Z :EHV: | 0.07222 | Yes
GEN-2024-326 | 01 NORTH | G01 29SP | 620369 JAMESTN3 345 657791 CENTER 3 345 1 | P12:345.0:UMZ:# N-1 #:: LINE GROTON__-BE3-GR.LS-LO-BE3-Z :EHV: | 0.09584 | Yes
GEN-2024-326 | 01 NORTH | G01 29SP | 601006 SPLT RK3 345 652536 WHITE-SRX3 345 1 | P12:345.0:UMZ:# N-1 #:: LINE HOLT.CO3-GRPRAR1-LNX3-1 :EHV: | 0.06683 | Yes
GEN-2024-326 | 01 NORTH | G01 29SP | 601006 SPLT RK3 345 652864 SIOUXCY-LNX3 345 1 | P12:345.0:UMZ:# N-1 #:: LINE HOLT.CO3-GRPRAR1-LNX3-1 :EHV: | 0.07067 | Yes
GEN-2024-326 | 01 NORTH | G01 29SP | 601003 PR ISLD3 345 601039 NROC 3 345 1 | P12:345.0:UMZ:# N-1 #:: LINE HOLT.CO3-GRPRAR1-LNX3-1 :EHV: | 0.05014 | Yes
GEN-2024-326 | 01 NORTH | G01 29SP | 635200 RAUN 3 345 635398 REMSEN 3 345 1 | P12:345.0:UMZ:# N-1 #:: LINE HOLT.CO3-GRPRAR1-LNX3-1 :EHV: | 0.05605 | Yes
GEN-2024-326 | 01 NORTH | G01 29SP | 601048 LYON CO 3 345 631138 LAKEFLD3 345 1 | P12:345.0:UMZ:# N-1 #:: LINE HOLT.CO3-GRPRAR1-LNX3-1 :EHV: | 0.06247 | Yes
GEN-2024-326 | 01 NORTH | G01 29SP | 635398 REMSEN 3 345 635399 CHEROKEE 3 345 1 | P12:345.0:UMZ:# N-1 #:: LINE HOLT.CO3-GRPRAR1-LNX3-1 :EHV: | 0.05605 | Yes
GEN-2024-326 | 01 NORTH | G01 29SP | 635399 CHEROKEE 3 345 635400 HIGHLAND 3 345 1 | P12:345.0:UMZ:# N-1 #:: LINE HOLT.CO3-GRPRAR1-LNX3-1 :EHV: | 0.05605 | Yes
GEN-2024-326 | 01 NORTH | G01 29SP | 631193 HUNTLEY3 345 631197 LEDYARD3 345 1 | P12:345.0:UMZ:# N-1 #:: LINE HOLT.CO3-GRPRAR1-LNX3-1 :EHV: | 0.06389 | Yes
GEN-2024-326 | 01 NORTH | G01 29SP | 620369 JAMESTN3 345 657791 CENTER 3 345 1 | P12:345.0:UMZ:# N-1 #:: LINE LELAND_O-BE3-LO.LS-GR-BE3-Z :EHV: | 0.09584 | Yes
GEN-2024-326 | 01 NORTH | G01 29SP | 661093 MERRCRT4 230 661094 WISHEK 4 230 1 | P12:345.0:UMZ:# N-1 #:: LINE LELAND_O-BE3-LO.LS-GR-BE3-Z :EHV: | 0.05217 | Yes
GEN-2024-326 | 01 NORTH | G01 29SP | 601048 LYON CO 3 345 631138 LAKEFLD3 345 1 | P12:345.0:UMZ:# N-1 #:: LINE SPLT RK3-WHITE-SRX3-1 :EHV: | 0.07411 | Yes
GEN-2024-326 | 01 NORTH | G01 29SP | 635200 RAUN 3 345 652564 SIOUXCY3 345 1 | P12:345.0:UMZ:# N-1 #:: LINE SPLT RK3-WHITE-SRX3-1 :EHV: | 0.06236 | Yes
GEN-2024-326 | 01 NORTH | G01 29SP | 620369 JAMESTN3 345 657791 CENTER 3 345 1 | P12:345.0:UMZ:# N-1 #:: LINE WATERTN3-CROCKER_-BE3-1 :EHV: | 0.08918 | Yes
GEN-2024-326 | 01 NORTH | G01 29SP | 601031 BRKNGCO3 345 620483 ASTORIA 3 345 1 | P12:345.0:UMZ:# N-1 #:: LINE WATERTN3-CROCKER_-BE3-1 :EHV: | 0.07903 | Yes
GEN-2024-326 | 01 NORTH | G01 29SP | 620480 DEUEL CO 3 345 620483 ASTORIA 3 345 1 | P12:345.0:UMZ:# N-1 #:: LINE WATERTN3-CROCKER_-BE3-1 :EHV: | 0.0778 | Yes
GEN-2024-326 | 01 NORTH | G01 29SP | 620417 BSSOUTH3 345 620480 DEUEL CO 3 345 1 | P12:345.0:UMZ:# N-1 #:: LINE WATERTN3-CROCKER_-BE3-1 :EHV: | 0.0778 | Yes
GEN-2024-326 | 01 NORTH | G01 29SP | 601031 BRKNGCO3 345 620483 ASTORIA 3 345 1 | P12:345.0:UMZ:# N-1 #:: LINE WATERTN3-WATERTN-LNX3-Z :EHV: | 0.08988 | Yes
GEN-2024-326 | 01 NORTH | G01 29SP | 620480 DEUEL CO 3 345 620483 ASTORIA 3 345 1 | P12:345.0:UMZ:# N-1 #:: LINE WATERTN3-WATERTN-LNX3-Z :EHV: | 0.08767 | Yes
GEN-2024-326 | 01 NORTH | G01 29SP | 620417 BSSOUTH3 345 620480 DEUEL CO 3 345 1 | P12:345.0:UMZ:# N-1 #:: LINE WATERTN3-WATERTN-LNX3-Z :EHV: | 0.08767 | Yes
GEN-2024-326 | 01 NORTH | G01 29SP | 601031 BRKNGCO3 345 620483 ASTORIA 3 345 1 | P12:345.0:UMZ:# N-1 #:: LINE WHITE 3-DEERCREK-BE3-1 :EHV: | 0.06592 | Yes
GEN-2024-326 | 01 NORTH | G01 29SP | 601031 BRKNGCO3 345 620483 ASTORIA 3 345 1 | P12:345.0:UMZ:# N-1 #:: LINE WHITE 3-WATERTN-LNX3-1 :EHV: | 0.08988 | Yes
GEN-2024-326 | 01 NORTH | G01 29SP | 620480 DEUEL CO 3 345 620483 ASTORIA 3 345 1 | P12:345.0:UMZ:# N-1 #:: LINE WHITE 3-WATERTN-LNX3-1 :EHV: | 0.08767 | Yes
GEN-2024-326 | 01 NORTH | G01 29SP | 620417 BSSOUTH3 345 620480 DEUEL CO 3 345 1 | P12:345.0:UMZ:# N-1 #:: LINE WHITE 3-WATERTN-LNX3-1 :EHV: | 0.08767 | Yes
GEN-2024-326 | 01 NORTH | G01 29SP | 601048 LYON CO 3 345 631138 LAKEFLD3 345 1 | P12:345.0:UMZ:# N-1 #:: LINE WHITE-SRX3-WHITE 3-SX :EHV: | 0.07411 | Yes
GEN-2024-326 | 01 NORTH | G01 29SP | 635200 RAUN 3 345 652564 SIOUXCY3 345 1 | P12:345.0:UMZ:# N-1 #:: LINE WHITE-SRX3-WHITE 3-SX :EHV: | 0.06236 | Yes
GEN-2024-326 | 01 NORTH | G01 29SP | 631139 HAZLTON3 345 631270 LASALLE 3 345 1 | P12:345:ATC-XEL:W-13:NMAB5_345:BRIGGSRDNLL:EHV: | 0.05123 | Yes
GEN-2024-326 | 01 NORTH | G01 29SP | 631144 MITCHLCO3 345 631270 LASALLE 3 345 1 | P12:345:ATC-XEL:W-13:NMAB5_345:BRIGGSRDNLL:EHV: | 0.05123 | Yes
GEN-2024-326 | 01 NORTH | G01 29SP | 601002 ADAMS 3 345 631144 MITCHLCO3 345 1 | P12:345:ATC-XEL:W-13:NMAB5_345:BRIGGSRDNLL:EHV: | 0.05123 | Yes
GEN-2024-326 | 01 NORTH | G01 29SP | 601002 ADAMS 3 345 615306 GRE-PL VLLY3 345 1 | P12:345:ATC-XEL:W-13:NMAB5_345:BRIGGSRDNLL:EHV: | 0.05248 | Yes
GEN-2024-326 | 01 NORTH | G01 29SP | 631193 HUNTLEY3 345 631197 LEDYARD3 345 1 | P12:345:ITCM-MEC:HAZLTON:LASALLE:1 | 0.06587 | Yes
GEN-2024-326 | 01 NORTH | G01 29SP | 657756 SQBUTTE4 230 995911 620:CENTER # 230 1 | P12:345:MDU:CENTER:COYOTE:1COYOTE RAS - ON: | 0.05167 | Yes
GEN-2024-326 | 01 NORTH | G01 29SP | 657791 CENTER 3 345 995911 620:CENTER # 230 1 | P12:345:MDU:CENTER:COYOTE:1COYOTE RAS - ON: | 0.05167 | Yes
GEN-2024-326 | 01 NORTH | G01 29SP | 657756 SQBUTTE4 230 995910 620:CENTER # 230 2 | P12:345:MDU:CENTER:COYOTE:1COYOTE RAS - ON: | 0.05096 | Yes
GEN-2024-326 | 01 NORTH | G01 29SP | 657791 CENTER 3 345 995910 620:CENTER # 230 2 | P12:345:MDU:CENTER:COYOTE:1COYOTE RAS - ON: | 0.05096 | Yes
GEN-2024-326 | 01 NORTH | G01 29SP | 636000 WEBSTER3 345 636010 LEHIGH 3 345 1 | P12:345:MEC:GARD AVE:LEHIGH:1REACTOR:EHV: | 0.05023 | Yes
GEN-2024-326 | 01 NORTH | G01 29SP | 636000 WEBSTER3 345 636010 LEHIGH 3 345 1 | P12:345:MEC:IDA CO:GARD AVE:1 | 0.05023 | Yes
GEN-2024-326 | 01 NORTH | G01 29SP | 635200 RAUN 3 345 635398 REMSEN 3 345 1 | P12:345:MEC:KOSSUTH:IRVINGTON:1 | 0.05859 | Yes
GEN-2024-326 | 01 NORTH | G01 29SP | 635398 REMSEN 3 345 635399 CHEROKEE 3 345 1 | P12:345:MEC:KOSSUTH:IRVINGTON:1 | 0.05859 | Yes
GEN-2024-326 | 01 NORTH | G01 29SP | 635399 CHEROKEE 3 345 635400 HIGHLAND 3 345 1 | P12:345:MEC:KOSSUTH:IRVINGTON:1 | 0.05859 | Yes
GEN-2024-326 | 01 NORTH | G01 29SP | 635200 RAUN 3 345 635398 REMSEN 3 345 1 | P12:345:MEC:PALO ALTO:KOSSUTH:1REACTOR:EHV: | 0.05186 | Yes
GEN-2024-326 | 01 NORTH | G01 29SP | 631138 LAKEFLD3 345 635368 OBRIEN 3 345 1 | P12:345:MEC:PALO ALTO:KOSSUTH:1REACTOR:EHV: | 0.05473 | Yes
GEN-2024-326 | 01 NORTH | G01 29SP | 635398 REMSEN 3 345 635399 CHEROKEE 3 345 1 | P12:345:MEC:PALO ALTO:KOSSUTH:1REACTOR:EHV: | 0.05186 | Yes
GEN-2024-326 | 01 NORTH | G01 29SP | 635399 CHEROKEE 3 345 635400 HIGHLAND 3 345 1 | P12:345:MEC:PALO ALTO:KOSSUTH:1REACTOR:EHV: | 0.05186 | Yes
GEN-2024-326 | 01 NORTH | G01 29SP | 631193 HUNTLEY3 345 631197 LEDYARD3 345 1 | P12:345:MEC:PALO ALTO:KOSSUTH:1REACTOR:EHV: | 0.06221 | Yes
GEN-2024-326 | 01 NORTH | G01 29SP | 601006 SPLT RK3 345 652864 SIOUXCY-LNX3 345 1 | P12:345:MEC:RAUN:REMSEN:1 | 0.07205 | Yes
GEN-2024-326 | 01 NORTH | G01 29SP | 635200 RAUN 3 345 635398 REMSEN 3 345 1 | P12:345:MEC:WEBSTER:IRVINGTON:1REACTOR:EHV: | 0.05859 | Yes
GEN-2024-326 | 01 NORTH | G01 29SP | 635398 REMSEN 3 345 635399 CHEROKEE 3 345 1 | P12:345:MEC:WEBSTER:IRVINGTON:1REACTOR:EHV: | 0.05859 | Yes
GEN-2024-326 | 01 NORTH | G01 29SP | 635399 CHEROKEE 3 345 635400 HIGHLAND 3 345 1 | P12:345:MEC:WEBSTER:IRVINGTON:1REACTOR:EHV: | 0.05859 | Yes
GEN-2024-326 | 01 NORTH | G01 29SP | 620480 DEUEL CO 3 345 620483 ASTORIA 3 345 1 | P12:345:MRES:ALXLNRCTRT:BISON 3:CAPX-ALXLNRCTRT-BISON 3 | 0.0768 | Yes
GEN-2024-326 | 01 NORTH | G01 29SP | 620417 BSSOUTH3 345 620480 DEUEL CO 3 345 1 | P12:345:MRES:ALXLNRCTRT:BISON 3:CAPX-ALXLNRCTRT-BISON 3 | 0.0768 | Yes
GEN-2024-326 | 01 NORTH | G01 29SP | 635200 RAUN 3 345 645552 S3452 REACT3 345 1 | P12:345:OPPD-MEC:S3451-RAUN:::EHV: | 0.08396 | Yes
GEN-2024-326 | 01 NORTH | G01 29SP | 635200 RAUN 3 345 652564 SIOUXCY3 345 1 | P12:345:OPPD-MEC:S3451-RAUN:::EHV: | 0.06386 | Yes
GEN-2024-326 | 01 NORTH | G01 29SP | 620480 DEUEL CO 3 345 620483 ASTORIA 3 345 1 | P12:345:OTP:ASTORIA3:J510ASTOR3:1 | 0.06726 | Yes
GEN-2024-326 | 01 NORTH | G01 29SP | 620417 BSSOUTH3 345 620480 DEUEL CO 3 345 1 | P12:345:OTP:ASTORIA3:J510ASTOR3:1 | 0.06726 | Yes
GEN-2024-326 | 01 NORTH | G01 29SP | 620358 BUFFALO3 345 620369 JAMESTN3 345 1 | P12:345:OTP:BSSOUTH3:TWINBRKS3:1 | 0.07829 | Yes
GEN-2024-326 | 01 NORTH | G01 29SP | 601067 BISON 3 345 620358 BUFFALO3 345 1 | P12:345:OTP:BSSOUTH3:TWINBRKS3:1 | 0.07678 | Yes
GEN-2024-326 | 01 NORTH | G01 29SP | 602006 SHEYNNE4 230 652435 FARGO 4 230 1 | P12:345:OTP:BUFFALO3:JAMESTN3:1 | 0.05407 | Yes
GEN-2024-326 | 01 NORTH | G01 29SP | 661018 COYOTE 7 115 661021 WSTMD1 7 115 1 | P12:345:OTP:BUFFALO3:JAMESTN3:1 | 0.05394 | Yes
GEN-2024-326 | 01 NORTH | G01 29SP | 661020 DIXGREENRVR7 115 661021 WSTMD1 7 115 1 | P12:345:OTP:BUFFALO3:JAMESTN3:1 | 0.05394 | Yes
GEN-2024-326 | 01 NORTH | G01 29SP | 652296 WARD 4 230 661053 MANDAN 4 230 1 | P12:345:OTP:BUFFALO3:JAMESTN3:1 | 0.06534 | Yes
GEN-2024-326 | 01 NORTH | G01 29SP | 620416 TWIN BRKS 3 345 620417 BSSOUTH3 345 1 | P12:345:OTP:BUFFALO3:JAMESTN3:1 | 0.05954 | Yes
GEN-2024-326 | 01 NORTH | G01 29SP | 620369 JAMESTN3 345 620769 JMS SHUNT 3 345 Z | P12:345:OTP:BUFFALO3:JAMESTN3:1 | 0.05479 | Yes
GEN-2024-326 | 01 NORTH | G01 29SP | 620769 JMS SHUNT 3 345 661952 ELN345SHNT23 345 1 | P12:345:OTP:BUFFALO3:JAMESTN3:1 | 0.05479 | Yes
GEN-2024-326 | 01 NORTH | G01 29SP | 661097 ELLENDL345 3 345 661952 ELN345SHNT23 345 Z | P12:345:OTP:BUFFALO3:JAMESTN3:1 | 0.05479 | Yes
GEN-2024-326 | 01 NORTH | G01 29SP | 661097 ELLENDL345 3 345 661950 ELN345SHNT 3 345 Z | P12:345:OTP:BUFFALO3:JAMESTN3:1 | 0.05954 | Yes
GEN-2024-326 | 01 NORTH | G01 29SP | 620416 TWIN BRKS 3 345 661950 ELN345SHNT 3 345 1 | P12:345:OTP:BUFFALO3:JAMESTN3:1 | 0.05954 | Yes
GEN-2024-326 | 01 NORTH | G01 29SP | 620369 JAMESTN3 345 657791 CENTER 3 345 1 | P12:345:OTP:CENTER3:CNTSHNT3:Z1 | 0.09536 | Yes
GEN-2024-326 | 01 NORTH | G01 29SP | 620358 BUFFALO3 345 620369 JAMESTN3 345 1 | P12:345:OTP:CENTER3:CNTSHNT3:Z1 | 0.07091 | Yes
GEN-2024-326 | 01 NORTH | G01 29SP | 661018 COYOTE 7 115 661021 WSTMD1 7 115 1 | P12:345:OTP:CENTER3:CNTSHNT3:Z1 | 0.05405 | Yes
GEN-2024-326 | 01 NORTH | G01 29SP | 601067 BISON 3 345 620358 BUFFALO3 345 1 | P12:345:OTP:CENTER3:CNTSHNT3:Z1 | 0.0694 | Yes
GEN-2024-326 | 01 NORTH | G01 29SP | 661020 DIXGREENRVR7 115 661021 WSTMD1 7 115 1 | P12:345:OTP:CENTER3:CNTSHNT3:Z1 | 0.05405 | Yes
GEN-2024-326 | 01 NORTH | G01 29SP | 652296 WARD 4 230 661053 MANDAN 4 230 1 | P12:345:OTP:CENTER3:CNTSHNT3:Z1 | 0.06317 | Yes
GEN-2024-326 | 01 NORTH | G01 29SP | 657756 SQBUTTE4 230 995911 620:CENTER # 230 1 | P12:345:OTP:CENTER3:COYOTE3:1 RAS OFF:EHV: | 0.05167 | Yes
GEN-2024-326 | 01 NORTH | G01 29SP | 657791 CENTER 3 345 995911 620:CENTER # 230 1 | P12:345:OTP:CENTER3:COYOTE3:1 RAS OFF:EHV: | 0.05167 | Yes
GEN-2024-326 | 01 NORTH | G01 29SP | 657756 SQBUTTE4 230 995910 620:CENTER # 230 2 | P12:345:OTP:CENTER3:COYOTE3:1 RAS OFF:EHV: | 0.05096 | Yes
GEN-2024-326 | 01 NORTH | G01 29SP | 657791 CENTER 3 345 995910 620:CENTER # 230 2 | P12:345:OTP:CENTER3:COYOTE3:1 RAS OFF:EHV: | 0.05096 | Yes
GEN-2024-326 | 01 NORTH | G01 29SP | 657751 CENTER 4 230 657756 SQBUTTE4 230 1 | P12:345:OTP:CENTER3:COYOTE3:1 RAS OFF:EHV: | 0.07249 | Yes
GEN-2024-326 | 01 NORTH | G01 29SP | 602006 SHEYNNE4 230 652435 FARGO 4 230 1 | P12:345:OTP:JAMESTN3:CENTER3:1 | 0.05757 | Yes
GEN-2024-326 | 01 NORTH | G01 29SP | 661091 NAPOLEON SW4 230 661094 WISHEK 4 230 1 | P12:345:OTP:JAMESTN3:CENTER3:1 | 0.06131 | Yes
GEN-2024-326 | 01 NORTH | G01 29SP | 661093 MERRCRT4 230 661094 WISHEK 4 230 1 | P12:345:OTP:JAMESTN3:CENTER3:1 | 0.06131 | Yes
GEN-2024-326 | 01 NORTH | G01 29SP | 661018 COYOTE 7 115 661021 WSTMD1 7 115 1 | P12:345:OTP:JAMESTN3:CENTER3:1 | 0.05208 | Yes
GEN-2024-326 | 01 NORTH | G01 29SP | 67020 MPC03839POI 345 657946 PRAIRIE3 345 1 | P12:345:OTP:JAMESTN3:CENTER3:1 | 0.05021 | Yes
GEN-2024-326 | 01 NORTH | G01 29SP | 661020 DIXGREENRVR7 115 661021 WSTMD1 7 115 1 | P12:345:OTP:JAMESTN3:CENTER3:1 | 0.05208 | Yes
GEN-2024-326 | 01 NORTH | G01 29SP | 652296 WARD 4 230 661053 MANDAN 4 230 1 | P12:345:OTP:JAMESTN3:CENTER3:1 | 0.0707 | Yes
GEN-2024-326 | 01 NORTH | G01 29SP | 657791 CENTER 3 345 657951 CNTSHNT3 345 Z1 | P12:345:OTP:JAMESTN3:CENTER3:1 | 0.05021 | Yes
GEN-2024-326 | 01 NORTH | G01 29SP | 67020 MPC03839POI 345 657951 CNTSHNT3 345 1 | P12:345:OTP:JAMESTN3:CENTER3:1 | 0.05021 | Yes
GEN-2024-326 | 01 NORTH | G01 29SP | 601001 FORBES 2 500 601013 ROSEAUS2 500 1 | P12:345:OTP:JAMESTN3:CENTER3:1 | 0.05247 | Yes
GEN-2024-326 | 01 NORTH | G01 29SP | 661053 MANDAN 4 230 661091 NAPOLEON SW4 230 1 | P12:345:OTP:JAMESTN3:CENTER3:1 | 0.06131 | Yes
GEN-2024-326 | 01 NORTH | G01 29SP | 601012 ROSEAUN2 500 667501 RIEL 2 500 1 | P12:345:OTP:JAMESTN3:CENTER3:1 | 0.05247 | Yes
GEN-2024-326 | 01 NORTH | G01 29SP | 601013 ROSEAUS2 500 601038 ROSEAUM 2 500 1 | P12:345:OTP:JAMESTN3:CENTER3:1 | 0.05247 | Yes
GEN-2024-326 | 01 NORTH | G01 29SP | 601012 ROSEAUN2 500 601038 ROSEAUM 2 500 1 | P12:345:OTP:JAMESTN3:CENTER3:1 | 0.05247 | Yes
GEN-2024-326 | 01 NORTH | G01 29SP | 601001 FORBES 2 500 601017 CHIS-N 2 500 1 | P12:345:OTP:JAMESTN3:CENTER3:1 | 0.06671 | Yes
GEN-2024-326 | 01 NORTH | G01 29SP | 601016 CHIS CO2 500 601017 CHIS-N 2 500 1 | P12:345:OTP:JAMESTN3:CENTER3:1 | 0.06671 | Yes
GEN-2024-326 | 01 NORTH | G01 29SP | 652468 HEBRON 4 230 661053 MANDAN 4 230 1 | P12:345:OTP:JAMESTN3:CENTER3:1 | 0.15631 | Yes
GEN-2024-326 | 01 NORTH | G01 29SP | 601003 PR ISLD3 345 601039 NROC 3 345 1 | P12:345:XEL:ASK-ECL | 0.05594 | Yes
GEN-2024-326 | 01 NORTH | G01 29SP | 601014 AS KING3 345 601021 KOLMNLK3 345 1 | P12:345:XEL:ASKING3:CHISCO3:1 | 0.05286 | Yes
GEN-2024-326 | 01 NORTH | G01 29SP | 601048 LYON CO 3 345 631138 LAKEFLD3 345 1 | P12:345:XEL:HELENA3:GRE-CDRMTH13:1 | 0.05989 | Yes
GEN-2024-326 | 01 NORTH | G01 29SP | 601048 LYON CO 3 345 631138 LAKEFLD3 345 1 | P12:345:XEL:HELENA3:GRE-CDRMTH23:2 | 0.05991 | Yes
GEN-2024-326 | 01 NORTH | G01 29SP | 601006 SPLT RK3 345 652536 WHITE-SRX3 345 1 | P12:345:XEL:LYONCO3:HAWKSNEST3:1 | 0.06696 | Yes
GEN-2024-326 | 01 NORTH | G01 29SP | 601003 PR ISLD3 345 601039 NROC 3 345 1 | P12:345:XEL:NROC3:HMPTCNR3:1 | 0.06666 | Yes
GEN-2024-326 | 01 NORTH | G01 29SP | 601039 NROC 3 345 601051 HMPT CNR3 345 1 | P12:345:XEL:PRISLD3:NROC3:1 | 0.06166 | Yes
GEN-2024-326 | 01 NORTH | G01 29SP | 631193 HUNTLEY3 345 631197 LEDYARD3 345 1 | P12:345:XEL:WILMART3:SHEASLK3:1 | 0.05092 | Yes
GEN-2024-326 | 01 NORTH | G01 29SP | 601005 ELM CRK3 345 601022 PARKERS3 345 1 | P12:345:XEL-GRE:PARKERS3:GRE-DICKNSN3:1 | 0.05086 | Yes
GEN-2024-326 | 01 NORTH | G01 29SP | 652296 WARD 4 230 661053 MANDAN 4 230 1 | P12:345:XEL-OTP:BISON3:BUFFALO3:1 | 0.06331 | Yes
GEN-2024-326 | 01 NORTH | G01 29SP | 620416 TWIN BRKS 3 345 620417 BSSOUTH3 345 1 | P12:345:XEL-OTP:BISON3:BUFFALO3:1 | 0.05608 | Yes
GEN-2024-326 | 01 NORTH | G01 29SP | 661097 ELLENDL345 3 345 661950 ELN345SHNT 3 345 Z | P12:345:XEL-OTP:BISON3:BUFFALO3:1 | 0.05608 | Yes
GEN-2024-326 | 01 NORTH | G01 29SP | 620416 TWIN BRKS 3 345 661950 ELN345SHNT 3 345 1 | P12:345:XEL-OTP:BISON3:BUFFALO3:1 | 0.05608 | Yes
GEN-2024-326 | 01 NORTH | G01 29SP | 601005 ELM CRK3 345 601022 PARKERS3 345 1 | P12:345:XEL-OTP:BRKNGCO3:ASTORIA3:1 | 0.05023 | Yes
GEN-2024-326 | 01 NORTH | G01 29SP | 601067 BISON 3 345 658049 ALXLNRCTRT 345 1 | P12:345:XEL-OTP:BRKNGCO3:ASTORIA3:1 | 0.05874 | Yes
GEN-2024-326 | 01 NORTH | G01 29SP | 658047 ALEXMRES3 345 658049 ALXLNRCTRT 345 Z1 | P12:345:XEL-OTP:BRKNGCO3:ASTORIA3:1 | 0.05874 | Yes
GEN-2024-326 | 01 NORTH | G01 29SP | 601067 BISON 3 345 658049 ALXLNRCTRT 345 1 | P12:500:XEL-GRE-MP:FORBES-CHISAGO COUNTY 500 | 0.05655 | Yes
GEN-2024-326 | 01 NORTH | G01 29SP | 658047 ALEXMRES3 345 658049 ALXLNRCTRT 345 Z1 | P12:500:XEL-GRE-MP:FORBES-CHISAGO COUNTY 500 | 0.05655 | Yes
GEN-2024-326 | 01 NORTH | G01 29SP | 620358 BUFFALO3 345 620369 JAMESTN3 345 1 | P13:034-230-345:MDU:ELLENDALE345:1: | 0.06297 | Yes
GEN-2024-326 | 01 NORTH | G01 29SP | 601067 BISON 3 345 620358 BUFFALO3 345 1 | P13:034-230-345:MDU:ELLENDALE345:1: | 0.06212 | Yes
GEN-2024-326 | 01 NORTH | G01 29SP | 659125 DICKINSN-BE7 115 995887 KW1A DK 115 1 | P13:115:WAPA-MDU-MDU:DICKINSN-BE4:DICKINS2-BE7:DK.KW1A_-BE91:HV: | 0.05627 | Yes
GEN-2024-326 | 01 NORTH | G01 29SP | 659195 DICKINS2-BE7 115 995888 KV2A DK 115 1 | P13:115:WAPA-MDU-MDU:DICKINSN-BE4:DICKINSN-BE7:DK.KW1A_-BE91:HV: | 0.06353 | Yes
GEN-2024-326 | 01 NORTH | G01 29SP | 657791 CENTER 3 345 661016 COYOTE 3 345 1 | P13:20-230:OTP:CENTER2G:YNG24:1 | 0.05213 | Yes
GEN-2024-326 | 01 NORTH | G01 29SP | 657751 CENTER 4 230 657756 SQBUTTE4 230 1 | P13:20-230:OTP:CENTER2G:YNG24:1 | 0.05104 | Yes
GEN-2024-326 | 01 NORTH | G01 29SP | 657791 CENTER 3 345 661016 COYOTE 3 345 1 | P13:22-230:OTP:CENTER1G:CENTER4:1 | 0.05213 | Yes
GEN-2024-326 | 01 NORTH | G01 29SP | 657751 CENTER 4 230 657756 SQBUTTE4 230 1 | P13:22-230:OTP:CENTER1G:CENTER4:1 | 0.05104 | Yes
GEN-2024-326 | 01 NORTH | G01 29SP | 657791 CENTER 3 345 661016 COYOTE 3 345 1 | P13:230:OTP:SQBUTTE4:CENTER3:CENTR2TE2:HV: | 0.05383 | Yes
GEN-2024-326 | 01 NORTH | G01 29SP | 657756 SQBUTTE4 230 995911 620:CENTER # 230 1 | P13:230:OTP:SQBUTTE4:CENTER3:CENTR2TE2:HV: | 0.061 | Yes
GEN-2024-326 | 01 NORTH | G01 29SP | 657791 CENTER 3 345 995911 620:CENTER # 230 1 | P13:230:OTP:SQBUTTE4:CENTER3:CENTR2TE2:HV: | 0.061 | Yes
GEN-2024-326 | 01 NORTH | G01 29SP | 659125 DICKINSN-BE7 115 995887 KW1A DK 115 1 | P13:230-115.0:UMZ:# N-1 #:: 3WND DICKINSN-BE4-DICKINS2-BE7-DK.KV2A_-BE9-1 KV2A DK:HV: | 0.05627 | Yes
GEN-2024-326 | 01 NORTH | G01 29SP | 659195 DICKINS2-BE7 115 995888 KV2A DK 115 1 | P13:230-115.0:UMZ:# N-1 #:: 3WND DICKINSN-BE4-DICKINSN-BE7-DK.KW1A_-BE9-1 KW1A DK:HV: | 0.06353 | Yes
GEN-2024-326 | 01 NORTH | G01 29SP | 620369 JAMESTN3 345 657791 CENTER 3 345 1 | P13:230-24:OTP:BIGSTON4:BIGSTN1G:1 | 0.085 | Yes
GEN-2024-326 | 01 NORTH | G01 29SP | 652468 HEBRON 4 230 661053 MANDAN 4 230 1 | P13:230-34.5:UMZ:# N-1 #:: 3WND ND.SUN._-PP4-ND.SUN._-PP9-ND.SUN.T-PP9-1 SFW.GSU.T1:HV: | 0.16054 | Yes
GEN-2024-326 | 01 NORTH | G01 29SP | 635200 RAUN 3 345 762779 G18-043 TAP 345 1 | P13:345:OPPD:NEBCTY2G:::EHV: | 0.05652 | Yes
GEN-2024-326 | 01 NORTH | G01 29SP | 635200 RAUN 3 345 645552 S3452 REACT3 345 1 | P13:345:OPPD:NEBCTY2G:::EHV: | 0.05757 | Yes
GEN-2024-326 | 01 NORTH | G01 29SP | 601016 CHIS CO2 500 996557 C055765(2-4) 345 9 | P13:345:XEL:CHISCO2:CHISCO3:CHIST1910:EHV: | 0.05864 | Yes
GEN-2024-326 | 01 NORTH | G01 29SP | 601018 CHIS CO3 345 996557 C055765(2-4) 345 9 | P13:345:XEL:CHISCO2:CHISCO3:CHIST1910:EHV: | 0.05864 | Yes
GEN-2024-326 | 01 NORTH | G01 29SP | 601016 CHIS CO2 500 996556 C073455(1-2) 345 10 | P13:345:XEL:CHISCO2:CHISCO3:CHIST299:EHV: | 0.05859 | Yes
GEN-2024-326 | 01 NORTH | G01 29SP | 601018 CHIS CO3 345 996556 C073455(1-2) 345 10 | P13:345:XEL:CHISCO2:CHISCO3:CHIST299:EHV: | 0.05859 | Yes
GEN-2024-326 | 01 NORTH | G01 29SP | 601001 FORBES 2 500 601017 CHIS-N 2 500 1 | P13:345:XEL:MNTCE31G:MNTCELO3:1 | 0.0605 | Yes
GEN-2024-326 | 01 NORTH | G01 29SP | 601016 CHIS CO2 500 601017 CHIS-N 2 500 1 | P13:345:XEL:MNTCE31G:MNTCELO3:1 | 0.0605 | Yes
GEN-2024-326 | 01 NORTH | G01 29SP | 601067 BISON 3 345 658049 ALXLNRCTRT 345 1 | P13:345:XEL:MNTCE31G:MNTCELO3:1 | 0.05169 | Yes
GEN-2024-326 | 01 NORTH | G01 29SP | 658047 ALEXMRES3 345 658049 ALXLNRCTRT 345 Z1 | P13:345:XEL:MNTCE31G:MNTCELO3:1 | 0.05169 | Yes
GEN-2024-326 | 01 NORTH | G01 29SP | 601001 FORBES 2 500 601017 CHIS-N 2 500 1 | P13:345:XEL:PRIS31G:PRISLD3:1 | 0.0605 | Yes
GEN-2024-326 | 01 NORTH | G01 29SP | 601016 CHIS CO2 500 601017 CHIS-N 2 500 1 | P13:345:XEL:PRIS31G:PRISLD3:1 | 0.0605 | Yes
GEN-2024-326 | 01 NORTH | G01 29SP | 601001 FORBES 2 500 601017 CHIS-N 2 500 1 | P13:345:XEL:PRIS32G:PRISLD3:2 | 0.0605 | Yes
GEN-2024-326 | 01 NORTH | G01 29SP | 601016 CHIS CO2 500 601017 CHIS-N 2 500 1 | P13:345:XEL:PRIS32G:PRISLD3:2 | 0.0605 | Yes
GEN-2024-326 | 01 NORTH | G01 29SP | 601031 BRKNGCO3 345 620483 ASTORIA 3 345 1 | P13:345-18.0:UMZ:# N-1 #:: 3WND DEERCREK-BE3-DEERC_CT-BEG-DEERC_ST-BEG-1 DEERCRK KU1A:EHV: | 0.06592 | Yes
GEN-2024-326 | 01 NORTH | G01 29SP | 661018 COYOTE 7 115 661021 WSTMD1 7 115 1 | P13:345-24.0:UMZ:# N-1 #:: 2WND LRS_1___-MBG-LARAMIE_-MB3-1 :EHV: | 0.05517 | Yes
GEN-2024-326 | 01 NORTH | G01 29SP | 661020 DIXGREENRVR7 115 661021 WSTMD1 7 115 1 | P13:345-24.0:UMZ:# N-1 #:: 2WND LRS_1___-MBG-LARAMIE_-MB3-1 :EHV: | 0.05517 | Yes
GEN-2024-326 | 01 NORTH | G01 29SP | 652468 HEBRON 4 230 661053 MANDAN 4 230 1 | P13:345-24.0:UMZ:# N-1 #:: 2WND LRS_1___-MBG-LARAMIE_-MB3-1 :EHV: | 0.15953 | Yes
GEN-2024-326 | 01 NORTH | G01 29SP | 620369 JAMESTN3 345 657791 CENTER 3 345 1 | P14:345:UMZ:# 7211 #:: PROPER TAKE LINE WITH GROTON-LELAND OLDS LINE REACTOR:EHV: | 0.09584 | Yes
GEN-2024-326 | 01 NORTH | G01 29SP | 620369 JAMESTN3 345 657791 CENTER 3 345 1 | P14:345:UMZ:# 7212 #:: PROPER TAKE LINE WITH LELAND OLDS-GROTON LINE REACTOR:EHV: | 0.09584 | Yes
GEN-2024-326 | 01 NORTH | G01 29SP | 661093 MERRCRT4 230 661094 WISHEK 4 230 1 | P14:345:UMZ:# 7212 #:: PROPER TAKE LINE WITH LELAND OLDS-GROTON LINE REACTOR:EHV: | 0.05217 | Yes
GEN-2024-326 | 01 NORTH | G01 29SP | 620369 JAMESTN3 345 657791 CENTER 3 345 1 | P14:345:UMZ:# 7220 #:: PROPER MINNKOTA CON FOR CENTER SHUNT TAKES LINE:EHV: | 0.09536 | Yes
GEN-2024-326 | 01 NORTH | G01 29SP | 620358 BUFFALO3 345 620369 JAMESTN3 345 1 | P14:345:UMZ:# 7220 #:: PROPER MINNKOTA CON FOR CENTER SHUNT TAKES LINE:EHV: | 0.07091 | Yes
GEN-2024-326 | 01 NORTH | G01 29SP | 661018 COYOTE 7 115 661021 WSTMD1 7 115 1 | P14:345:UMZ:# 7220 #:: PROPER MINNKOTA CON FOR CENTER SHUNT TAKES LINE:EHV: | 0.05405 | Yes
GEN-2024-326 | 01 NORTH | G01 29SP | 601067 BISON 3 345 620358 BUFFALO3 345 1 | P14:345:UMZ:# 7220 #:: PROPER MINNKOTA CON FOR CENTER SHUNT TAKES LINE:EHV: | 0.0694 | Yes
GEN-2024-326 | 01 NORTH | G01 29SP | 661020 DIXGREENRVR7 115 661021 WSTMD1 7 115 1 | P14:345:UMZ:# 7220 #:: PROPER MINNKOTA CON FOR CENTER SHUNT TAKES LINE:EHV: | 0.05405 | Yes
GEN-2024-326 | 01 NORTH | G01 29SP | 652296 WARD 4 230 661053 MANDAN 4 230 1 | P14:345:UMZ:# 7220 #:: PROPER MINNKOTA CON FOR CENTER SHUNT TAKES LINE:EHV: | 0.06317 | Yes
GEN-2024-326 | 01 NORTH | G01 29SP | 652296 WARD 4 230 661053 MANDAN 4 230 1 | P21:115:MDU:MANDAN:NW MANDAN:1: | 0.05963 | Yes
GEN-2024-326 | 01 NORTH | G01 29SP | 652296 WARD 4 230 661053 MANDAN 4 230 1 | P21:115:MDU:MANDAN38TH:COLLINS:1: | 0.06019 | Yes
GEN-2024-326 | 01 NORTH | G01 29SP | 661093 MERRCRT4 230 661094 WISHEK 4 230 1 | P21:345:MDU:ELLENDALE JETX REACTOR:JMS SHUNT REACTOR:1: | 0.05045 | Yes
GEN-2024-326 | 01 NORTH | G01 29SP | 661091 NAPOLEON SW4 230 661094 WISHEK 4 230 1 | P21:345:MDU:ELLENDALE JETX REACTOR:JMS SHUNT REACTOR:1: | 0.05045 | Yes
GEN-2024-326 | 01 NORTH | G01 29SP | 620358 BUFFALO3 345 620369 JAMESTN3 345 1 | P21:345:MDU:ELLENDALE JETX REACTOR:JMS SHUNT REACTOR:1: | 0.07648 | Yes
GEN-2024-326 | 01 NORTH | G01 29SP | 601067 BISON 3 345 620358 BUFFALO3 345 1 | P21:345:MDU:ELLENDALE JETX REACTOR:JMS SHUNT REACTOR:1: | 0.07495 | Yes
GEN-2024-326 | 01 NORTH | G01 29SP | 661053 MANDAN 4 230 661091 NAPOLEON SW4 230 1 | P21:345:MDU:ELLENDALE JETX REACTOR:JMS SHUNT REACTOR:1: | 0.05045 | Yes
GEN-2024-326 | 01 NORTH | G01 29SP | 661093 MERRCRT4 230 661094 WISHEK 4 230 1 | P21:345:MDU:ELLENDALE345:ELLENDALE JETX REACTOR:Z: | 0.05045 | Yes
GEN-2024-326 | 01 NORTH | G01 29SP | 661091 NAPOLEON SW4 230 661094 WISHEK 4 230 1 | P21:345:MDU:ELLENDALE345:ELLENDALE JETX REACTOR:Z: | 0.05045 | Yes
GEN-2024-326 | 01 NORTH | G01 29SP | 620358 BUFFALO3 345 620369 JAMESTN3 345 1 | P21:345:MDU:ELLENDALE345:ELLENDALE JETX REACTOR:Z: | 0.07648 | Yes
GEN-2024-326 | 01 NORTH | G01 29SP | 601067 BISON 3 345 620358 BUFFALO3 345 1 | P21:345:MDU:ELLENDALE345:ELLENDALE JETX REACTOR:Z: | 0.07495 | Yes
GEN-2024-326 | 01 NORTH | G01 29SP | 661053 MANDAN 4 230 661091 NAPOLEON SW4 230 1 | P21:345:MDU:ELLENDALE345:ELLENDALE JETX REACTOR:Z: | 0.05045 | Yes
GEN-2024-326 | 01 NORTH | G01 29SP | 601006 SPLT RK3 345 652864 SIOUXCY-LNX3 345 1 | P21:345:UMZW:# 2410 #:: FT2 IN SD. FT2-FT22LNX3 OPENED:EHV: | 0.07222 | Yes
GEN-2024-326 | 01 NORTH | G01 29SP | 601006 SPLT RK3 345 652864 SIOUXCY-LNX3 345 1 | P21:345:UMZW:# 324 #:: FT2 IN SD. OPENING OF A LINE SECTION W/O A FAULT:EHV: | 0.07222 | Yes
GEN-2024-326 | 01 NORTH | G01 29SP | 601031 BRKNGCO3 345 620483 ASTORIA 3 345 1 | P21:345:UMZW:# 326 #:: WT2 IN SD. OPENING OF A LINE SECTION W/O A FAULT (WT2-WT2LNX3 LINE REACTOR):EHV: | 0.08988 | Yes
GEN-2024-326 | 01 NORTH | G01 29SP | 620480 DEUEL CO 3 345 620483 ASTORIA 3 345 1 | P21:345:UMZW:# 326 #:: WT2 IN SD. OPENING OF A LINE SECTION W/O A FAULT (WT2-WT2LNX3 LINE REACTOR):EHV: | 0.08767 | Yes
GEN-2024-326 | 01 NORTH | G01 29SP | 620417 BSSOUTH3 345 620480 DEUEL CO 3 345 1 | P21:345:UMZW:# 326 #:: WT2 IN SD. OPENING OF A LINE SECTION W/O A FAULT (WT2-WT2LNX3 LINE REACTOR):EHV: | 0.08767 | Yes
GEN-2024-326 | 01 NORTH | G01 29SP | 620480 DEUEL CO 3 345 620483 ASTORIA 3 345 1 | P21:345:XEL-OTP:BISON3:ALEXMRES3:1:EHV: | 0.0768 | Yes
GEN-2024-326 | 01 NORTH | G01 29SP | 620417 BSSOUTH3 345 620480 DEUEL CO 3 345 1 | P21:345:XEL-OTP:BISON3:ALEXMRES3:1:EHV: | 0.0768 | Yes
GEN-2024-326 | 01 NORTH | G01 29SP | 601048 LYON CO 3 345 631138 LAKEFLD3 345 1 | P22:345:GRE:CMT HEL 1:::EHV: | 0.05989 | Yes
GEN-2024-326 | 01 NORTH | G01 29SP | 601048 LYON CO 3 345 631138 LAKEFLD3 345 1 | P22:345:GRE:CMT HEL 2:::EHV: | 0.05991 | Yes
GEN-2024-326 | 01 NORTH | G01 29SP | 635200 RAUN 3 345 645552 S3452 REACT3 345 1 | P22:345:OPPD:S3451-RAUN:::EHV: | 0.08396 | Yes
GEN-2024-326 | 01 NORTH | G01 29SP | 635200 RAUN 3 345 652564 SIOUXCY3 345 1 | P22:345:OPPD:S3451-RAUN:::EHV: | 0.06386 | Yes
GEN-2024-326 | 01 NORTH | G01 29SP | 635200 RAUN 3 345 762779 G18-043 TAP 345 1 | P22:345:OPPD:S3458 NEBCTY1G:LT::EHV: | 0.05882 | Yes
GEN-2024-326 | 01 NORTH | G01 29SP | 635200 RAUN 3 345 762779 G18-043 TAP 345 1 | P22:345:OPPD:S3458 NEBCTY2G:::EHV: | 0.05652 | Yes
GEN-2024-326 | 01 NORTH | G01 29SP | 635200 RAUN 3 345 645552 S3452 REACT3 345 1 | P22:345:OPPD:S3458 NEBCTY2G:::EHV: | 0.05757 | Yes
GEN-2024-326 | 01 NORTH | G01 29SP | 635200 RAUN 3 345 762779 G18-043 TAP 345 1 | P22:345:OPPD:S3458 NEBCTY2G:LT::EHV: | 0.05882 | Yes
GEN-2024-326 | 01 NORTH | G01 29SP | 635200 RAUN 3 345 645552 S3452 REACT3 345 1 | P22:345:OPPD:S3458 NEBCTY2G:LT::EHV: | 0.05993 | Yes
GEN-2024-326 | 01 NORTH | G01 29SP | 659195 DICKINS2-BE7 115 995888 KV2A DK 115 1 | P22:345:UMZW:# 386 #:: BEF IN ND. 345 BUS FAULT :EHV: | 0.07098 | Yes
GEN-2024-326 | 01 NORTH | G01 29SP | 601048 LYON CO 3 345 631138 LAKEFLD3 345 1 | P23:345:GRE:CMT 302JB6:::EHV: | 0.06109 | Yes
GEN-2024-326 | 01 NORTH | G01 29SP | 601005 ELM CRK3 345 601022 PARKERS3 345 1 | P23:345:GRE:DKN 62JB4:::EHV: | 0.05086 | Yes
GEN-2024-326 | 01 NORTH | G01 29SP | 635999 IRVINGTON3 345 636000 WEBSTER3 345 1 | P23:345:ITCM:BISON 3 3681-3682-3683:IA-NW::EHV: | 0.05297 | Yes
GEN-2024-326 | 01 NORTH | G01 29SP | 635369 KOSSUTH 3 345 635999 IRVINGTON3 345 1 | P23:345:ITCM:BISON 3 3681-3682-3683:IA-NW::EHV: | 0.05297 | Yes
GEN-2024-326 | 01 NORTH | G01 29SP | 635999 IRVINGTON3 345 636000 WEBSTER3 345 1 | P23:345:ITCM:KILLDEER3 3822:IA-MVP::EHV: | 0.05059 | Yes
GEN-2024-326 | 01 NORTH | G01 29SP | 635369 KOSSUTH 3 345 635999 IRVINGTON3 345 1 | P23:345:ITCM:KILLDEER3 3822:IA-MVP::EHV: | 0.05059 | Yes
GEN-2024-326 | 01 NORTH | G01 29SP | 635999 IRVINGTON3 345 636000 WEBSTER3 345 1 | P23:345:ITCM:KILLDEER3 3828:IA-MVP::EHV: | 0.05218 | Yes
GEN-2024-326 | 01 NORTH | G01 29SP | 635369 KOSSUTH 3 345 635999 IRVINGTON3 345 1 | P23:345:ITCM:KILLDEER3 3828:IA-MVP::EHV: | 0.05218 | Yes
GEN-2024-326 | 01 NORTH | G01 29SP | 631193 HUNTLEY3 345 631197 LEDYARD3 345 1 | P23:345:ITCM:LASALLE3 3904-3905-3906:IA-NW::EHV: | 0.06587 | Yes
GEN-2024-326 | 01 NORTH | G01 29SP | 635999 IRVINGTON3 345 636000 WEBSTER3 345 1 | P23:345:ITCM:QUINN3 3762-3763-3764:IA::EHV: | 0.05218 | Yes
GEN-2024-326 | 01 NORTH | G01 29SP | 635369 KOSSUTH 3 345 635999 IRVINGTON3 345 1 | P23:345:ITCM:QUINN3 3762-3763-3764:IA::EHV: | 0.05218 | Yes
GEN-2024-326 | 01 NORTH | G01 29SP | 661093 MERRCRT4 230 661094 WISHEK 4 230 1 | P23:345:MDU:ELLENDALE345:EL5-EL6: | 0.05045 | Yes
GEN-2024-326 | 01 NORTH | G01 29SP | 661091 NAPOLEON SW4 230 661094 WISHEK 4 230 1 | P23:345:MDU:ELLENDALE345:EL5-EL6: | 0.05045 | Yes
GEN-2024-326 | 01 NORTH | G01 29SP | 620358 BUFFALO3 345 620369 JAMESTN3 345 1 | P23:345:MDU:ELLENDALE345:EL5-EL6: | 0.07648 | Yes
GEN-2024-326 | 01 NORTH | G01 29SP | 601067 BISON 3 345 620358 BUFFALO3 345 1 | P23:345:MDU:ELLENDALE345:EL5-EL6: | 0.07495 | Yes
GEN-2024-326 | 01 NORTH | G01 29SP | 661053 MANDAN 4 230 661091 NAPOLEON SW4 230 1 | P23:345:MDU:ELLENDALE345:EL5-EL6: | 0.05045 | Yes
GEN-2024-326 | 01 NORTH | G01 29SP | 635600 GRIMES 3 345 636003 BEAVER CRK 3 345 1 | P23:345:MEC:BLACK HAWK:902::EHV: | 0.05067 | Yes
GEN-2024-326 | 01 NORTH | G01 29SP | 636003 BEAVER CRK 3 345 636010 LEHIGH 3 345 1 | P23:345:MEC:BLACK HAWK:902::EHV: | 0.05067 | Yes
GEN-2024-326 | 01 NORTH | G01 29SP | 635200 RAUN 3 345 762779 G18-043 TAP 345 1 | P23:345:MEC:CBEC:905::EHV: | 0.05942 | Yes
GEN-2024-326 | 01 NORTH | G01 29SP | 601006 SPLT RK3 345 652864 SIOUXCY-LNX3 345 1 | P23:345:MEC:CBEC:905::EHV: | 0.06274 | Yes
GEN-2024-326 | 01 NORTH | G01 29SP | 635200 RAUN 3 345 645552 S3452 REACT3 345 1 | P23:345:MEC:CBEC:905::EHV: | 0.06057 | Yes
GEN-2024-326 | 01 NORTH | G01 29SP | 635200 RAUN 3 345 762779 G18-043 TAP 345 1 | P23:345:MEC:CBEC:908::EHV: | 0.05883 | Yes
GEN-2024-326 | 01 NORTH | G01 29SP | 635200 RAUN 3 345 645552 S3452 REACT3 345 1 | P23:345:MEC:CBEC:908::EHV: | 0.05994 | Yes
GEN-2024-326 | 01 NORTH | G01 29SP | 636000 WEBSTER3 345 636010 LEHIGH 3 345 1 | P23:345:MEC:GARD AVE:901::EHV: | 0.05023 | Yes
GEN-2024-326 | 01 NORTH | G01 29SP | 636000 WEBSTER3 345 636010 LEHIGH 3 345 1 | P23:345:MEC:GARD AVE:903::EHV: | 0.05023 | Yes
GEN-2024-326 | 01 NORTH | G01 29SP | 636000 WEBSTER3 345 636010 LEHIGH 3 345 1 | P23:345:MEC:GARD AVE:904::EHV: | 0.05023 | Yes
GEN-2024-326 | 01 NORTH | G01 29SP | 636000 WEBSTER3 345 636010 LEHIGH 3 345 1 | P23:345:MEC:IDA CO:901::EHV: | 0.05023 | Yes
GEN-2024-326 | 01 NORTH | G01 29SP | 635200 RAUN 3 345 635398 REMSEN 3 345 1 | P23:345:MEC:IRVINGTON:901::EHV: | 0.05859 | Yes
GEN-2024-326 | 01 NORTH | G01 29SP | 635398 REMSEN 3 345 635399 CHEROKEE 3 345 1 | P23:345:MEC:IRVINGTON:901::EHV: | 0.05859 | Yes
GEN-2024-326 | 01 NORTH | G01 29SP | 635399 CHEROKEE 3 345 635400 HIGHLAND 3 345 1 | P23:345:MEC:IRVINGTON:901::EHV: | 0.05859 | Yes
GEN-2024-326 | 01 NORTH | G01 29SP | 635200 RAUN 3 345 635398 REMSEN 3 345 1 | P23:345:MEC:IRVINGTON:902::EHV: | 0.05859 | Yes
GEN-2024-326 | 01 NORTH | G01 29SP | 635398 REMSEN 3 345 635399 CHEROKEE 3 345 1 | P23:345:MEC:IRVINGTON:902::EHV: | 0.05859 | Yes
GEN-2024-326 | 01 NORTH | G01 29SP | 635399 CHEROKEE 3 345 635400 HIGHLAND 3 345 1 | P23:345:MEC:IRVINGTON:902::EHV: | 0.05859 | Yes
GEN-2024-326 | 01 NORTH | G01 29SP | 635200 RAUN 3 345 635398 REMSEN 3 345 1 | P23:345:MEC:IRVINGTON:903::EHV: | 0.05859 | Yes
GEN-2024-326 | 01 NORTH | G01 29SP | 635398 REMSEN 3 345 635399 CHEROKEE 3 345 1 | P23:345:MEC:IRVINGTON:903::EHV: | 0.05859 | Yes
GEN-2024-326 | 01 NORTH | G01 29SP | 635399 CHEROKEE 3 345 635400 HIGHLAND 3 345 1 | P23:345:MEC:IRVINGTON:903::EHV: | 0.05859 | Yes
GEN-2024-326 | 01 NORTH | G01 29SP | 635200 RAUN 3 345 635398 REMSEN 3 345 1 | P23:345:MEC:KOSSUTH:901::EHV: | 0.05634 | Yes
GEN-2024-326 | 01 NORTH | G01 29SP | 635398 REMSEN 3 345 635399 CHEROKEE 3 345 1 | P23:345:MEC:KOSSUTH:901::EHV: | 0.05634 | Yes
GEN-2024-326 | 01 NORTH | G01 29SP | 635399 CHEROKEE 3 345 635400 HIGHLAND 3 345 1 | P23:345:MEC:KOSSUTH:901::EHV: | 0.05634 | Yes
GEN-2024-326 | 01 NORTH | G01 29SP | 631138 LAKEFLD3 345 635368 OBRIEN 3 345 1 | P23:345:MEC:KOSSUTH:901::EHV: | 0.05977 | Yes
GEN-2024-326 | 01 NORTH | G01 29SP | 635200 RAUN 3 345 635398 REMSEN 3 345 1 | P23:345:MEC:KOSSUTH:902::EHV: | 0.05634 | Yes
GEN-2024-326 | 01 NORTH | G01 29SP | 635398 REMSEN 3 345 635399 CHEROKEE 3 345 1 | P23:345:MEC:KOSSUTH:902::EHV: | 0.05634 | Yes
GEN-2024-326 | 01 NORTH | G01 29SP | 635399 CHEROKEE 3 345 635400 HIGHLAND 3 345 1 | P23:345:MEC:KOSSUTH:902::EHV: | 0.05634 | Yes
GEN-2024-326 | 01 NORTH | G01 29SP | 631138 LAKEFLD3 345 635368 OBRIEN 3 345 1 | P23:345:MEC:KOSSUTH:902::EHV: | 0.05977 | Yes
GEN-2024-326 | 01 NORTH | G01 29SP | 635200 RAUN 3 345 635398 REMSEN 3 345 1 | P23:345:MEC:KOSSUTH:904::EHV: | 0.05634 | Yes
GEN-2024-326 | 01 NORTH | G01 29SP | 635398 REMSEN 3 345 635399 CHEROKEE 3 345 1 | P23:345:MEC:KOSSUTH:904::EHV: | 0.05634 | Yes
GEN-2024-326 | 01 NORTH | G01 29SP | 635399 CHEROKEE 3 345 635400 HIGHLAND 3 345 1 | P23:345:MEC:KOSSUTH:904::EHV: | 0.05634 | Yes
GEN-2024-326 | 01 NORTH | G01 29SP | 631138 LAKEFLD3 345 635368 OBRIEN 3 345 1 | P23:345:MEC:KOSSUTH:904::EHV: | 0.05977 | Yes
GEN-2024-326 | 01 NORTH | G01 29SP | 635200 RAUN 3 345 762779 G18-043 TAP 345 1 | P23:345:MEC:LEHIGH:360::EHV: | 0.06288 | Yes
GEN-2024-326 | 01 NORTH | G01 29SP | 635200 RAUN 3 345 645552 S3452 REACT3 345 1 | P23:345:MEC:LEHIGH:360::EHV: | 0.06408 | Yes
GEN-2024-326 | 01 NORTH | G01 29SP | 635200 RAUN 3 345 652564 SIOUXCY3 345 1 | P23:345:MEC:LEHIGH:360::EHV: | 0.07655 | Yes
GEN-2024-326 | 01 NORTH | G01 29SP | 636000 WEBSTER3 345 636010 LEHIGH 3 345 1 | P23:345:MEC:LEHIGH:390::EHV: | 0.05023 | Yes
GEN-2024-326 | 01 NORTH | G01 29SP | 635200 RAUN 3 345 652564 SIOUXCY3 345 1 | P23:345:MEC:LEHIGH:390::EHV: | 0.07357 | Yes
GEN-2024-326 | 01 NORTH | G01 29SP | 635368 OBRIEN 3 345 635400 HIGHLAND 3 345 1 | P23:345:MEC:LEHIGH:390::EHV: | 0.0505 | Yes
GEN-2024-326 | 01 NORTH | G01 29SP | 631193 HUNTLEY3 345 631197 LEDYARD3 345 1 | P23:345:MEC:LEHIGH:390::EHV: | 0.05816 | Yes
GEN-2024-326 | 01 NORTH | G01 29SP | 635200 RAUN 3 345 635398 REMSEN 3 345 1 | P23:345:MEC:PALO ALTO:903::EHV: | 0.05186 | Yes
GEN-2024-326 | 01 NORTH | G01 29SP | 635398 REMSEN 3 345 635399 CHEROKEE 3 345 1 | P23:345:MEC:PALO ALTO:903::EHV: | 0.05186 | Yes
GEN-2024-326 | 01 NORTH | G01 29SP | 635399 CHEROKEE 3 345 635400 HIGHLAND 3 345 1 | P23:345:MEC:PALO ALTO:903::EHV: | 0.05186 | Yes
GEN-2024-326 | 01 NORTH | G01 29SP | 631138 LAKEFLD3 345 635368 OBRIEN 3 345 1 | P23:345:MEC:PALO ALTO:903::EHV: | 0.05473 | Yes
GEN-2024-326 | 01 NORTH | G01 29SP | 631193 HUNTLEY3 345 631197 LEDYARD3 345 1 | P23:345:MEC:PALO ALTO:903::EHV: | 0.06221 | Yes
GEN-2024-326 | 01 NORTH | G01 29SP | 631193 HUNTLEY3 345 631197 LEDYARD3 345 1 | P23:345:MEC:PALO ALTO:904::EHV: | 0.05882 | Yes
GEN-2024-326 | 01 NORTH | G01 29SP | 635999 IRVINGTON3 345 636000 WEBSTER3 345 1 | P23:345:MEC:RAUN:150::EHV: | 0.05371 | Yes
GEN-2024-326 | 01 NORTH | G01 29SP | 635369 KOSSUTH 3 345 635999 IRVINGTON3 345 1 | P23:345:MEC:RAUN:150::EHV: | 0.05371 | Yes
GEN-2024-326 | 01 NORTH | G01 29SP | 635200 RAUN 3 345 635398 REMSEN 3 345 1 | P23:345:MEC:WEBSTER:905::EHV: | 0.064 | Yes
GEN-2024-326 | 01 NORTH | G01 29SP | 635398 REMSEN 3 345 635399 CHEROKEE 3 345 1 | P23:345:MEC:WEBSTER:905::EHV: | 0.064 | Yes
GEN-2024-326 | 01 NORTH | G01 29SP | 635399 CHEROKEE 3 345 635400 HIGHLAND 3 345 1 | P23:345:MEC:WEBSTER:905::EHV: | 0.064 | Yes
GEN-2024-326 | 01 NORTH | G01 29SP | 620480 DEUEL CO 3 345 620483 ASTORIA 3 345 1 | P23:345:MRES:ALEXMRES3:3375::EHV: | 0.07703 | Yes
GEN-2024-326 | 01 NORTH | G01 29SP | 620417 BSSOUTH3 345 620480 DEUEL CO 3 345 1 | P23:345:MRES:ALEXMRES3:3375::EHV: | 0.07703 | Yes
GEN-2024-326 | 01 NORTH | G01 29SP | 635200 RAUN 3 345 645552 S3452 REACT3 345 1 | P23:345:OPPD:S3451-RAUN:::EHV: | 0.08396 | Yes
GEN-2024-326 | 01 NORTH | G01 29SP | 635200 RAUN 3 345 652564 SIOUXCY3 345 1 | P23:345:OPPD:S3451-RAUN:::EHV: | 0.06386 | Yes
GEN-2024-326 | 01 NORTH | G01 29SP | 635200 RAUN 3 345 762779 G18-043 TAP 345 1 | P23:345:OPPD:S3458 NEBCTY1G:LT::EHV: | 0.05882 | Yes
GEN-2024-326 | 01 NORTH | G01 29SP | 635200 RAUN 3 345 762779 G18-043 TAP 345 1 | P23:345:OPPD:S3458 NEBCTY2G:LT::EHV: | 0.05882 | Yes
GEN-2024-326 | 01 NORTH | G01 29SP | 635200 RAUN 3 345 645552 S3452 REACT3 345 1 | P23:345:OPPD:S3458 NEBCTY2G:LT::EHV: | 0.05993 | Yes
GEN-2024-326 | 01 NORTH | G01 29SP | 620480 DEUEL CO 3 345 620483 ASTORIA 3 345 1 | P23:345:OTP::ASTORIA 3:BRK-A5:EHV: | 0.06726 | Yes
GEN-2024-326 | 01 NORTH | G01 29SP | 620417 BSSOUTH3 345 620480 DEUEL CO 3 345 1 | P23:345:OTP::ASTORIA 3:BRK-A5:EHV: | 0.06726 | Yes
GEN-2024-326 | 01 NORTH | G01 29SP | 620358 BUFFALO3 345 620369 JAMESTN3 345 1 | P23:345:OTP::TWIN BRKS 3:3815:EHV: | 0.07829 | Yes
GEN-2024-326 | 01 NORTH | G01 29SP | 601067 BISON 3 345 620358 BUFFALO3 345 1 | P23:345:OTP::TWIN BRKS 3:3815:EHV: | 0.07678 | Yes
GEN-2024-326 | 01 NORTH | G01 29SP | 620358 BUFFALO3 345 620369 JAMESTN3 345 1 | P23:345:OTP:TWINBRKS3:BKR4::EHV: | 0.07829 | Yes
GEN-2024-326 | 01 NORTH | G01 29SP | 601067 BISON 3 345 620358 BUFFALO3 345 1 | P23:345:OTP:TWINBRKS3:BKR4::EHV: | 0.07678 | Yes
GEN-2024-326 | 01 NORTH | G01 29SP | 661018 COYOTE 7 115 661021 WSTMD1 7 115 1 | P23:345:UMZB:# 3706 #:: RP IN ND. BREAKER FAULT ROUND UP (496):EHV: | 0.0583 | Yes
GEN-2024-326 | 01 NORTH | G01 29SP | 661020 DIXGREENRVR7 115 661021 WSTMD1 7 115 1 | P23:345:UMZB:# 3706 #:: RP IN ND. BREAKER FAULT ROUND UP (496):EHV: | 0.0583 | Yes
GEN-2024-326 | 01 NORTH | G01 29SP | 652468 HEBRON 4 230 661053 MANDAN 4 230 1 | P23:345:UMZB:# 3706 #:: RP IN ND. BREAKER FAULT ROUND UP (496):EHV: | 0.16992 | Yes
GEN-2024-326 | 01 NORTH | G01 29SP | 601031 BRKNGCO3 345 620483 ASTORIA 3 345 1 | P23:345:UMZB:# 7110 #:: CKE IN SD. CKE BREAKER FAULT (192):EHV: | 0.07903 | Yes
GEN-2024-326 | 01 NORTH | G01 29SP | 601031 BRKNGCO3 345 620483 ASTORIA 3 345 1 | P23:345:UMZB:# 7111 #:: CKE IN SD. CKE BREAKER FAULT (292):EHV: | 0.07903 | Yes
GEN-2024-326 | 01 NORTH | G01 29SP | 601031 BRKNGCO3 345 620483 ASTORIA 3 345 1 | P23:345:UMZB:# 7112 #:: CKE IN SD. CKE BREAKER FAULT (392):EHV: | 0.07903 | Yes
GEN-2024-326 | 01 NORTH | G01 29SP | 601031 BRKNGCO3 345 620483 ASTORIA 3 345 1 | P23:345:UMZW:# 823 #:: WH IN SD. :EHV: | 0.08985 | Yes
GEN-2024-326 | 01 NORTH | G01 29SP | 620480 DEUEL CO 3 345 620483 ASTORIA 3 345 1 | P23:345:UMZW:# 823 #:: WH IN SD. :EHV: | 0.08765 | Yes
GEN-2024-326 | 01 NORTH | G01 29SP | 601031 BRKNGCO3 345 652537 WHITE 3 345 1 | P23:345:UMZW:# 823 #:: WH IN SD. :EHV: | 0.05318 | Yes
GEN-2024-326 | 01 NORTH | G01 29SP | 620417 BSSOUTH3 345 620480 DEUEL CO 3 345 1 | P23:345:UMZW:# 823 #:: WH IN SD. :EHV: | 0.08765 | Yes
GEN-2024-326 | 01 NORTH | G01 29SP | 601031 BRKNGCO3 345 620483 ASTORIA 3 345 1 | P23:345:UMZW:# 824 #:: WH IN SD. :EHV: | 0.08986 | Yes
GEN-2024-326 | 01 NORTH | G01 29SP | 620480 DEUEL CO 3 345 620483 ASTORIA 3 345 1 | P23:345:UMZW:# 824 #:: WH IN SD. :EHV: | 0.08765 | Yes
GEN-2024-326 | 01 NORTH | G01 29SP | 601031 BRKNGCO3 345 652537 WHITE 3 345 2 | P23:345:UMZW:# 824 #:: WH IN SD. :EHV: | 0.0532 | Yes
GEN-2024-326 | 01 NORTH | G01 29SP | 620417 BSSOUTH3 345 620480 DEUEL CO 3 345 1 | P23:345:UMZW:# 824 #:: WH IN SD. :EHV: | 0.08765 | Yes
GEN-2024-326 | 01 NORTH | G01 29SP | 601001 FORBES 2 500 601017 CHIS-N 2 500 1 | P23:345:XEL:8N22 SHC:::EHV: | 0.0605 | Yes
GEN-2024-326 | 01 NORTH | G01 29SP | 601016 CHIS CO2 500 601017 CHIS-N 2 500 1 | P23:345:XEL:8N22 SHC:::EHV: | 0.0605 | Yes
GEN-2024-326 | 01 NORTH | G01 29SP | 601067 BISON 3 345 658049 ALXLNRCTRT 345 1 | P23:345:XEL:8N22 SHC:::EHV: | 0.05169 | Yes
GEN-2024-326 | 01 NORTH | G01 29SP | 658047 ALEXMRES3 345 658049 ALXLNRCTRT 345 Z1 | P23:345:XEL:8N22 SHC:::EHV: | 0.05169 | Yes
GEN-2024-326 | 01 NORTH | G01 29SP | 601006 SPLT RK3 345 652536 WHITE-SRX3 345 1 | P23:345:XEL:8N60 LYC:::EHV: | 0.0659 | Yes
GEN-2024-326 | 01 NORTH | G01 29SP | 601048 LYON CO 3 345 631138 LAKEFLD3 345 1 | P23:345:XEL:8N60 LYC:::EHV: | 0.06702 | Yes
GEN-2024-326 | 01 NORTH | G01 29SP | 601006 SPLT RK3 345 652536 WHITE-SRX3 345 1 | P23:345:XEL:8N63 LYC:::EHV: | 0.06738 | Yes
GEN-2024-326 | 01 NORTH | G01 29SP | 601001 FORBES 2 500 601017 CHIS-N 2 500 1 | P23:345:XEL:8N8 MNN:::EHV: | 0.0605 | Yes
GEN-2024-326 | 01 NORTH | G01 29SP | 601016 CHIS CO2 500 601017 CHIS-N 2 500 1 | P23:345:XEL:8N8 MNN:::EHV: | 0.0605 | Yes
GEN-2024-326 | 01 NORTH | G01 29SP | 601067 BISON 3 345 658049 ALXLNRCTRT 345 1 | P23:345:XEL:8N8 MNN:::EHV: | 0.05169 | Yes
GEN-2024-326 | 01 NORTH | G01 29SP | 658047 ALEXMRES3 345 658049 ALXLNRCTRT 345 Z1 | P23:345:XEL:8N8 MNN:::EHV: | 0.05169 | Yes
GEN-2024-326 | 01 NORTH | G01 29SP | 601001 FORBES 2 500 601017 CHIS-N 2 500 1 | P23:345:XEL:8P2 KING:::EHV: | 0.0585 | Yes
GEN-2024-326 | 01 NORTH | G01 29SP | 601016 CHIS CO2 500 601017 CHIS-N 2 500 1 | P23:345:XEL:8P2 KING:::EHV: | 0.0585 | Yes
GEN-2024-326 | 01 NORTH | G01 29SP | 601048 LYON CO 3 345 631138 LAKEFLD3 345 1 | P23:345:XEL:8S67 HNA:::EHV: | 0.05989 | Yes
GEN-2024-326 | 01 NORTH | G01 29SP | 601048 LYON CO 3 345 631138 LAKEFLD3 345 1 | P23:345:XEL:8S68 HNA:::EHV: | 0.05989 | Yes
GEN-2024-326 | 01 NORTH | G01 29SP | 601048 LYON CO 3 345 631138 LAKEFLD3 345 1 | P23:345:XEL:8S70 HNA:::EHV: | 0.05991 | Yes
GEN-2024-326 | 01 NORTH | G01 29SP | 601039 NROC 3 345 601051 HMPT CNR3 345 1 | P23:345:XEL:8S85 NRH:::EHV: | 0.06006 | Yes
GEN-2024-326 | 01 NORTH | G01 29SP | 601039 NROC 3 345 601051 HMPT CNR3 345 1 | P23:345:XEL:8S98 NRH:::EHV: | 0.05098 | Yes
GEN-2024-326 | 01 NORTH | G01 29SP | 601005 ELM CRK3 345 601022 PARKERS3 345 1 | P23:345:XEL:8X37 BOK:::EHV: | 0.05065 | Yes
GEN-2024-326 | 01 NORTH | G01 29SP | 601067 BISON 3 345 658049 ALXLNRCTRT 345 1 | P23:345:XEL:8X37 BOK:::EHV: | 0.05906 | Yes
GEN-2024-326 | 01 NORTH | G01 29SP | 658047 ALEXMRES3 345 658049 ALXLNRCTRT 345 Z1 | P23:345:XEL:8X37 BOK:::EHV: | 0.05906 | Yes
GEN-2024-326 | 01 NORTH | G01 29SP | 601048 LYON CO 3 345 631138 LAKEFLD3 345 1 | P23:345:XEL:BKR:GRE_CEDARM:302JB4:EHV: | 0.06107 | Yes
GEN-2024-326 | 01 NORTH | G01 29SP | 601048 LYON CO 3 345 631138 LAKEFLD3 345 1 | P23:345:XEL:BKR:GRE_CEDARM:302JB7:EHV: | 0.0611 | Yes
GEN-2024-326 | 01 NORTH | G01 29SP | 601003 PR ISLD3 345 601039 NROC 3 345 1 | P23:345:XEL:FUTURE 8S49 HMP:::EHV: | 0.06018 | Yes
GEN-2024-326 | 01 NORTH | G01 29SP | 601003 PR ISLD3 345 601039 NROC 3 345 1 | P23:345:XEL:FUTURE 8S84 NRH:::EHV: | 0.06475 | Yes
GEN-2024-326 | 01 NORTH | G01 29SP | 601006 SPLT RK3 345 652536 WHITE-SRX3 345 1 | P23:345:XEL:HAWKSNEST3:8N82::EHV: | 0.06696 | Yes
GEN-2024-326 | 01 NORTH | G01 29SP | 601048 LYON CO 3 345 631138 LAKEFLD3 345 1 | P23:345:XEL:HELENA3:8S68::EHV: | 0.05989 | Yes
GEN-2024-326 | 01 NORTH | G01 29SP | 601006 SPLT RK3 345 652536 WHITE-SRX3 345 1 | P23:345:XEL:LYONCO3:8N60::EHV: | 0.06593 | Yes
GEN-2024-326 | 01 NORTH | G01 29SP | 601006 SPLT RK3 345 652864 SIOUXCY-LNX3 345 1 | P23:345:XEL:LYONCO3:8N60::EHV: | 0.06446 | Yes
GEN-2024-326 | 01 NORTH | G01 29SP | 601001 FORBES 2 500 601017 CHIS-N 2 500 1 | P23:345:XEL:LYONCO3:8N60::EHV: | 0.06242 | Yes
GEN-2024-326 | 01 NORTH | G01 29SP | 601048 LYON CO 3 345 631138 LAKEFLD3 345 1 | P23:345:XEL:LYONCO3:8N60::EHV: | 0.0671 | Yes
GEN-2024-326 | 01 NORTH | G01 29SP | 601016 CHIS CO2 500 601017 CHIS-N 2 500 1 | P23:345:XEL:LYONCO3:8N60::EHV: | 0.06242 | Yes
GEN-2024-326 | 01 NORTH | G01 29SP | 601067 BISON 3 345 658049 ALXLNRCTRT 345 1 | P23:345:XEL:LYONCO3:8N60::EHV: | 0.05354 | Yes
GEN-2024-326 | 01 NORTH | G01 29SP | 658047 ALEXMRES3 345 658049 ALXLNRCTRT 345 Z1 | P23:345:XEL:LYONCO3:8N60::EHV: | 0.05354 | Yes
GEN-2024-326 | 01 NORTH | G01 29SP | 601006 SPLT RK3 345 652536 WHITE-SRX3 345 1 | P23:345:XEL:LYONCO3:8N63::EHV: | 0.06738 | Yes
GEN-2024-326 | 01 NORTH | G01 29SP | 601001 FORBES 2 500 601017 CHIS-N 2 500 1 | P23:345:XEL:PRISLD3:8H14::EHV: | 0.06058 | Yes
GEN-2024-326 | 01 NORTH | G01 29SP | 601016 CHIS CO2 500 601017 CHIS-N 2 500 1 | P23:345:XEL:PRISLD3:8H14::EHV: | 0.06058 | Yes
GEN-2024-326 | 01 NORTH | G01 29SP | 601050 HELENA 3 345 601072 SHEAS LK3 345 1 | P23:345:XEL:PRISLD3:8H14::EHV: | 0.05017 | Yes
GEN-2024-326 | 01 NORTH | G01 29SP | 601001 FORBES 2 500 601017 CHIS-N 2 500 1 | P23:345:XEL:PRISLD3:8H17::EHV: | 0.06003 | Yes
GEN-2024-326 | 01 NORTH | G01 29SP | 601016 CHIS CO2 500 601017 CHIS-N 2 500 1 | P23:345:XEL:PRISLD3:8H17::EHV: | 0.06003 | Yes
GEN-2024-326 | 01 NORTH | G01 29SP | 601003 PR ISLD3 345 601039 NROC 3 345 1 | P23:345:XEL-GRE:FUTURE 8S46 HMP:::EHV: | 0.06631 | Yes
GEN-2024-326 | 01 NORTH | G01 29SP | 601039 NROC 3 345 601051 HMPT CNR3 345 1 | P23:345:XEL-SMMPA:8H8 PRI AS:::EHV: | 0.06111 | Yes
GEN-2024-326 | 01 NORTH | G01 29SP | 601016 CHIS CO2 500 996556 C073455(1-2) 345 10 | P23:500:XEL:CHISCO3:8P36::EHV: | 0.05228 | Yes
GEN-2024-326 | 01 NORTH | G01 29SP | 601018 CHIS CO3 345 996556 C073455(1-2) 345 10 | P23:500:XEL:CHISCO3:8P36::EHV: | 0.05228 | Yes
GEN-2024-326 | 01 NORTH | G01 29SP | 601014 AS KING3 345 601021 KOLMNLK3 345 1 | P23:500:XEL:CHISCO3:8P36::EHV: | 0.05242 | Yes
GEN-2024-326 | 01 NORTH | G01 29SP | 601016 CHIS CO2 500 996557 C055765(2-4) 345 9 | P23:500:XEL:CHISCO3:8P42 AS::EHV: | 0.05419 | Yes
GEN-2024-326 | 01 NORTH | G01 29SP | 601018 CHIS CO3 345 996557 C055765(2-4) 345 9 | P23:500:XEL:CHISCO3:8P42 AS::EHV: | 0.05419 | Yes
GEN-2024-326 | 01 NORTH | G01 29SP | 601067 BISON 3 345 658049 ALXLNRCTRT 345 1 | P23:500:XEL:CHISCO3:9P1::EHV: | 0.05655 | Yes
GEN-2024-326 | 01 NORTH | G01 29SP | 658047 ALEXMRES3 345 658049 ALXLNRCTRT 345 Z1 | P23:500:XEL:CHISCO3:9P1::EHV: | 0.05655 | Yes
GEN-2024-326 | 01 NORTH | G01 29SP | 601067 BISON 3 345 658049 ALXLNRCTRT 345 1 | P23:500:XEL:CHISCO3:9P20::EHV: | 0.05655 | Yes
GEN-2024-326 | 01 NORTH | G01 29SP | 658047 ALEXMRES3 345 658049 ALXLNRCTRT 345 Z1 | P23:500:XEL:CHISCO3:9P20::EHV: | 0.05655 | Yes
GEN-2024-326 | 01 NORTH | G01 29SP | 661093 MERRCRT4 230 661094 WISHEK 4 230 1 | P42:345:MDU:ELLENDALE345:JAMESTOWN:EL5: | 0.05045 | Yes
GEN-2024-326 | 01 NORTH | G01 29SP | 661091 NAPOLEON SW4 230 661094 WISHEK 4 230 1 | P42:345:MDU:ELLENDALE345:JAMESTOWN:EL5: | 0.05045 | Yes
GEN-2024-326 | 01 NORTH | G01 29SP | 620358 BUFFALO3 345 620369 JAMESTN3 345 1 | P42:345:MDU:ELLENDALE345:JAMESTOWN:EL5: | 0.07648 | Yes
GEN-2024-326 | 01 NORTH | G01 29SP | 601067 BISON 3 345 620358 BUFFALO3 345 1 | P42:345:MDU:ELLENDALE345:JAMESTOWN:EL5: | 0.07495 | Yes
GEN-2024-326 | 01 NORTH | G01 29SP | 661053 MANDAN 4 230 661091 NAPOLEON SW4 230 1 | P42:345:MDU:ELLENDALE345:JAMESTOWN:EL5: | 0.05045 | Yes
GEN-2024-326 | 01 NORTH | G01 29SP | 661016 COYOTE 3 345 995810 661:COYOTE T 115 1 | P42:345:UMZB:# 2504 #:: AVS IN ND. STUCK BREAKER (4396):EHV: | 0.05666 | Yes
GEN-2024-326 | 01 NORTH | G01 29SP | 661018 COYOTE 7 115 995810 661:COYOTE T 115 1 | P42:345:UMZB:# 2504 #:: AVS IN ND. STUCK BREAKER (4396):EHV: | 0.05666 | Yes
GEN-2024-326 | 01 NORTH | G01 29SP | 661018 COYOTE 7 115 661021 WSTMD1 7 115 1 | P42:345:UMZB:# 2504 #:: AVS IN ND. STUCK BREAKER (4396):EHV: | 0.05836 | Yes
GEN-2024-326 | 01 NORTH | G01 29SP | 661020 DIXGREENRVR7 115 661021 WSTMD1 7 115 1 | P42:345:UMZB:# 2504 #:: AVS IN ND. STUCK BREAKER (4396):EHV: | 0.05836 | Yes
GEN-2024-326 | 01 NORTH | G01 29SP | 652468 HEBRON 4 230 661053 MANDAN 4 230 1 | P42:345:UMZB:# 2504 #:: AVS IN ND. STUCK BREAKER (4396):EHV: | 0.17019 | Yes
GEN-2024-326 | 01 NORTH | G01 29SP | 601031 BRKNGCO3 345 620483 ASTORIA 3 345 1 | P42:345:UMZB:# 7114 #:: CKE IN SD. CKE-WT2 BRANCH FAULT & CKE 292 STUCK BKR:EHV: | 0.07903 | Yes
GEN-2024-326 | 01 NORTH | G01 29SP | 601031 BRKNGCO3 345 620483 ASTORIA 3 345 1 | P42:345:UMZB:# 7115 #:: CKE IN SD. CKE-GRT BRANCH FAULT & CKE 292 STUCK BKR:EHV: | 0.07903 | Yes
GEN-2024-326 | 01 NORTH | G01 29SP | 601031 BRKNGCO3 345 620483 ASTORIA 3 345 1 | P42:345:UMZB:# 7116 #:: CKE IN SD. CKE-GRT BRANCH FAULT & CKE 392 STUCK BKR:EHV: | 0.07903 | Yes
GEN-2024-326 | 01 NORTH | G01 29SP | 601031 BRKNGCO3 345 620483 ASTORIA 3 345 1 | P42:345:UMZB:# 7117 #:: CKE IN SD. CKE-CKW BRANCH FAULT & CKE 192 STUCK BKR:EHV: | 0.07903 | Yes
GEN-2024-326 | 01 NORTH | G01 29SP | 620480 DEUEL CO 3 345 620483 ASTORIA 3 345 1 | P42:345:UMZB:# 7117 #:: CKE IN SD. CKE-CKW BRANCH FAULT & CKE 192 STUCK BKR:EHV: | 0.0778 | Yes
GEN-2024-326 | 01 NORTH | G01 29SP | 601031 BRKNGCO3 345 620483 ASTORIA 3 345 1 | P42:345:UMZB:# 7118 #:: CKE IN SD. CKE-CKW BRANCH FAULT & CKE 392 STUCK BKR:EHV: | 0.07903 | Yes
GEN-2024-326 | 01 NORTH | G01 29SP | 601006 SPLT RK3 345 652864 SIOUXCY-LNX3 345 1 | P51:22:KCPL:LACYGNE7:::EHV: | 0.06179 | Yes
GEN-2024-326 | 01 NORTH | G01 29SP | 601067 BISON 3 345 658049 ALXLNRCTRT 345 1 | P54:500:XEL:CHI | 0.05655 | Yes
GEN-2024-326 | 01 NORTH | G01 29SP | 658047 ALEXMRES3 345 658049 ALXLNRCTRT 345 Z1 | P54:500:XEL:CHI | 0.05655 | Yes
GEN-2024-326 | 01 NORTH | G01 29SP | 636000 WEBSTER3 345 636010 LEHIGH 3 345 1 | P55:345:MEC:GARD AVE | 0.05023 | Yes
GEN-2024-326 | 01 NORTH | G01 29SP | 635200 RAUN 3 345 635398 REMSEN 3 345 1 | P55:345:MEC:IRVINGTON | 0.05859 | Yes
GEN-2024-326 | 01 NORTH | G01 29SP | 635398 REMSEN 3 345 635399 CHEROKEE 3 345 1 | P55:345:MEC:IRVINGTON | 0.05859 | Yes
GEN-2024-326 | 01 NORTH | G01 29SP | 635399 CHEROKEE 3 345 635400 HIGHLAND 3 345 1 | P55:345:MEC:IRVINGTON | 0.05859 | Yes
GEN-2024-326 | 01 NORTH | G01 29SP | 635200 RAUN 3 345 635398 REMSEN 3 345 1 | P55:345:MEC:KOSSUTH | 0.05634 | Yes
GEN-2024-326 | 01 NORTH | G01 29SP | 635398 REMSEN 3 345 635399 CHEROKEE 3 345 1 | P55:345:MEC:KOSSUTH | 0.05634 | Yes
GEN-2024-326 | 01 NORTH | G01 29SP | 635399 CHEROKEE 3 345 635400 HIGHLAND 3 345 1 | P55:345:MEC:KOSSUTH | 0.05634 | Yes
GEN-2024-326 | 01 NORTH | G01 29SP | 631138 LAKEFLD3 345 635368 OBRIEN 3 345 1 | P55:345:MEC:KOSSUTH | 0.05977 | Yes
GEN-2024-326 | 01 NORTH | G01 29SP | 631193 HUNTLEY3 345 631197 LEDYARD3 345 1 | P55:345:MEC:PALO ALTO | 0.06221 | Yes
GEN-2024-326 | 01 NORTH | G01 29SP | 631138 LAKEFLD3 345 635368 OBRIEN 3 345 1 | P55:345:MEC:PALO ALTO | 0.05473 | Yes
GEN-2024-326 | 01 NORTH | G01 29SP | 601006 SPLT RK3 345 652536 WHITE-SRX3 345 1 | P55:345:OPPD:S3458 3::FN13:EHV: | 0.05985 | Yes
GEN-2024-326 | 01 NORTH | G01 29SP | 635018 NORTHBORO 3 345 635570 ORIENT 3 345 1 | P55:345:OPPD:S3458 3::FN13:EHV: | 0.05445 | Yes
GEN-2024-326 | 01 NORTH | G01 29SP | 601006 SPLT RK3 345 652864 SIOUXCY-LNX3 345 1 | P55:345:OPPD:S3458 3::FN13:EHV: | 0.05833 | Yes
GEN-2024-326 | 01 NORTH | G01 29SP | 635017 ATCHISON 3 345 635018 NORTHBORO 3 345 1 | P55:345:OPPD:S3458 3::FN13:EHV: | 0.05445 | Yes
GEN-2024-326 | 01 NORTH | G01 29SP | 635017 ATCHISON 3 345 640139 COOPER 3 345 1 | P55:345:OPPD:S3458 3::FN13:EHV: | 0.05445 | Yes
GEN-2024-326 | 01 NORTH | G01 29SP | 635200 RAUN 3 345 762779 G18-043 TAP 345 1 | P55:345:OPPD:S3740 3::FN13:EHV: | 0.0557 | Yes
GEN-2024-326 | 01 NORTH | G01 29SP | 635200 RAUN 3 345 645552 S3452 REACT3 345 1 | P55:345:OPPD:S3740 3::FN13:EHV: | 0.05669 | Yes
GEN-2024-326 | 01 NORTH | G01 29SP | 601003 PR ISLD3 345 601039 NROC 3 345 1 | P55:345:XEL:HMP2 | 0.06132 | Yes
GEN-2024-326 | 01 NORTH | G01 29SP | 601006 SPLT RK3 345 652536 WHITE-SRX3 345 1 | P55:345:XEL:HNL1 | 0.06696 | Yes
GEN-2024-326 | 01 NORTH | G01 29SP | 601001 FORBES 2 500 601017 CHIS-N 2 500 1 | P55:345:XEL:PRI1 | 0.06003 | Yes
GEN-2024-326 | 01 NORTH | G01 29SP | 601016 CHIS CO2 500 601017 CHIS-N 2 500 1 | P55:345:XEL:PRI1 | 0.06003 | Yes
GEN-2024-326 | 01 NORTH | G01 29SP | 635200 RAUN 3 345 652564 SIOUXCY3 345 1 | P55:345:XEL:PRI1 | 0.07264 | Yes
GEN-2024-326 | 01 NORTH | G01 29SP | 601067 BISON 3 345 658049 ALXLNRCTRT 345 1 | P55:345:XEL:PRI1 | 0.05151 | Yes
GEN-2024-326 | 01 NORTH | G01 29SP | 658047 ALEXMRES3 345 658049 ALXLNRCTRT 345 Z1 | P55:345:XEL:PRI1 | 0.05151 | Yes
GEN-2024-326 | 01 NORTH | G01 29SP | 631138 LAKEFLD3 345 635368 OBRIEN 3 345 1 | P55:345:XEL:PRI1 | 0.0588 | Yes
GEN-2024-326 | 01 NORTH | G01 29SP | 631193 HUNTLEY3 345 631197 LEDYARD3 345 1 | P55:345:XEL:PRI1 | 0.05876 | Yes
GEN-2024-326 | 01 NORTH | G01 29SP | 601006 SPLT RK3 345 652536 WHITE-SRX3 345 1 | P55:345:XEL:SBL BUS 1 | 0.06698 | Yes
GEN-2024-326 | 01 NORTH | G01 29SP | 601067 BISON 3 345 658049 ALXLNRCTRT 345 1 | 601001 FORBES 2 500 601017 CHIS-N 2 500 1 | 0.05655 | Yes
GEN-2024-326 | 01 NORTH | G01 29SP | 658047 ALEXMRES3 345 658049 ALXLNRCTRT 345 Z1 | 601001 FORBES 2 500 601017 CHIS-N 2 500 1 | 0.05655 | Yes
GEN-2024-326 | 01 NORTH | G01 29SP | 620369 JAMESTN3 345 657791 CENTER 3 345 1 | 601012 ROSEAUN2 500 601038 ROSEAUM 2 500 1 | 0.08693 | Yes
GEN-2024-326 | 01 NORTH | G01 29SP | 601067 BISON 3 345 658049 ALXLNRCTRT 345 1 | 601016 CHIS CO2 500 601017 CHIS-N 2 500 1 | 0.05655 | Yes
GEN-2024-326 | 01 NORTH | G01 29SP | 658047 ALEXMRES3 345 658049 ALXLNRCTRT 345 Z1 | 601016 CHIS CO2 500 601017 CHIS-N 2 500 1 | 0.05655 | Yes
GEN-2024-326 | 01 NORTH | G01 29SP | 601006 SPLT RK3 345 652536 WHITE-SRX3 345 1 | 601031 BRKNGCO3 345 601077 HAWKSNEST 3 345 1 | 0.06696 | Yes
GEN-2024-326 | 01 NORTH | G01 29SP | 601006 SPLT RK3 345 652536 WHITE-SRX3 345 1 | 601031 BRKNGCO3 345 601087 STEEP BK LK3 345 2 | 0.06698 | Yes
GEN-2024-326 | 01 NORTH | G01 29SP | 601006 SPLT RK3 345 652864 SIOUXCY-LNX3 345 1 | 601034 NOBLES 3 345 631138 LAKEFLD3 345 1 | 0.06735 | Yes
GEN-2024-326 | 01 NORTH | G01 29SP | 601048 LYON CO 3 345 631138 LAKEFLD3 345 1 | 601034 NOBLES 3 345 631138 LAKEFLD3 345 1 | 0.06195 | Yes
GEN-2024-326 | 01 NORTH | G01 29SP | 601006 SPLT RK3 345 652536 WHITE-SRX3 345 1 | 601048 LYON CO 3 345 601087 STEEP BK LK3 345 2 | 0.06698 | Yes
GEN-2024-326 | 01 NORTH | G01 29SP | 601006 SPLT RK3 345 652536 WHITE-SRX3 345 1 | 601048 LYON CO 3 345 631138 LAKEFLD3 345 1 | 0.0752 | Yes
GEN-2024-326 | 01 NORTH | G01 29SP | 601048 LYON CO 3 345 631138 LAKEFLD3 345 1 | 601050 HELENA 3 345 615646 GRE-CDRMTH13 345 1 | 0.05989 | Yes
GEN-2024-326 | 01 NORTH | G01 29SP | 601048 LYON CO 3 345 631138 LAKEFLD3 345 1 | 601050 HELENA 3 345 615647 GRE-CDRMTH23 345 2 | 0.05991 | Yes
GEN-2024-326 | 01 NORTH | G01 29SP | 631139 HAZLTON3 345 631270 LASALLE 3 345 1 | 601083 TREMVAL3 345 694098 NMA B5 345 345 1 | 0.05123 | Yes
GEN-2024-326 | 01 NORTH | G01 29SP | 631144 MITCHLCO3 345 631270 LASALLE 3 345 1 | 601083 TREMVAL3 345 694098 NMA B5 345 345 1 | 0.05123 | Yes
GEN-2024-326 | 01 NORTH | G01 29SP | 601002 ADAMS 3 345 631144 MITCHLCO3 345 1 | 601083 TREMVAL3 345 694098 NMA B5 345 345 1 | 0.05123 | Yes
GEN-2024-326 | 01 NORTH | G01 29SP | 601002 ADAMS 3 345 615306 GRE-PL VLLY3 345 1 | 601083 TREMVAL3 345 694098 NMA B5 345 345 1 | 0.05248 | Yes
GEN-2024-326 | 01 NORTH | G01 29SP | 620369 JAMESTN3 345 657791 CENTER 3 345 1 | 608607 NELSNLK4 230 615901 GRE-STANTON4 230 1 | 0.08148 | Yes
GEN-2024-326 | 01 NORTH | G01 29SP | 657741 ROUGHRIDER 4 230 657751 CENTER 4 230 1 | 608607 NELSNLK4 230 615901 GRE-STANTON4 230 1 | 0.05826 | Yes
GEN-2024-326 | 01 NORTH | G01 29SP | 661016 COYOTE 3 345 995810 661:COYOTE T 115 1 | 608607 NELSNLK4 230 615901 GRE-STANTON4 230 1 | 0.05445 | Yes
GEN-2024-326 | 01 NORTH | G01 29SP | 661018 COYOTE 7 115 995810 661:COYOTE T 115 1 | 608607 NELSNLK4 230 615901 GRE-STANTON4 230 1 | 0.05445 | Yes
GEN-2024-326 | 01 NORTH | G01 29SP | 657741 ROUGHRIDER 4 230 661053 MANDAN 4 230 1 | 608607 NELSNLK4 230 615901 GRE-STANTON4 230 1 | 0.05826 | Yes
GEN-2024-326 | 01 NORTH | G01 29SP | 620358 BUFFALO3 345 620369 JAMESTN3 345 1 | 608607 NELSNLK4 230 615901 GRE-STANTON4 230 1 | 0.06066 | Yes
GEN-2024-326 | 01 NORTH | G01 29SP | 661018 COYOTE 7 115 661021 WSTMD1 7 115 1 | 608607 NELSNLK4 230 615901 GRE-STANTON4 230 1 | 0.05537 | Yes
GEN-2024-326 | 01 NORTH | G01 29SP | 601067 BISON 3 345 620358 BUFFALO3 345 1 | 608607 NELSNLK4 230 615901 GRE-STANTON4 230 1 | 0.05994 | Yes
GEN-2024-326 | 01 NORTH | G01 29SP | 661020 DIXGREENRVR7 115 661021 WSTMD1 7 115 1 | 608607 NELSNLK4 230 615901 GRE-STANTON4 230 1 | 0.05537 | Yes
GEN-2024-326 | 01 NORTH | G01 29SP | 652296 WARD 4 230 661053 MANDAN 4 230 1 | 608607 NELSNLK4 230 615901 GRE-STANTON4 230 1 | 0.05224 | Yes
GEN-2024-326 | 01 NORTH | G01 29SP | 657751 CENTER 4 230 657756 SQBUTTE4 230 1 | 608607 NELSNLK4 230 615901 GRE-STANTON4 230 1 | 0.05826 | Yes
GEN-2024-326 | 01 NORTH | G01 29SP | 652468 HEBRON 4 230 661053 MANDAN 4 230 1 | 608607 NELSNLK4 230 615901 GRE-STANTON4 230 1 | 0.16007 | Yes
GEN-2024-326 | 01 NORTH | G01 29SP | 620480 DEUEL CO 3 345 620483 ASTORIA 3 345 1 | 620314 BIGSTON4 230 3WXFMR 620:BIG STONE 230- 2 | 0.06996 | Yes
GEN-2024-326 | 01 NORTH | G01 29SP | 620417 BSSOUTH3 345 620480 DEUEL CO 3 345 1 | 620314 BIGSTON4 230 3WXFMR 620:BIG STONE 230- 2 | 0.06996 | Yes
GEN-2024-326 | 01 NORTH | G01 29SP | 661093 MERRCRT4 230 661094 WISHEK 4 230 1 | 620369 JAMESTN3 345 620769 JMS SHUNT 3 345 Z | 0.05045 | Yes
GEN-2024-326 | 01 NORTH | G01 29SP | 661091 NAPOLEON SW4 230 661094 WISHEK 4 230 1 | 620369 JAMESTN3 345 620769 JMS SHUNT 3 345 Z | 0.05045 | Yes
GEN-2024-326 | 01 NORTH | G01 29SP | 620358 BUFFALO3 345 620369 JAMESTN3 345 1 | 620369 JAMESTN3 345 620769 JMS SHUNT 3 345 Z | 0.07648 | Yes
GEN-2024-326 | 01 NORTH | G01 29SP | 601067 BISON 3 345 620358 BUFFALO3 345 1 | 620369 JAMESTN3 345 620769 JMS SHUNT 3 345 Z | 0.07495 | Yes
GEN-2024-326 | 01 NORTH | G01 29SP | 661053 MANDAN 4 230 661091 NAPOLEON SW4 230 1 | 620369 JAMESTN3 345 620769 JMS SHUNT 3 345 Z | 0.05045 | Yes
GEN-2024-326 | 01 NORTH | G01 29SP | 601031 BRKNGCO3 345 620483 ASTORIA 3 345 1 | 620417 BSSOUTH3 345 620427 HANKINSON 3 345 1 | 0.05796 | Yes
GEN-2024-326 | 01 NORTH | G01 29SP | 620480 DEUEL CO 3 345 620483 ASTORIA 3 345 1 | 620417 BSSOUTH3 345 620427 HANKINSON 3 345 1 | 0.05682 | Yes
GEN-2024-326 | 01 NORTH | G01 29SP | 620417 BSSOUTH3 345 620480 DEUEL CO 3 345 1 | 620417 BSSOUTH3 345 620427 HANKINSON 3 345 1 | 0.05682 | Yes
GEN-2024-326 | 01 NORTH | G01 29SP | 620480 DEUEL CO 3 345 620483 ASTORIA 3 345 1 | 620482 J510 ASTOR 3 345 620083 J510 ASTORG1 21.0 1 | 0.06726 | Yes
GEN-2024-326 | 01 NORTH | G01 29SP | 620417 BSSOUTH3 345 620480 DEUEL CO 3 345 1 | 620482 J510 ASTOR 3 345 620083 J510 ASTORG1 21.0 1 | 0.06726 | Yes
GEN-2024-326 | 01 NORTH | G01 29SP | 635999 IRVINGTON3 345 636000 WEBSTER3 345 1 | 627062 BISON 3 345 627217 BLUEBILL3 345 1 | 0.05297 | Yes
GEN-2024-326 | 01 NORTH | G01 29SP | 635369 KOSSUTH 3 345 635999 IRVINGTON3 345 1 | 627062 BISON 3 345 627217 BLUEBILL3 345 1 | 0.05297 | Yes
GEN-2024-326 | 01 NORTH | G01 29SP | 635999 IRVINGTON3 345 636000 WEBSTER3 345 1 | 627217 BLUEBILL3 345 631198 COLBY3 345 1 | 0.05297 | Yes
GEN-2024-326 | 01 NORTH | G01 29SP | 635369 KOSSUTH 3 345 635999 IRVINGTON3 345 1 | 627217 BLUEBILL3 345 631198 COLBY3 345 1 | 0.05297 | Yes
GEN-2024-326 | 01 NORTH | G01 29SP | 631193 HUNTLEY3 345 631197 LEDYARD3 345 1 | 631144 MITCHLCO3 345 631270 LASALLE 3 345 1 | 0.06587 | Yes
GEN-2024-326 | 01 NORTH | G01 29SP | 635999 IRVINGTON3 345 636000 WEBSTER3 345 1 | 631198 COLBY3 345 631199 KILLDEER3 345 1 | 0.05059 | Yes
GEN-2024-326 | 01 NORTH | G01 29SP | 635369 KOSSUTH 3 345 635999 IRVINGTON3 345 1 | 631198 COLBY3 345 631199 KILLDEER3 345 1 | 0.05059 | Yes
GEN-2024-326 | 01 NORTH | G01 29SP | 635999 IRVINGTON3 345 636000 WEBSTER3 345 1 | 631199 KILLDEER3 345 631206 QUINN3 345 1 | 0.05218 | Yes
GEN-2024-326 | 01 NORTH | G01 29SP | 635369 KOSSUTH 3 345 635999 IRVINGTON3 345 1 | 631199 KILLDEER3 345 631206 QUINN3 345 1 | 0.05218 | Yes
GEN-2024-326 | 01 NORTH | G01 29SP | 635999 IRVINGTON3 345 636000 WEBSTER3 345 1 | 631206 QUINN3 345 636197 N FRANKLIN 3 345 1 | 0.05218 | Yes
GEN-2024-326 | 01 NORTH | G01 29SP | 635369 KOSSUTH 3 345 635999 IRVINGTON3 345 1 | 631206 QUINN3 345 636197 N FRANKLIN 3 345 1 | 0.05218 | Yes
GEN-2024-326 | 01 NORTH | G01 29SP | 635200 RAUN 3 345 762779 G18-043 TAP 345 1 | 635200 RAUN 3 345 645552 S3452 REACT3 345 1 | 0.08342 | Yes
GEN-2024-326 | 01 NORTH | G01 29SP | 635200 RAUN 3 345 645552 S3452 REACT3 345 1 | 635200 RAUN 3 345 762779 G18-043 TAP 345 1 | 0.08396 | Yes
GEN-2024-326 | 01 NORTH | G01 29SP | 635200 RAUN 3 345 652564 SIOUXCY3 345 1 | 635200 RAUN 3 345 762779 G18-043 TAP 345 1 | 0.06386 | Yes
GEN-2024-326 | 01 NORTH | G01 29SP | 636000 WEBSTER3 345 636010 LEHIGH 3 345 1 | 635219 GARD AVE 3 345 636017 LEHIGH GARX3 345 1 | 0.05023 | Yes
GEN-2024-326 | 01 NORTH | G01 29SP | 635368 OBRIEN 3 345 635400 HIGHLAND 3 345 1 | 635219 GARD AVE 3 345 636017 LEHIGH GARX3 345 1 | 0.0505 | Yes
GEN-2024-326 | 01 NORTH | G01 29SP | 635200 RAUN 3 345 635398 REMSEN 3 345 1 | 635369 KOSSUTH 3 345 635425 PALO ALTO 3 345 1 | 0.05186 | Yes
GEN-2024-326 | 01 NORTH | G01 29SP | 631138 LAKEFLD3 345 635368 OBRIEN 3 345 1 | 635369 KOSSUTH 3 345 635425 PALO ALTO 3 345 1 | 0.05473 | Yes
GEN-2024-326 | 01 NORTH | G01 29SP | 635398 REMSEN 3 345 635399 CHEROKEE 3 345 1 | 635369 KOSSUTH 3 345 635425 PALO ALTO 3 345 1 | 0.05186 | Yes
GEN-2024-326 | 01 NORTH | G01 29SP | 635399 CHEROKEE 3 345 635400 HIGHLAND 3 345 1 | 635369 KOSSUTH 3 345 635425 PALO ALTO 3 345 1 | 0.05186 | Yes
GEN-2024-326 | 01 NORTH | G01 29SP | 631193 HUNTLEY3 345 631197 LEDYARD3 345 1 | 635369 KOSSUTH 3 345 635425 PALO ALTO 3 345 1 | 0.06221 | Yes
GEN-2024-326 | 01 NORTH | G01 29SP | 631138 LAKEFLD3 345 635368 OBRIEN 3 345 1 | 635419 TRUMBULL LK3 345 635425 PALO ALTO 3 345 1 | 0.05473 | Yes
GEN-2024-326 | 01 NORTH | G01 29SP | 631193 HUNTLEY3 345 631197 LEDYARD3 345 1 | 635419 TRUMBULL LK3 345 635425 PALO ALTO 3 345 1 | 0.06221 | Yes
GEN-2024-326 | 01 NORTH | G01 29SP | 635200 RAUN 3 345 635398 REMSEN 3 345 1 | 635999 IRVINGTON3 345 636000 WEBSTER3 345 1 | 0.05859 | Yes
GEN-2024-326 | 01 NORTH | G01 29SP | 635398 REMSEN 3 345 635399 CHEROKEE 3 345 1 | 635999 IRVINGTON3 345 636000 WEBSTER3 345 1 | 0.05859 | Yes
GEN-2024-326 | 01 NORTH | G01 29SP | 635399 CHEROKEE 3 345 635400 HIGHLAND 3 345 1 | 635999 IRVINGTON3 345 636000 WEBSTER3 345 1 | 0.05859 | Yes
GEN-2024-326 | 01 NORTH | G01 29SP | 636000 WEBSTER3 345 636010 LEHIGH 3 345 1 | 636010 LEHIGH 3 345 636017 LEHIGH GARX3 345 Z | 0.05023 | Yes
GEN-2024-326 | 01 NORTH | G01 29SP | 635200 RAUN 3 345 652564 SIOUXCY3 345 1 | 636010 LEHIGH 3 345 636017 LEHIGH GARX3 345 Z | 0.07357 | Yes
GEN-2024-326 | 01 NORTH | G01 29SP | 635368 OBRIEN 3 345 635400 HIGHLAND 3 345 1 | 636010 LEHIGH 3 345 636017 LEHIGH GARX3 345 Z | 0.0505 | Yes
GEN-2024-326 | 01 NORTH | G01 29SP | 635600 GRIMES 3 345 636003 BEAVER CRK 3 345 1 | 636197 N FRANKLIN 3 345 636198 BLCKHWKRX 3 345 1 | 0.05065 | Yes
GEN-2024-326 | 01 NORTH | G01 29SP | 636003 BEAVER CRK 3 345 636010 LEHIGH 3 345 1 | 636197 N FRANKLIN 3 345 636198 BLCKHWKRX 3 345 1 | 0.05065 | Yes
GEN-2024-326 | 01 NORTH | G01 29SP | 635600 GRIMES 3 345 636003 BEAVER CRK 3 345 1 | 636198 BLCKHWKRX 3 345 636199 BLACKHAWK 3 345 Z | 0.05065 | Yes
GEN-2024-326 | 01 NORTH | G01 29SP | 636003 BEAVER CRK 3 345 636010 LEHIGH 3 345 1 | 636198 BLCKHWKRX 3 345 636199 BLACKHAWK 3 345 Z | 0.05065 | Yes
GEN-2024-326 | 01 NORTH | G01 29SP | 635200 RAUN 3 345 645552 S3452 REACT3 345 1 | 645451 S3451 3 345 645551 S3451-RAUN 3 345 Z1 | 0.08396 | Yes
GEN-2024-326 | 01 NORTH | G01 29SP | 635200 RAUN 3 345 652564 SIOUXCY3 345 1 | 645451 S3451 3 345 645551 S3451-RAUN 3 345 Z1 | 0.06386 | Yes
GEN-2024-326 | 01 NORTH | G01 29SP | 635200 RAUN 3 345 762779 G18-043 TAP 345 1 | 645452 S3452 3 345 645552 S3452 REACT3 345 Z1 | 0.08342 | Yes
GEN-2024-326 | 01 NORTH | G01 29SP | 635200 RAUN 3 345 645552 S3452 REACT3 345 1 | 645551 S3451-RAUN 3 345 762779 G18-043 TAP 345 1 | 0.08396 | Yes
GEN-2024-326 | 01 NORTH | G01 29SP | 635200 RAUN 3 345 652564 SIOUXCY3 345 1 | 645551 S3451-RAUN 3 345 762779 G18-043 TAP 345 1 | 0.06386 | Yes
GEN-2024-326 | 01 NORTH | G01 29SP | 652296 WARD 4 230 661053 MANDAN 4 230 1 | 652426 BISMARK4 230 652456 WASHBRN4 230 1 | 0.06714 | Yes
GEN-2024-326 | 01 NORTH | G01 29SP | 661016 COYOTE 3 345 995810 661:COYOTE T 115 1 | 652442 GARRISN7 115 659543 PICKCITY-RR7 115 1 | 0.06025 | Yes
GEN-2024-326 | 01 NORTH | G01 29SP | 661018 COYOTE 7 115 995810 661:COYOTE T 115 1 | 652442 GARRISN7 115 659543 PICKCITY-RR7 115 1 | 0.06025 | Yes
GEN-2024-326 | 01 NORTH | G01 29SP | 652296 WARD 4 230 661053 MANDAN 4 230 1 | 652456 WASHBRN4 230 659106 LELAND_O-BE4 230 1 | 0.06714 | Yes
GEN-2024-326 | 01 NORTH | G01 29SP | 657791 CENTER 3 345 661016 COYOTE 3 345 1 | 657791 CENTER 3 345 3WXFMR 620:CENTER #1 345/ 1 | 0.05387 | Yes
GEN-2024-326 | 01 NORTH | G01 29SP | 657756 SQBUTTE4 230 995910 620:CENTER # 230 2 | 657791 CENTER 3 345 3WXFMR 620:CENTER #1 345/ 1 | 0.06086 | Yes
GEN-2024-326 | 01 NORTH | G01 29SP | 657791 CENTER 3 345 995910 620:CENTER # 230 2 | 657791 CENTER 3 345 3WXFMR 620:CENTER #1 345/ 1 | 0.06086 | Yes
GEN-2024-326 | 01 NORTH | G01 29SP | 620480 DEUEL CO 3 345 620483 ASTORIA 3 345 1 | 658047 ALEXMRES3 345 658049 ALXLNRCTRT 345 Z1 | 0.0768 | Yes
GEN-2024-326 | 01 NORTH | G01 29SP | 661018 COYOTE 7 115 661021 WSTMD1 7 115 1 | 659248 HALLIDAY-UM7 115 661011 BEULAH27 115 1 | 0.05794 | Yes
GEN-2024-326 | 01 NORTH | G01 29SP | 661020 DIXGREENRVR7 115 661021 WSTMD1 7 115 1 | 659248 HALLIDAY-UM7 115 661011 BEULAH27 115 1 | 0.05794 | Yes
GEN-2024-326 | 01 NORTH | G01 29SP | 661016 COYOTE 3 345 995810 661:COYOTE T 115 1 | 659300 STANTN.T-BE7 115 659543 PICKCITY-RR7 115 1 | 0.06025 | Yes
GEN-2024-326 | 01 NORTH | G01 29SP | 661018 COYOTE 7 115 995810 661:COYOTE T 115 1 | 659300 STANTN.T-BE7 115 659543 PICKCITY-RR7 115 1 | 0.06025 | Yes
GEN-2024-326 | 01 NORTH | G01 29SP | 620369 JAMESTN3 345 657791 CENTER 3 345 1 | 659422 LO.LS-GR-BE3 345 659423 GR.LS-LO-BE3 345 1 | 0.09584 | Yes
GEN-2024-326 | 01 NORTH | G01 29SP | 657741 ROUGHRIDER 4 230 657751 CENTER 4 230 1 | 661016 COYOTE 3 345 3WXFMR 661:COYOTE TR1 1 | 0.07249 | Yes
GEN-2024-326 | 01 NORTH | G01 29SP | 657741 ROUGHRIDER 4 230 661053 MANDAN 4 230 1 | 661016 COYOTE 3 345 3WXFMR 661:COYOTE TR1 1 | 0.07249 | Yes
GEN-2024-326 | 01 NORTH | G01 29SP | 652296 WARD 4 230 661053 MANDAN 4 230 1 | 661025 COLLINS7 115 661115 TRNPIKE7 115 1 | 0.06019 | Yes
GEN-2024-326 | 01 NORTH | G01 29SP | 657741 ROUGHRIDER 4 230 657751 CENTER 4 230 1 | 661054 MANDAN 7 115 661102 J200_HESKT3G 13.8 1 | 0.05104 | Yes
GEN-2024-326 | 01 NORTH | G01 29SP | 657741 ROUGHRIDER 4 230 661053 MANDAN 4 230 1 | 661054 MANDAN 7 115 661102 J200_HESKT3G 13.8 1 | 0.05104 | Yes
GEN-2024-326 | 01 NORTH | G01 29SP | 657741 ROUGHRIDER 4 230 657751 CENTER 4 230 1 | 661054 MANDAN 7 115 661105 R1000_HSKT4G 13.8 1 | 0.05104 | Yes
GEN-2024-326 | 01 NORTH | G01 29SP | 657741 ROUGHRIDER 4 230 661053 MANDAN 4 230 1 | 661054 MANDAN 7 115 661105 R1000_HSKT4G 13.8 1 | 0.05104 | Yes
GEN-2024-326 | 01 NORTH | G01 29SP | 652296 WARD 4 230 661053 MANDAN 4 230 1 | 661065 MANDAN BN 7 115 661067 MANDANW7 115 1 | 0.05963 | Yes
GEN-2024-326 | 01 NORTH | G01 29SP | 620369 JAMESTN3 345 657791 CENTER 3 345 1 | 67020 MPC03839POI 345 657946 PRAIRIE3 345 1 | 0.09536 | Yes
GEN-2024-326 | 01 NORTH | G01 29SP | 620358 BUFFALO3 345 620369 JAMESTN3 345 1 | 67020 MPC03839POI 345 657946 PRAIRIE3 345 1 | 0.07091 | Yes
GEN-2024-326 | 01 NORTH | G01 29SP | 661018 COYOTE 7 115 661021 WSTMD1 7 115 1 | 67020 MPC03839POI 345 657946 PRAIRIE3 345 1 | 0.05405 | Yes
GEN-2024-326 | 01 NORTH | G01 29SP | 601067 BISON 3 345 620358 BUFFALO3 345 1 | 67020 MPC03839POI 345 657946 PRAIRIE3 345 1 | 0.0694 | Yes
GEN-2024-326 | 01 NORTH | G01 29SP | 661020 DIXGREENRVR7 115 661021 WSTMD1 7 115 1 | 67020 MPC03839POI 345 657946 PRAIRIE3 345 1 | 0.05405 | Yes
GEN-2024-326 | 01 NORTH | G01 29SP | 652296 WARD 4 230 661053 MANDAN 4 230 1 | 67020 MPC03839POI 345 657946 PRAIRIE3 345 1 | 0.06317 | Yes
GEN-2024-326 | 01 NORTH | G01 29SP | 620369 JAMESTN3 345 657791 CENTER 3 345 1 | 67020 MPC03839POI 345 657951 CNTSHNT3 345 1 | 0.09536 | Yes
GEN-2024-326 | 01 NORTH | G01 29SP | 620358 BUFFALO3 345 620369 JAMESTN3 345 1 | 67020 MPC03839POI 345 657951 CNTSHNT3 345 1 | 0.07091 | Yes
GEN-2024-326 | 01 NORTH | G01 29SP | 601067 BISON 3 345 620358 BUFFALO3 345 1 | 67020 MPC03839POI 345 657951 CNTSHNT3 345 1 | 0.0694 | Yes
GEN-2024-326 | 01 NORTH | G01 29SP | 652296 WARD 4 230 661053 MANDAN 4 230 1 | 67020 MPC03839POI 345 657951 CNTSHNT3 345 1 | 0.06317 | Yes
GEN-2024-326 | 01 NORTH | G01 29SP | 620369 JAMESTN3 345 657791 CENTER 3 345 1 | Base Case | 0.085 | Yes
GEN-2024-326 | 01 NORTH | G01 29SP | 657791 CENTER 3 345 661016 COYOTE 3 345 1 | Base Case | 0.05213 | Yes
GEN-2024-326 | 01 NORTH | G01 29SP | 661016 COYOTE 3 345 995810 661:COYOTE T 115 1 | Base Case | 0.05213 | Yes
GEN-2024-326 | 01 NORTH | G01 29SP | 661018 COYOTE 7 115 995810 661:COYOTE T 115 1 | Base Case | 0.05213 | Yes
GEN-2024-326 | 01 NORTH | G01 29SP | 620358 BUFFALO3 345 620369 JAMESTN3 345 1 | Base Case | 0.06297 | Yes
GEN-2024-326 | 01 NORTH | G01 29SP | 657741 ROUGHRIDER 4 230 657751 CENTER 4 230 1 | Base Case | 0.05104 | Yes
GEN-2024-326 | 01 NORTH | G01 29SP | 657741 ROUGHRIDER 4 230 661053 MANDAN 4 230 1 | Base Case | 0.05104 | Yes
GEN-2024-326 | 01 NORTH | G01 29SP | 601067 BISON 3 345 620358 BUFFALO3 345 1 | Base Case | 0.06212 | Yes
GEN-2024-326 | 01 NORTH | G01 29SP | 661018 COYOTE 7 115 661021 WSTMD1 7 115 1 | Base Case | 0.0549 | Yes
GEN-2024-326 | 01 NORTH | G01 29SP | 635200 RAUN 3 345 762779 G18-043 TAP 345 1 | Base Case | 0.05882 | Yes
GEN-2024-326 | 01 NORTH | G01 29SP | 661020 DIXGREENRVR7 115 661021 WSTMD1 7 115 1 | Base Case | 0.0549 | Yes
GEN-2024-326 | 01 NORTH | G01 29SP | 652296 WARD 4 230 661053 MANDAN 4 230 1 | Base Case | 0.05698 | Yes
GEN-2024-326 | 01 NORTH | G01 29SP | 601006 SPLT RK3 345 652536 WHITE-SRX3 345 1 | Base Case | 0.06247 | Yes
GEN-2024-326 | 01 NORTH | G01 29SP | 601031 BRKNGCO3 345 620483 ASTORIA 3 345 1 | Base Case | 0.06815 | Yes
GEN-2024-326 | 01 NORTH | G01 29SP | 601001 FORBES 2 500 601017 CHIS-N 2 500 1 | Base Case | 0.0605 | Yes
GEN-2024-326 | 01 NORTH | G01 29SP | 601016 CHIS CO2 500 601017 CHIS-N 2 500 1 | Base Case | 0.0605 | Yes
GEN-2024-326 | 01 NORTH | G01 29SP | 601006 SPLT RK3 345 652864 SIOUXCY-LNX3 345 1 | Base Case | 0.06259 | Yes
GEN-2024-326 | 01 NORTH | G01 29SP | 635200 RAUN 3 345 645552 S3452 REACT3 345 1 | Base Case | 0.05993 | Yes
GEN-2024-326 | 01 NORTH | G01 29SP | 601067 BISON 3 345 658049 ALXLNRCTRT 345 1 | Base Case | 0.05169 | Yes
GEN-2024-326 | 01 NORTH | G01 29SP | 658047 ALEXMRES3 345 658049 ALXLNRCTRT 345 Z1 | Base Case | 0.05169 | Yes
GEN-2024-326 | 01 NORTH | G01 29SP | 620480 DEUEL CO 3 345 620483 ASTORIA 3 345 1 | Base Case | 0.06726 | Yes
GEN-2024-326 | 01 NORTH | G01 29SP | 601048 LYON CO 3 345 631138 LAKEFLD3 345 1 | Base Case | 0.05731 | Yes
GEN-2024-326 | 01 NORTH | G01 29SP | 635200 RAUN 3 345 652564 SIOUXCY3 345 1 | Base Case | 0.07258 | Yes
GEN-2024-326 | 01 NORTH | G01 29SP | 620417 BSSOUTH3 345 620480 DEUEL CO 3 345 1 | Base Case | 0.06726 | Yes
GEN-2024-326 | 01 NORTH | G01 29SP | 657751 CENTER 4 230 657756 SQBUTTE4 230 1 | Base Case | 0.05104 | Yes
GEN-2024-326 | 01 NORTH | G01 29SP | 652468 HEBRON 4 230 661053 MANDAN 4 230 1 | Base Case | 0.15882 | Yes
GEN-2024-326 | 01 NORTH | G01 29SP | 636000 WEBSTER3 345 636010 LEHIGH 3 345 1 | Base Case | 0.05296 | Yes
GEN-2024-326 | 01 NORTH | G01 29SP | 631193 HUNTLEY3 345 631197 LEDYARD3 345 1 | Base Case | 0.05882 | Yes
GEN-2024-326 | 01 NORTH | G01 29SP | 631138 LAKEFLD3 345 635368 OBRIEN 3 345 1 | Base Case | 0.05882 | Yes
GEN-2024-326 | 01 NORTH | G01 29SP | 635200 RAUN 3 345 762779 G18-043 TAP 345 1 | GEN645011 1 | 0.05882 | Yes
GEN-2024-326 | 01 NORTH | G01 29SP | 635200 RAUN 3 345 762779 G18-043 TAP 345 1 | GEN645011 1_Dup1 | 0.05882 | Yes
GEN-2024-326 | 01 NORTH | G01 29SP | 635200 RAUN 3 345 762779 G18-043 TAP 345 1 | GEN645012 2 | 0.05882 | Yes
GEN-2024-326 | 01 NORTH | G01 29SP | 601006 SPLT RK3 345 652864 SIOUXCY-LNX3 345 1 | GEN645012 2 | 0.06259 | Yes
GEN-2024-326 | 01 NORTH | G01 29SP | 635200 RAUN 3 345 645552 S3452 REACT3 345 1 | GEN645012 2 | 0.05993 | Yes
GEN-2024-326 | 01 NORTH | G01 29SP | 635200 RAUN 3 345 762779 G18-043 TAP 345 1 | GEN645012 2_Dup1 | 0.05882 | Yes
GEN-2024-326 | 01 NORTH | G01 29SP | 601006 SPLT RK3 345 652864 SIOUXCY-LNX3 345 1 | GEN645012 2_Dup1 | 0.06259 | Yes
GEN-2024-326 | 01 NORTH | G01 29SP | 635200 RAUN 3 345 645552 S3452 REACT3 345 1 | GEN645012 2_Dup1 | 0.05993 | Yes
GEN-2024-326 | 01 NORTH | G01 29SP | 661016 COYOTE 3 345 995810 661:COYOTE T 115 1 | GEN659103 1 | 0.05213 | Yes
GEN-2024-326 | 01 NORTH | G01 29SP | 661018 COYOTE 7 115 995810 661:COYOTE T 115 1 | GEN659103 1 | 0.05213 | Yes
GEN-2024-326 | 01 NORTH | G01 29SP | 661016 COYOTE 3 345 995810 661:COYOTE T 115 1 | GEN659103 1_Dup1 | 0.05213 | Yes
GEN-2024-326 | 01 NORTH | G01 29SP | 661018 COYOTE 7 115 995810 661:COYOTE T 115 1 | GEN659103 1_Dup1 | 0.05213 | Yes
GEN-2024-326 | 01 NORTH | G01 29SP | 661016 COYOTE 3 345 995810 661:COYOTE T 115 1 | GEN659107 2 | 0.05213 | Yes
GEN-2024-326 | 01 NORTH | G01 29SP | 661018 COYOTE 7 115 995810 661:COYOTE T 115 1 | GEN659107 2 | 0.05213 | Yes
GEN-2024-326 | 01 NORTH | G01 29SP | 661016 COYOTE 3 345 995810 661:COYOTE T 115 1 | GEN659107 2_Dup1 | 0.05213 | Yes
GEN-2024-326 | 01 NORTH | G01 29SP | 661018 COYOTE 7 115 995810 661:COYOTE T 115 1 | GEN659107 2_Dup1 | 0.05213 | Yes
GEN-2024-326 | 01 NORTH | G01 29SP | 661018 COYOTE 7 115 661021 WSTMD1 7 115 1 | GEN659118 1 | 0.0549 | Yes
GEN-2024-326 | 01 NORTH | G01 29SP | 661020 DIXGREENRVR7 115 661021 WSTMD1 7 115 1 | GEN659118 1 | 0.0549 | Yes
GEN-2024-326 | 01 NORTH | G01 29SP | 652468 HEBRON 4 230 661053 MANDAN 4 230 1 | GEN659118 1 | 0.15882 | Yes
GEN-2024-326 | 01 NORTH | G01 29SP | 661018 COYOTE 7 115 661021 WSTMD1 7 115 1 | GEN659118 1_Dup1 | 0.0549 | Yes
GEN-2024-326 | 01 NORTH | G01 29SP | 661020 DIXGREENRVR7 115 661021 WSTMD1 7 115 1 | GEN659118 1_Dup1 | 0.0549 | Yes
GEN-2024-326 | 01 NORTH | G01 29SP | 652468 HEBRON 4 230 661053 MANDAN 4 230 1 | GEN659118 1_Dup1 | 0.15882 | Yes
GEN-2024-326 | 01 NORTH | G01 29SP | 652468 HEBRON 4 230 661053 MANDAN 4 230 1 | GEN659403 1 | 0.15882 | Yes
GEN-2024-326 | 01 NORTH | G01 29SP | 652468 HEBRON 4 230 661053 MANDAN 4 230 1 | GEN659403 1_Dup1 | 0.15882 | Yes
GEN-2024-327 | 01 NORTH | G01 29SP | 603023 MALLARD7 115 655655 E.RUTHVL-CP7 115 1 | P11:0.7:UMZ:# N-1 #:: UNIT ND.PW1__-BEW-1 RATED 115.5 MW:HV: | 0.05954 | Yes
GEN-2024-327 | 01 NORTH | G01 29SP | 620480 DEUEL CO 3 345 620483 ASTORIA 3 345 1 | P11:0:OTP:J510ASTORG1:1 | 0.07314 | Yes
GEN-2024-327 | 01 NORTH | G01 29SP | 620417 BSSOUTH3 345 620480 DEUEL CO 3 345 1 | P11:0:OTP:J510ASTORG1:1 | 0.07314 | Yes
GEN-2024-327 | 01 NORTH | G01 29SP | 601001 FORBES 2 500 601013 ROSEAUS2 500 1 | P11:115:XEL:HBR #6:7:8 | 0.06286 | Yes
GEN-2024-327 | 01 NORTH | G01 29SP | 601013 ROSEAUS2 500 601038 ROSEAUM 2 500 1 | P11:115:XEL:HBR #6:7:8 | 0.06286 | Yes
GEN-2024-327 | 01 NORTH | G01 29SP | 601012 ROSEAUN2 500 667501 RIEL 2 500 1 | P11:115:XEL:HBR #6:7:8 | 0.06286 | Yes
GEN-2024-327 | 01 NORTH | G01 29SP | 601012 ROSEAUN2 500 601038 ROSEAUM 2 500 1 | P11:115:XEL:HBR #6:7:8 | 0.06286 | Yes
GEN-2024-327 | 01 NORTH | G01 29SP | 601001 FORBES 2 500 601017 CHIS-N 2 500 1 | P11:115:XEL:HBR #6:7:8 | 0.07924 | Yes
GEN-2024-327 | 01 NORTH | G01 29SP | 601016 CHIS CO2 500 601017 CHIS-N 2 500 1 | P11:115:XEL:HBR #6:7:8 | 0.07924 | Yes
GEN-2024-327 | 01 NORTH | G01 29SP | 601004 WILMART3 345 601072 SHEAS LK3 345 1 | P11:115:XEL:HBR #6:7:8 | 0.05774 | Yes
GEN-2024-327 | 01 NORTH | G01 29SP | 601050 HELENA 3 345 601072 SHEAS LK3 345 1 | P11:115:XEL:HBR #6:7:8 | 0.05827 | Yes
GEN-2024-327 | 01 NORTH | G01 29SP | 601001 FORBES 2 500 601017 CHIS-N 2 500 1 | P11:115:XEL:RIVRSID7:COMBINE CYCLE | 0.07924 | Yes
GEN-2024-327 | 01 NORTH | G01 29SP | 601016 CHIS CO2 500 601017 CHIS-N 2 500 1 | P11:115:XEL:RIVRSID7:COMBINE CYCLE | 0.07924 | Yes
GEN-2024-327 | 01 NORTH | G01 29SP | 601006 SPLT RK3 345 652536 WHITE-SRX3 345 1 | P11:17:XEL:ANS74G:4 | 0.07112 | Yes
GEN-2024-327 | 01 NORTH | G01 29SP | 659308 KENASTON-BE7 115 661052 KENMARE7 115 1 | P11:18.0:UMZ:# N-1 #:: UNIT P4_CTG_1-BEG-1 RATED 235.8 MW:HV: | 0.14507 | Yes
GEN-2024-327 | 01 NORTH | G01 29SP | 661052 KENMARE7 115 661080 STANLEY7 115 1 | P11:18.0:UMZ:# N-1 #:: UNIT P4_CTG_1-BEG-1 RATED 235.8 MW:HV: | 0.14507 | Yes
GEN-2024-327 | 01 NORTH | G01 29SP | 659308 KENASTON-BE7 115 661052 KENMARE7 115 1 | P11:18.0:UMZ:# N-1 #:: UNIT P4_CTG_2-BEG-2 RATED 235.8 MW:HV: | 0.14507 | Yes
GEN-2024-327 | 01 NORTH | G01 29SP | 661080 STANLEY7 115 661085 TIOGA4 7 115 1 | P11:18:SASK: PR #1:::HV: | 0.14507 | Yes
GEN-2024-327 | 01 NORTH | G01 29SP | 661080 STANLEY7 115 661085 TIOGA4 7 115 1 | P11:18:SASK: PR #2:::HV: | 0.14507 | Yes
GEN-2024-327 | 01 NORTH | G01 29SP | 608607 NELSNLK4 230 615901 GRE-STANTON4 230 1 | P11:20.0:UMZ:# N-1 #:: UNIT LELAND_2-BEG-2 RATED 485.2 MW:HV: | 0.0925 | Yes
GEN-2024-327 | 01 NORTH | G01 29SP | 603023 MALLARD7 115 659155 LOGAN___-BE7 115 1 | P11:20.0:UMZ:# N-1 #:: UNIT LELAND_2-BEG-2 RATED 485.2 MW:HV: | 0.14915 | Yes
GEN-2024-327 | 01 NORTH | G01 29SP | 603022 SOURIS 7 115 603023 MALLARD7 115 1 | P11:20:OTP:CENTER2G:1 | 0.10869 | Yes
GEN-2024-327 | 01 NORTH | G01 29SP | 602057 PEACE GARD 5 230 620379 RUGBY 4 230 1 | P11:20:OTP:CENTER2G:1 | 0.05999 | Yes
GEN-2024-327 | 01 NORTH | G01 29SP | 601001 FORBES 2 500 601013 ROSEAUS2 500 1 | P11:20:XEL:KING31G:1 | 0.06286 | Yes
GEN-2024-327 | 01 NORTH | G01 29SP | 601012 ROSEAUN2 500 667501 RIEL 2 500 1 | P11:20:XEL:KING31G:1 | 0.06286 | Yes
GEN-2024-327 | 01 NORTH | G01 29SP | 601013 ROSEAUS2 500 601038 ROSEAUM 2 500 1 | P11:20:XEL:KING31G:1 | 0.06286 | Yes
GEN-2024-327 | 01 NORTH | G01 29SP | 601012 ROSEAUN2 500 601038 ROSEAUM 2 500 1 | P11:20:XEL:KING31G:1 | 0.06286 | Yes
GEN-2024-327 | 01 NORTH | G01 29SP | 601001 FORBES 2 500 601017 CHIS-N 2 500 1 | P11:20:XEL:KING31G:1 | 0.07924 | Yes
GEN-2024-327 | 01 NORTH | G01 29SP | 601016 CHIS CO2 500 601017 CHIS-N 2 500 1 | P11:20:XEL:KING31G:1 | 0.07924 | Yes
GEN-2024-327 | 01 NORTH | G01 29SP | 601004 WILMART3 345 601072 SHEAS LK3 345 1 | P11:20:XEL:KING31G:1 | 0.05774 | Yes
GEN-2024-327 | 01 NORTH | G01 29SP | 601050 HELENA 3 345 601072 SHEAS LK3 345 1 | P11:20:XEL:KING31G:1 | 0.05827 | Yes
GEN-2024-327 | 01 NORTH | G01 29SP | 601001 FORBES 2 500 601017 CHIS-N 2 500 1 | P11:20:XEL:PR_ISLD:31G | 0.07924 | Yes
GEN-2024-327 | 01 NORTH | G01 29SP | 601016 CHIS CO2 500 601017 CHIS-N 2 500 1 | P11:20:XEL:PR_ISLD:31G | 0.07924 | Yes
GEN-2024-327 | 01 NORTH | G01 29SP | 601004 WILMART3 345 601072 SHEAS LK3 345 1 | P11:20:XEL:PR_ISLD:31G | 0.05774 | Yes
GEN-2024-327 | 01 NORTH | G01 29SP | 601050 HELENA 3 345 601072 SHEAS LK3 345 1 | P11:20:XEL:PR_ISLD:31G | 0.05827 | Yes
GEN-2024-327 | 01 NORTH | G01 29SP | 613060 BYRON 3 345 615306 GRE-PL VLLY3 345 1 | P11:20:XEL:PR_ISLD:31G | 0.05185 | Yes
GEN-2024-327 | 01 NORTH | G01 29SP | 601039 NROC 3 345 613060 BYRON 3 345 1 | P11:20:XEL:PR_ISLD:31G | 0.05297 | Yes
GEN-2024-327 | 01 NORTH | G01 29SP | 601004 WILMART3 345 631193 HUNTLEY3 345 1 | P11:20:XEL:PR_ISLD:31G | 0.0505 | Yes
GEN-2024-327 | 01 NORTH | G01 29SP | 601001 FORBES 2 500 601017 CHIS-N 2 500 1 | P11:20:XEL:PR_ISLD:32G | 0.07924 | Yes
GEN-2024-327 | 01 NORTH | G01 29SP | 601016 CHIS CO2 500 601017 CHIS-N 2 500 1 | P11:20:XEL:PR_ISLD:32G | 0.07924 | Yes
GEN-2024-327 | 01 NORTH | G01 29SP | 601004 WILMART3 345 601072 SHEAS LK3 345 1 | P11:20:XEL:PR_ISLD:32G | 0.05774 | Yes
GEN-2024-327 | 01 NORTH | G01 29SP | 601050 HELENA 3 345 601072 SHEAS LK3 345 1 | P11:20:XEL:PR_ISLD:32G | 0.05827 | Yes
GEN-2024-327 | 01 NORTH | G01 29SP | 613060 BYRON 3 345 615306 GRE-PL VLLY3 345 1 | P11:20:XEL:PR_ISLD:32G | 0.05185 | Yes
GEN-2024-327 | 01 NORTH | G01 29SP | 601039 NROC 3 345 613060 BYRON 3 345 1 | P11:20:XEL:PR_ISLD:32G | 0.05297 | Yes
GEN-2024-327 | 01 NORTH | G01 29SP | 601004 WILMART3 345 631193 HUNTLEY3 345 1 | P11:20:XEL:PR_ISLD:32G | 0.0505 | Yes
GEN-2024-327 | 01 NORTH | G01 29SP | 608607 NELSNLK4 230 615901 GRE-STANTON4 230 1 | P11:22:GRE:GRE-COAL41G:1 | 0.0925 | Yes
GEN-2024-327 | 01 NORTH | G01 29SP | 603022 SOURIS 7 115 603023 MALLARD7 115 1 | P11:22:GRE:GRE-COAL41G:1 | 0.10869 | Yes
GEN-2024-327 | 01 NORTH | G01 29SP | 635200 RAUN 3 345 652564 SIOUXCY3 345 1 | P11:22:GRE:GRE-COAL41G:1 | 0.07683 | Yes
GEN-2024-327 | 01 NORTH | G01 29SP | 661080 STANLEY7 115 661085 TIOGA4 7 115 1 | P11:22:GRE:GRE-COAL41G:1 | 0.14507 | Yes
GEN-2024-327 | 01 NORTH | G01 29SP | 602057 PEACE GARD 5 230 620379 RUGBY 4 230 1 | P11:22:GRE:GRE-COAL41G:1 | 0.05999 | Yes
GEN-2024-327 | 01 NORTH | G01 29SP | 608607 NELSNLK4 230 615901 GRE-STANTON4 230 1 | P11:22:GRE:GRE-COAL42G:2 | 0.0925 | Yes
GEN-2024-327 | 01 NORTH | G01 29SP | 603022 SOURIS 7 115 603023 MALLARD7 115 1 | P11:22:GRE:GRE-COAL42G:2 | 0.10869 | Yes
GEN-2024-327 | 01 NORTH | G01 29SP | 635200 RAUN 3 345 652564 SIOUXCY3 345 1 | P11:22:GRE:GRE-COAL42G:2 | 0.07683 | Yes
GEN-2024-327 | 01 NORTH | G01 29SP | 661080 STANLEY7 115 661085 TIOGA4 7 115 1 | P11:22:GRE:GRE-COAL42G:2 | 0.14507 | Yes
GEN-2024-327 | 01 NORTH | G01 29SP | 602057 PEACE GARD 5 230 620379 RUGBY 4 230 1 | P11:22:GRE:GRE-COAL42G:2 | 0.05999 | Yes
GEN-2024-327 | 01 NORTH | G01 29SP | 603022 SOURIS 7 115 603270 MAGIC CITY 7 115 1 | P11:23.0:UMZ:# N-1 #:: UNIT ANTELP_1-BEG-1 RATED 483.2 MW:HV: | 0.10869 | Yes
GEN-2024-327 | 01 NORTH | G01 29SP | 603023 MALLARD7 115 659155 LOGAN___-BE7 115 1 | P11:23.0:UMZ:# N-1 #:: UNIT ANTELP_1-BEG-1 RATED 483.2 MW:HV: | 0.14915 | Yes
GEN-2024-327 | 01 NORTH | G01 29SP | 608607 NELSNLK4 230 615901 GRE-STANTON4 230 1 | P11:23.0:UMZ:# N-1 #:: UNIT ANTELP_2-BEG-2 RATED 484.2 MW:HV: | 0.0925 | Yes
GEN-2024-327 | 01 NORTH | G01 29SP | 603022 SOURIS 7 115 603270 MAGIC CITY 7 115 1 | P11:23.0:UMZ:# N-1 #:: UNIT ANTELP_2-BEG-2 RATED 484.2 MW:HV: | 0.10869 | Yes
GEN-2024-327 | 01 NORTH | G01 29SP | 603023 MALLARD7 115 659155 LOGAN___-BE7 115 1 | P11:23.0:UMZ:# N-1 #:: UNIT ANTELP_2-BEG-2 RATED 484.2 MW:HV: | 0.14915 | Yes
GEN-2024-327 | 01 NORTH | G01 29SP | 602052 MAGIC CITY 4 230 996506 MAGICCTY TR7 115 7 | P11:23.0:UMZ:# N-1 #:: UNIT ANTELP_2-BEG-2 RATED 484.2 MW:HV: | 0.06346 | Yes
GEN-2024-327 | 01 NORTH | G01 29SP | 620369 JAMESTN3 345 657791 CENTER 3 345 1 | P11:24:OTP:BIGSTN1G:1 | 0.09053 | Yes
GEN-2024-327 | 01 NORTH | G01 29SP | 635200 RAUN 3 345 652564 SIOUXCY3 345 1 | P11:24:OTP:BIGSTN1G:1 | 0.07683 | Yes
GEN-2024-327 | 01 NORTH | G01 29SP | 601001 FORBES 2 500 601013 ROSEAUS2 500 1 | P11:24:XEL:SHERCO31G:1 | 0.06286 | Yes
GEN-2024-327 | 01 NORTH | G01 29SP | 601012 ROSEAUN2 500 667501 RIEL 2 500 1 | P11:24:XEL:SHERCO31G:1 | 0.06286 | Yes
GEN-2024-327 | 01 NORTH | G01 29SP | 601013 ROSEAUS2 500 601038 ROSEAUM 2 500 1 | P11:24:XEL:SHERCO31G:1 | 0.06286 | Yes
GEN-2024-327 | 01 NORTH | G01 29SP | 601012 ROSEAUN2 500 601038 ROSEAUM 2 500 1 | P11:24:XEL:SHERCO31G:1 | 0.06286 | Yes
GEN-2024-327 | 01 NORTH | G01 29SP | 601001 FORBES 2 500 601017 CHIS-N 2 500 1 | P11:24:XEL:SHERCO31G:1 | 0.07924 | Yes
GEN-2024-327 | 01 NORTH | G01 29SP | 601016 CHIS CO2 500 601017 CHIS-N 2 500 1 | P11:24:XEL:SHERCO31G:1 | 0.07924 | Yes
GEN-2024-327 | 01 NORTH | G01 29SP | 601004 WILMART3 345 601072 SHEAS LK3 345 1 | P11:24:XEL:SHERCO31G:1 | 0.05774 | Yes
GEN-2024-327 | 01 NORTH | G01 29SP | 601050 HELENA 3 345 601072 SHEAS LK3 345 1 | P11:24:XEL:SHERCO31G:1 | 0.05827 | Yes
GEN-2024-327 | 01 NORTH | G01 29SP | 601067 BISON 3 345 658049 ALXLNRCTRT 345 1 | P11:24:XEL:SHERCO31G:1 | 0.05512 | Yes
GEN-2024-327 | 01 NORTH | G01 29SP | 658047 ALEXMRES3 345 658049 ALXLNRCTRT 345 Z1 | P11:24:XEL:SHERCO31G:1 | 0.05512 | Yes
GEN-2024-327 | 01 NORTH | G01 29SP | 613060 BYRON 3 345 615306 GRE-PL VLLY3 345 1 | P11:24:XEL:SHERCO31G:1 | 0.05185 | Yes
GEN-2024-327 | 01 NORTH | G01 29SP | 635368 OBRIEN 3 345 635400 HIGHLAND 3 345 1 | P11:24:XEL:SHERCO31G:1 | 0.05717 | Yes
GEN-2024-327 | 01 NORTH | G01 29SP | 601039 NROC 3 345 613060 BYRON 3 345 1 | P11:24:XEL:SHERCO31G:1 | 0.05297 | Yes
GEN-2024-327 | 01 NORTH | G01 29SP | 601004 WILMART3 345 631193 HUNTLEY3 345 1 | P11:24:XEL:SHERCO31G:1 | 0.0505 | Yes
GEN-2024-327 | 01 NORTH | G01 29SP | 631138 LAKEFLD3 345 635368 OBRIEN 3 345 1 | P11:24:XEL:SHERCO31G:1 | 0.0664 | Yes
GEN-2024-327 | 01 NORTH | G01 29SP | 601001 FORBES 2 500 601013 ROSEAUS2 500 1 | P11:24:XEL:SHERCO32G:2 | 0.06286 | Yes
GEN-2024-327 | 01 NORTH | G01 29SP | 601013 ROSEAUS2 500 601038 ROSEAUM 2 500 1 | P11:24:XEL:SHERCO32G:2 | 0.06286 | Yes
GEN-2024-327 | 01 NORTH | G01 29SP | 601012 ROSEAUN2 500 667501 RIEL 2 500 1 | P11:24:XEL:SHERCO32G:2 | 0.06286 | Yes
GEN-2024-327 | 01 NORTH | G01 29SP | 601012 ROSEAUN2 500 601038 ROSEAUM 2 500 1 | P11:24:XEL:SHERCO32G:2 | 0.06286 | Yes
GEN-2024-327 | 01 NORTH | G01 29SP | 601001 FORBES 2 500 601017 CHIS-N 2 500 1 | P11:24:XEL:SHERCO32G:2 | 0.07924 | Yes
GEN-2024-327 | 01 NORTH | G01 29SP | 601016 CHIS CO2 500 601017 CHIS-N 2 500 1 | P11:24:XEL:SHERCO32G:2 | 0.07924 | Yes
GEN-2024-327 | 01 NORTH | G01 29SP | 601004 WILMART3 345 601072 SHEAS LK3 345 1 | P11:24:XEL:SHERCO32G:2 | 0.05774 | Yes
GEN-2024-327 | 01 NORTH | G01 29SP | 601050 HELENA 3 345 601072 SHEAS LK3 345 1 | P11:24:XEL:SHERCO32G:2 | 0.05827 | Yes
GEN-2024-327 | 01 NORTH | G01 29SP | 601067 BISON 3 345 658049 ALXLNRCTRT 345 1 | P11:24:XEL:SHERCO32G:2 | 0.05512 | Yes
GEN-2024-327 | 01 NORTH | G01 29SP | 658047 ALEXMRES3 345 658049 ALXLNRCTRT 345 Z1 | P11:24:XEL:SHERCO32G:2 | 0.05512 | Yes
GEN-2024-327 | 01 NORTH | G01 29SP | 613060 BYRON 3 345 615306 GRE-PL VLLY3 345 1 | P11:24:XEL:SHERCO32G:2 | 0.05185 | Yes
GEN-2024-327 | 01 NORTH | G01 29SP | 635368 OBRIEN 3 345 635400 HIGHLAND 3 345 1 | P11:24:XEL:SHERCO32G:2 | 0.05717 | Yes
GEN-2024-327 | 01 NORTH | G01 29SP | 601039 NROC 3 345 613060 BYRON 3 345 1 | P11:24:XEL:SHERCO32G:2 | 0.05297 | Yes
GEN-2024-327 | 01 NORTH | G01 29SP | 601004 WILMART3 345 631193 HUNTLEY3 345 1 | P11:24:XEL:SHERCO32G:2 | 0.0505 | Yes
GEN-2024-327 | 01 NORTH | G01 29SP | 631138 LAKEFLD3 345 635368 OBRIEN 3 345 1 | P11:24:XEL:SHERCO32G:2 | 0.0664 | Yes
GEN-2024-327 | 01 NORTH | G01 29SP | 601067 BISON 3 345 620358 BUFFALO3 345 1 | P11:26:XEL:SHERCO33G:3 | 0.06261 | Yes
GEN-2024-327 | 01 NORTH | G01 29SP | 601001 FORBES 2 500 601013 ROSEAUS2 500 1 | P11:26:XEL:SHERCO33G:3 | 0.06286 | Yes
GEN-2024-327 | 01 NORTH | G01 29SP | 601013 ROSEAUS2 500 601038 ROSEAUM 2 500 1 | P11:26:XEL:SHERCO33G:3 | 0.06286 | Yes
GEN-2024-327 | 01 NORTH | G01 29SP | 601012 ROSEAUN2 500 667501 RIEL 2 500 1 | P11:26:XEL:SHERCO33G:3 | 0.06286 | Yes
GEN-2024-327 | 01 NORTH | G01 29SP | 601012 ROSEAUN2 500 601038 ROSEAUM 2 500 1 | P11:26:XEL:SHERCO33G:3 | 0.06286 | Yes
GEN-2024-327 | 01 NORTH | G01 29SP | 601004 WILMART3 345 601072 SHEAS LK3 345 1 | P11:26:XEL:SHERCO33G:3 | 0.05774 | Yes
GEN-2024-327 | 01 NORTH | G01 29SP | 601001 FORBES 2 500 601017 CHIS-N 2 500 1 | P11:26:XEL:SHERCO33G:3 | 0.07924 | Yes
GEN-2024-327 | 01 NORTH | G01 29SP | 601016 CHIS CO2 500 601017 CHIS-N 2 500 1 | P11:26:XEL:SHERCO33G:3 | 0.07924 | Yes
GEN-2024-327 | 01 NORTH | G01 29SP | 601050 HELENA 3 345 601072 SHEAS LK3 345 1 | P11:26:XEL:SHERCO33G:3 | 0.05827 | Yes
GEN-2024-327 | 01 NORTH | G01 29SP | 601067 BISON 3 345 658049 ALXLNRCTRT 345 1 | P11:26:XEL:SHERCO33G:3 | 0.05512 | Yes
GEN-2024-327 | 01 NORTH | G01 29SP | 658047 ALEXMRES3 345 658049 ALXLNRCTRT 345 Z1 | P11:26:XEL:SHERCO33G:3 | 0.05512 | Yes
GEN-2024-327 | 01 NORTH | G01 29SP | 635200 RAUN 3 345 652564 SIOUXCY3 345 1 | P11:26:XEL:SHERCO33G:3 | 0.07683 | Yes
GEN-2024-327 | 01 NORTH | G01 29SP | 613060 BYRON 3 345 615306 GRE-PL VLLY3 345 1 | P11:26:XEL:SHERCO33G:3 | 0.05185 | Yes
GEN-2024-327 | 01 NORTH | G01 29SP | 635368 OBRIEN 3 345 635400 HIGHLAND 3 345 1 | P11:26:XEL:SHERCO33G:3 | 0.05717 | Yes
GEN-2024-327 | 01 NORTH | G01 29SP | 601039 NROC 3 345 613060 BYRON 3 345 1 | P11:26:XEL:SHERCO33G:3 | 0.05297 | Yes
GEN-2024-327 | 01 NORTH | G01 29SP | 601004 WILMART3 345 631193 HUNTLEY3 345 1 | P11:26:XEL:SHERCO33G:3 | 0.0505 | Yes
GEN-2024-327 | 01 NORTH | G01 29SP | 631138 LAKEFLD3 345 635368 OBRIEN 3 345 1 | P11:26:XEL:SHERCO33G:3 | 0.0664 | Yes
GEN-2024-327 | 01 NORTH | G01 29SP | 635600 GRIMES 3 345 636003 BEAVER CRK 3 345 1 | P11:345:MEC:GDMEC:3:ST | 0.053 | Yes
GEN-2024-327 | 01 NORTH | G01 29SP | 636003 BEAVER CRK 3 345 636010 LEHIGH 3 345 1 | P11:345:MEC:GDMEC:3:ST | 0.053 | Yes
GEN-2024-327 | 01 NORTH | G01 29SP | 631139 HAZLTON3 345 631270 LASALLE 3 345 1 | P11:345:MEC:LOUISA:1 | 0.05109 | Yes
GEN-2024-327 | 01 NORTH | G01 29SP | 631144 MITCHLCO3 345 631270 LASALLE 3 345 1 | P11:345:MEC:LOUISA:1 | 0.05109 | Yes
GEN-2024-327 | 01 NORTH | G01 29SP | 601002 ADAMS 3 345 631144 MITCHLCO3 345 1 | P11:345:MEC:LOUISA:1 | 0.05109 | Yes
GEN-2024-327 | 01 NORTH | G01 29SP | 601006 SPLT RK3 345 652536 WHITE-SRX3 345 1 | P11:345:MEC:NEAL:3 | 0.07112 | Yes
GEN-2024-327 | 01 NORTH | G01 29SP | 601006 SPLT RK3 345 652864 SIOUXCY-LNX3 345 1 | P11:345:MEC:NEAL:3 | 0.07001 | Yes
GEN-2024-327 | 01 NORTH | G01 29SP | 635200 RAUN 3 345 635398 REMSEN 3 345 1 | P11:345:MEC:NEAL:3 | 0.05717 | Yes
GEN-2024-327 | 01 NORTH | G01 29SP | 635398 REMSEN 3 345 635399 CHEROKEE 3 345 1 | P11:345:MEC:NEAL:3 | 0.05717 | Yes
GEN-2024-327 | 01 NORTH | G01 29SP | 635399 CHEROKEE 3 345 635400 HIGHLAND 3 345 1 | P11:345:MEC:NEAL:3 | 0.05717 | Yes
GEN-2024-327 | 01 NORTH | G01 29SP | 601006 SPLT RK3 345 652536 WHITE-SRX3 345 1 | P11:345:MEC:NEAL:4 | 0.07112 | Yes
GEN-2024-327 | 01 NORTH | G01 29SP | 601006 SPLT RK3 345 652864 SIOUXCY-LNX3 345 1 | P11:345:MEC:NEAL:4 | 0.07001 | Yes
GEN-2024-327 | 01 NORTH | G01 29SP | 635200 RAUN 3 345 635398 REMSEN 3 345 1 | P11:345:MEC:NEAL:4 | 0.05717 | Yes
GEN-2024-327 | 01 NORTH | G01 29SP | 635398 REMSEN 3 345 635399 CHEROKEE 3 345 1 | P11:345:MEC:NEAL:4 | 0.05717 | Yes
GEN-2024-327 | 01 NORTH | G01 29SP | 635399 CHEROKEE 3 345 635400 HIGHLAND 3 345 1 | P11:345:MEC:NEAL:4 | 0.05717 | Yes
GEN-2024-327 | 01 NORTH | G01 29SP | 635200 RAUN 3 345 762779 G18-043 TAP 345 1 | P11:345:MEC:WSEC:3 | 0.06249 | Yes
GEN-2024-327 | 01 NORTH | G01 29SP | 635200 RAUN 3 345 645552 S3452 REACT3 345 1 | P11:345:MEC:WSEC:3 | 0.06367 | Yes
GEN-2024-327 | 01 NORTH | G01 29SP | 635200 RAUN 3 345 762779 G18-043 TAP 345 1 | P11:345:MEC:WSEC:4 | 0.06249 | Yes
GEN-2024-327 | 01 NORTH | G01 29SP | 601006 SPLT RK3 345 652864 SIOUXCY-LNX3 345 1 | P11:345:MEC:WSEC:4 | 0.07001 | Yes
GEN-2024-327 | 01 NORTH | G01 29SP | 635200 RAUN 3 345 645552 S3452 REACT3 345 1 | P11:345:MEC:WSEC:4 | 0.06367 | Yes
GEN-2024-327 | 01 NORTH | G01 29SP | 635200 RAUN 3 345 762779 G18-043 TAP 345 1 | P11:345:OPPD:LX002:NC:732.0 NEBCITY G2 | 0.06019 | Yes
GEN-2024-327 | 01 NORTH | G01 29SP | 635200 RAUN 3 345 645552 S3452 REACT3 345 1 | P11:345:OPPD:LX002:NC:732.0 NEBCITY G2 | 0.06131 | Yes
GEN-2024-327 | 01 NORTH | G01 29SP | 601002 ADAMS 3 345 615306 GRE-PL VLLY3 345 1 | P11:345:XEL:J1072GEN:PV | 0.05268 | Yes
GEN-2024-327 | 01 NORTH | G01 29SP | 661080 STANLEY7 115 661085 TIOGA4 7 115 1 | P12:115.0:UMZ:# N-1 #:: LINE BERTHOLD-CP7-SW.MINOT-CP7-1 :HV: | 0.22182 | Yes
GEN-2024-327 | 01 NORTH | G01 29SP | 603023 MALLARD7 115 652440 NELSON 7 115 1 | P12:115.0:UMZ:# N-1 #:: LINE DOUGLS.C-CP7-GARRISON-CP7-1 :HV: | 0.06322 | Yes
GEN-2024-327 | 01 NORTH | G01 29SP | 603023 MALLARD7 115 652440 NELSON 7 115 1 | P12:115.0:UMZ:# N-1 #:: LINE GARRISN7-VOLTAIR -CP7-1 :HV: | 0.05728 | Yes
GEN-2024-327 | 01 NORTH | G01 29SP | 615347 GRE-MCHENRY4 230 615900 GRE-COAL TP4 230 1 | P12:115.0:UMZ:# N-1 #:: LINE GARRISN7-VOLTAIR -CP7-1 :HV: | 0.05333 | Yes
GEN-2024-327 | 01 NORTH | G01 29SP | 603022 SOURIS 7 115 603023 MALLARD7 115 1 | P12:115.0:UMZ:# N-1 #:: LINE GARRISN7-VOLTAIR -CP7-1 :HV: | 0.10526 | Yes
GEN-2024-327 | 01 NORTH | G01 29SP | 659308 KENASTON-BE7 115 661052 KENMARE7 115 1 | P12:115.0:UMZ:# N-1 #:: LINE LINDAHLS-MW7-LIBERTY -MW7-1 :HV: | 0.14376 | Yes
GEN-2024-327 | 01 NORTH | G01 29SP | 661052 KENMARE7 115 661080 STANLEY7 115 1 | P12:115.0:UMZ:# N-1 #:: LINE LINDAHLS-MW7-LIBERTY -MW7-1 :HV: | 0.14376 | Yes
GEN-2024-327 | 01 NORTH | G01 29SP | 659139 NESET___-BE7 115 661085 TIOGA4 7 115 1 | P12:115.0:UMZ:# N-1 #:: LINE LINDAHLS-MW7-LIBERTY -MW7-1 :HV: | 0.08335 | Yes
GEN-2024-327 | 01 NORTH | G01 29SP | 659308 KENASTON-BE7 115 661052 KENMARE7 115 1 | P12:115.0:UMZ:# N-1 #:: LINE LINDAHLS-MW7-LINDAL._-PP7-1 :HV: | 0.14477 | Yes
GEN-2024-327 | 01 NORTH | G01 29SP | 661052 KENMARE7 115 661080 STANLEY7 115 1 | P12:115.0:UMZ:# N-1 #:: LINE LINDAHLS-MW7-LINDAL._-PP7-1 :HV: | 0.14477 | Yes
GEN-2024-327 | 01 NORTH | G01 29SP | 659139 NESET___-BE7 115 661085 TIOGA4 7 115 1 | P12:115.0:UMZ:# N-1 #:: LINE LINDAHLS-MW7-LINDAL._-PP7-1 :HV: | 0.09327 | Yes
GEN-2024-327 | 01 NORTH | G01 29SP | 659139 NESET___-BE7 115 661085 TIOGA4 7 115 1 | P12:115.0:UMZ:# N-1 #:: LINE LINDAHLS-MW7-SIMPSON -MW7-1 :HV: | 0.08587 | Yes
GEN-2024-327 | 01 NORTH | G01 29SP | 603023 MALLARD7 115 652440 NELSON 7 115 1 | P12:115.0:UMZ:# N-1 #:: LINE MAKOTI -CP7-PLAZA -MW7-1 :HV: | 0.06322 | Yes
GEN-2024-327 | 01 NORTH | G01 29SP | 603023 MALLARD7 115 659155 LOGAN___-BE7 115 1 | P12:115.0:UMZ:# N-1 #:: LINE MALLARD7-E.RUTHVL-CP7-1 :HV: | 0.19383 | Yes
GEN-2024-327 | 01 NORTH | G01 29SP | 603023 MALLARD7 115 655655 E.RUTHVL-CP7 115 1 | P12:115.0:UMZ:# N-1 #:: LINE MALLARD7-LOGAN___-BE7-1 :HV: | 0.12795 | Yes
GEN-2024-327 | 01 NORTH | G01 29SP | 603270 MAGIC CITY 7 115 996506 MAGICCTY TR7 115 7 | P12:115.0:UMZ:# N-1 #:: LINE RUGBY OTP 7-RUGBY 7-1 :HV: | 0.07306 | Yes
GEN-2024-327 | 01 NORTH | G01 29SP | 602052 MAGIC CITY 4 230 996506 MAGICCTY TR7 115 7 | P12:115.0:UMZ:# N-1 #:: LINE RUGBY OTP 7-RUGBY 7-1 :HV: | 0.07306 | Yes
GEN-2024-327 | 01 NORTH | G01 29SP | 602052 MAGIC CITY 4 230 615347 GRE-MCHENRY4 230 1 | P12:115.0:UMZ:# N-1 #:: LINE RUGBY OTP 7-RUGBY 7-1 :HV: | 0.07306 | Yes
GEN-2024-327 | 01 NORTH | G01 29SP | 603023 MALLARD7 115 655655 E.RUTHVL-CP7 115 1 | P12:115.0:UMZ:# N-1 #:: LINE SW.MINOT-CP7-LOGAN___-BE7-1 :HV: | 0.21512 | Yes
GEN-2024-327 | 01 NORTH | G01 29SP | 661080 STANLEY7 115 661085 TIOGA4 7 115 1 | P12:115.0:UMZ:# N-1 #:: LINE SW.MINOT-CP7-LOGAN___-BE7-1 :HV: | 0.16709 | Yes
GEN-2024-327 | 01 NORTH | G01 29SP | 603023 MALLARD7 115 655655 E.RUTHVL-CP7 115 1 | P12:115.0:UMZ:# N-1 #:: LINE TOWNER 7-BOTNU.SE-CP7-1 :HV: | 0.06986 | Yes
GEN-2024-327 | 01 NORTH | G01 29SP | 659139 NESET___-BE7 115 661085 TIOGA4 7 115 1 | P12:115.0:UMZ:# N-1 #:: LINE WILLISTON27-LTLMUDY7-1 :HV: | 0.11772 | Yes
GEN-2024-327 | 01 NORTH | G01 29SP | 603022 SOURIS 7 115 603270 MAGIC CITY 7 115 1 | P12:115:GRE:BTA-MCH | 0.07687 | Yes
GEN-2024-327 | 01 NORTH | G01 29SP | 603023 MALLARD7 115 655655 E.RUTHVL-CP7 115 1 | P12:115:GRE:BTA-MCH | 0.05437 | Yes
GEN-2024-327 | 01 NORTH | G01 29SP | 603023 MALLARD7 115 652452 RUGBY 7 115 1 | P12:115:GRE:BTA-MCH | 0.05323 | Yes
GEN-2024-327 | 01 NORTH | G01 29SP | 602052 MAGIC CITY 4 230 996506 MAGICCTY TR7 115 7 | P12:115:GRE:BTA-MCH | 0.07687 | Yes
GEN-2024-327 | 01 NORTH | G01 29SP | 603270 MAGIC CITY 7 115 996506 MAGICCTY TR7 115 7 | P12:115:GRE:BTA-MCH | 0.07687 | Yes
GEN-2024-327 | 01 NORTH | G01 29SP | 602052 MAGIC CITY 4 230 615347 GRE-MCHENRY4 230 1 | P12:115:GRE:BTA-MCH | 0.07687 | Yes
GEN-2024-327 | 01 NORTH | G01 29SP | 601005 ELM CRK3 345 601022 PARKERS3 345 1 | P12:115:GRE:CDI-ECK | 0.05382 | Yes
GEN-2024-327 | 01 NORTH | G01 29SP | 602057 PEACE GARD 5 230 667085 G82RPHT1 230 1 | P12:115:GRE:RMS-PR4 | 0.06656 | Yes
GEN-2024-327 | 01 NORTH | G01 29SP | 603022 SOURIS 7 115 603023 MALLARD7 115 1 | P12:115:GRE:SOR-MCH | 0.08814 | Yes
GEN-2024-327 | 01 NORTH | G01 29SP | 603270 MAGIC CITY 7 115 996506 MAGICCTY TR7 115 7 | P12:115:GRE:SOR-MCH | 0.08814 | Yes
GEN-2024-327 | 01 NORTH | G01 29SP | 602052 MAGIC CITY 4 230 996506 MAGICCTY TR7 115 7 | P12:115:GRE:SOR-MCH | 0.08814 | Yes
GEN-2024-327 | 01 NORTH | G01 29SP | 602052 MAGIC CITY 4 230 615347 GRE-MCHENRY4 230 1 | P12:115:GRE:SOR-MCH | 0.08814 | Yes
GEN-2024-327 | 01 NORTH | G01 29SP | 603022 SOURIS 7 115 603023 MALLARD7 115 1 | P12:115:GRE:VLT-MCH | 0.08949 | Yes
GEN-2024-327 | 01 NORTH | G01 29SP | 603270 MAGIC CITY 7 115 996506 MAGICCTY TR7 115 7 | P12:115:GRE:VLT-MCH | 0.08949 | Yes
GEN-2024-327 | 01 NORTH | G01 29SP | 602052 MAGIC CITY 4 230 996506 MAGICCTY TR7 115 7 | P12:115:GRE:VLT-MCH | 0.08949 | Yes
GEN-2024-327 | 01 NORTH | G01 29SP | 602052 MAGIC CITY 4 230 615347 GRE-MCHENRY4 230 1 | P12:115:GRE:VLT-MCH | 0.08949 | Yes
GEN-2024-327 | 01 NORTH | G01 29SP | 659139 NESET___-BE7 115 661085 TIOGA4 7 115 1 | P12:115:MDU:RAY:TIOGA 2:1: | 0.11772 | Yes
GEN-2024-327 | 01 NORTH | G01 29SP | 659139 NESET___-BE7 115 661085 TIOGA4 7 115 1 | P12:115:MDU:WILLISTON LITTLE MUDDY:RAY:1: | 0.11772 | Yes
GEN-2024-327 | 01 NORTH | G01 29SP | 659139 NESET___-BE7 115 661085 TIOGA4 7 115 1 | P12:115:MDU:WILLISTON LITTLE MUDDY:WAPA WILLISTON 2:1: | 0.11772 | Yes
GEN-2024-327 | 01 NORTH | G01 29SP | 601067 BISON 3 345 620358 BUFFALO3 345 1 | P12:115:OTP:CSLTNET7:BUFFALO7:1 | 0.0629 | Yes
GEN-2024-327 | 01 NORTH | G01 29SP | 601067 BISON 3 345 658049 ALXLNRCTRT 345 1 | P12:115:OTP-MRES::HOOT LK7:FERGSFL7 | 0.05807 | Yes
GEN-2024-327 | 01 NORTH | G01 29SP | 658047 ALEXMRES3 345 658049 ALXLNRCTRT 345 Z1 | P12:115:OTP-MRES::HOOT LK7:FERGSFL7 | 0.05807 | Yes
GEN-2024-327 | 01 NORTH | G01 29SP | 603023 MALLARD7 115 655655 E.RUTHVL-CP7 115 1 | P12:115:UMZ:# 20018 #:: PROPER N-1 FOR TAP DENBIGH TAP7:HV: | 0.05889 | Yes
GEN-2024-327 | 01 NORTH | G01 29SP | 620279 RUGBY OTP 7 115 652452 RUGBY 7 115 1 | P12:115:UMZ:# 20018 #:: PROPER N-1 FOR TAP DENBIGH TAP7:HV: | 0.05418 | Yes
GEN-2024-327 | 01 NORTH | G01 29SP | 603023 MALLARD7 115 655655 E.RUTHVL-CP7 115 1 | P12:115:UMZ:# 20074 #:: PROPER N-1 FOR TAP RUGBY TP-CP7:HV: | 0.05988 | Yes
GEN-2024-327 | 01 NORTH | G01 29SP | 603023 MALLARD7 115 652440 NELSON 7 115 1 | P12:115:UMZ:# 20078 #:: PROPER N-1 FOR TAP SNAKECR7:HV: | 0.06322 | Yes
GEN-2024-327 | 01 NORTH | G01 29SP | 659139 NESET___-BE7 115 661085 TIOGA4 7 115 1 | P12:115:UMZ:# 20095 #:: PROPER N-1 FOR TAP WHTEARTH-MW7:HV: | 0.09641 | Yes
GEN-2024-327 | 01 NORTH | G01 29SP | 661080 STANLEY7 115 661085 TIOGA4 7 115 1 | P12:115:UMZ:# 20095 #:: PROPER N-1 FOR TAP WHTEARTH-MW7:HV: | 0.14528 | Yes
GEN-2024-327 | 01 NORTH | G01 29SP | 603022 SOURIS 7 115 603270 MAGIC CITY 7 115 1 | P12:115:UMZ:# 20107 #:: PROPER N-1 FOR TAPS NELSON 7 + MAX_____-CP7:HV: | 0.1253 | Yes
GEN-2024-327 | 01 NORTH | G01 29SP | 615347 GRE-MCHENRY4 230 615900 GRE-COAL TP4 230 1 | P12:115:UMZ:# 20107 #:: PROPER N-1 FOR TAPS NELSON 7 + MAX_____-CP7:HV: | 0.05726 | Yes
GEN-2024-327 | 01 NORTH | G01 29SP | 605634 VELVA TAP 115 615348 GRE-MCHENRY7 115 1 | P12:115:UMZ:# 20107 #:: PROPER N-1 FOR TAPS NELSON 7 + MAX_____-CP7:HV: | 0.05469 | Yes
GEN-2024-327 | 01 NORTH | G01 29SP | 620279 RUGBY OTP 7 115 652452 RUGBY 7 115 1 | P12:115:UMZ:# 20107 #:: PROPER N-1 FOR TAPS NELSON 7 + MAX_____-CP7:HV: | 0.06135 | Yes
GEN-2024-327 | 01 NORTH | G01 29SP | 603023 MALLARD7 115 659155 LOGAN___-BE7 115 1 | P12:115:UMZ:# 20107 #:: PROPER N-1 FOR TAPS NELSON 7 + MAX_____-CP7:HV: | 0.12143 | Yes
GEN-2024-327 | 01 NORTH | G01 29SP | 603270 MAGIC CITY 7 115 605634 VELVA TAP 115 1 | P12:115:UMZ:# 20107 #:: PROPER N-1 FOR TAPS NELSON 7 + MAX_____-CP7:HV: | 0.05469 | Yes
GEN-2024-327 | 01 NORTH | G01 29SP | 661080 STANLEY7 115 661085 TIOGA4 7 115 1 | P12:115:UMZ:# 20107 #:: PROPER N-1 FOR TAPS NELSON 7 + MAX_____-CP7:HV: | 0.14655 | Yes
GEN-2024-327 | 01 NORTH | G01 29SP | 603270 MAGIC CITY 7 115 996506 MAGICCTY TR7 115 7 | P12:115:UMZ:# 20107 #:: PROPER N-1 FOR TAPS NELSON 7 + MAX_____-CP7:HV: | 0.07061 | Yes
GEN-2024-327 | 01 NORTH | G01 29SP | 602052 MAGIC CITY 4 230 996506 MAGICCTY TR7 115 7 | P12:115:UMZ:# 20107 #:: PROPER N-1 FOR TAPS NELSON 7 + MAX_____-CP7:HV: | 0.07061 | Yes
GEN-2024-327 | 01 NORTH | G01 29SP | 602052 MAGIC CITY 4 230 615347 GRE-MCHENRY4 230 1 | P12:115:UMZ:# 20107 #:: PROPER N-1 FOR TAPS NELSON 7 + MAX_____-CP7:HV: | 0.07061 | Yes
GEN-2024-327 | 01 NORTH | G01 29SP | 603023 MALLARD7 115 652440 NELSON 7 115 1 | P12:115:UMZ:# 20109 #:: PROPER N-1 FOR TAPS ROSEGLEN-CP7 + RAUB TAP-CP7:HV: | 0.06322 | Yes
GEN-2024-327 | 01 NORTH | G01 29SP | 601005 ELM CRK3 345 601022 PARKERS3 345 1 | P12:115:XEL:BLL GEN 7-8 | 0.05188 | Yes
GEN-2024-327 | 01 NORTH | G01 29SP | 603023 MALLARD7 115 652440 NELSON 7 115 1 | P12:115:XEL:SOURIS7:MAGICCITY7:1 | 0.07575 | Yes
GEN-2024-327 | 01 NORTH | G01 29SP | 601003 PR ISLD3 345 601039 NROC 3 345 1 | P12:115:XEL-GRE:FEP-WEF | 0.05415 | Yes
GEN-2024-327 | 01 NORTH | G01 29SP | 603023 MALLARD7 115 655655 E.RUTHVL-CP7 115 1 | P12:115:XEL-WAPA:MALLARD7:LOGAN7:1 | 0.12795 | Yes
GEN-2024-327 | 01 NORTH | G01 29SP | 601001 FORBES 2 500 601013 ROSEAUS2 500 1 | P12:138:SASK:138KV-CD11:::HV: | 0.06286 | Yes
GEN-2024-327 | 01 NORTH | G01 29SP | 601012 ROSEAUN2 500 667501 RIEL 2 500 1 | P12:138:SASK:138KV-CD11:::HV: | 0.06286 | Yes
GEN-2024-327 | 01 NORTH | G01 29SP | 601013 ROSEAUS2 500 601038 ROSEAUM 2 500 1 | P12:138:SASK:138KV-CD11:::HV: | 0.06286 | Yes
GEN-2024-327 | 01 NORTH | G01 29SP | 601012 ROSEAUN2 500 601038 ROSEAUM 2 500 1 | P12:138:SASK:138KV-CD11:::HV: | 0.06286 | Yes
GEN-2024-327 | 01 NORTH | G01 29SP | 601003 PR ISLD3 345 601039 NROC 3 345 1 | P12:161:GRE:RAV:SPC | 0.05362 | Yes
GEN-2024-327 | 01 NORTH | G01 29SP | 613060 BYRON 3 345 615306 GRE-PL VLLY3 345 1 | P12:161:XEL-GRE:BYRON5:GRE-PLVLLY5:1 | 0.05665 | Yes
GEN-2024-327 | 01 NORTH | G01 29SP | 601031 BRKNGCO3 345 620483 ASTORIA 3 345 1 | P12:230.0:UMZ:# N-1 #:: LINE BIGSTON4-BLAIR-ER4-1 :HV: | 0.08138 | Yes
GEN-2024-327 | 01 NORTH | G01 29SP | 620480 DEUEL CO 3 345 620483 ASTORIA 3 345 1 | P12:230.0:UMZ:# N-1 #:: LINE BIGSTON4-BLAIR-ER4-1 :HV: | 0.08023 | Yes
GEN-2024-327 | 01 NORTH | G01 29SP | 620417 BSSOUTH3 345 620480 DEUEL CO 3 345 1 | P12:230.0:UMZ:# N-1 #:: LINE BIGSTON4-BLAIR-ER4-1 :HV: | 0.08023 | Yes
GEN-2024-327 | 01 NORTH | G01 29SP | 603023 MALLARD7 115 652440 NELSON 7 115 1 | P12:230.0:UMZ:# N-1 #:: LINE BISMARK4-HILKEN 4-1 :HV: | 0.0529 | Yes
GEN-2024-327 | 01 NORTH | G01 29SP | 659308 KENASTON-BE7 115 661052 KENMARE7 115 1 | P12:230.0:UMZ:# N-1 #:: LINE BLAISDEL-BE4-TIOGA4 4-1 :HV: | 0.15399 | Yes
GEN-2024-327 | 01 NORTH | G01 29SP | 661052 KENMARE7 115 661080 STANLEY7 115 1 | P12:230.0:UMZ:# N-1 #:: LINE BLAISDEL-BE4-TIOGA4 4-1 :HV: | 0.15399 | Yes
GEN-2024-327 | 01 NORTH | G01 29SP | 602006 SHEYNNE4 230 652435 FARGO 4 230 1 | P12:230.0:UMZ:# N-1 #:: LINE FARGO 4-MOORHDW4-1 :HV: | 0.05412 | Yes
GEN-2024-327 | 01 NORTH | G01 29SP | 603023 MALLARD7 115 652440 NELSON 7 115 1 | P12:230.0:UMZ:# N-1 #:: LINE GARRISN4-JAMESTN4-1 :HV: | 0.05327 | Yes
GEN-2024-327 | 01 NORTH | G01 29SP | 603023 MALLARD7 115 652440 NELSON 7 115 1 | P12:230.0:UMZ:# N-1 #:: LINE GARRISN4-LELAND_O-BE4-1 :HV: | 0.05711 | Yes
GEN-2024-327 | 01 NORTH | G01 29SP | 601006 SPLT RK3 345 652536 WHITE-SRX3 345 1 | P12:230.0:UMZ:# N-1 #:: LINE HANLON 4-STORLA__-BE4-1 :HV: | 0.07288 | Yes
GEN-2024-327 | 01 NORTH | G01 29SP | 602006 SHEYNNE4 230 652435 FARGO 4 230 1 | P12:230.0:UMZ:# N-1 #:: LINE MOORHED4-MOORHDW4-Z1 :HV: | 0.05412 | Yes
GEN-2024-327 | 01 NORTH | G01 29SP | 659139 NESET___-BE7 115 661085 TIOGA4 7 115 1 | P12:230.0:UMZ:# N-1 #:: LINE NESET___-BE4-TIOGA4 4-Z :HV: | 0.11321 | Yes
GEN-2024-327 | 01 NORTH | G01 29SP | 620369 JAMESTN3 345 657791 CENTER 3 345 1 | P12:230.0:UMZ:# N-1 #:: LINE OWAN -MW4-JUDSON__-BE4-Z :HV: | 0.09053 | Yes
GEN-2024-327 | 01 NORTH | G01 29SP | 620358 BUFFALO3 345 620369 JAMESTN3 345 1 | P12:230.0:UMZ:# N-1 #:: LINE OWAN -MW4-JUDSON__-BE4-Z :HV: | 0.06297 | Yes
GEN-2024-327 | 01 NORTH | G01 29SP | 601067 BISON 3 345 620358 BUFFALO3 345 1 | P12:230.0:UMZ:# N-1 #:: LINE OWAN -MW4-JUDSON__-BE4-Z :HV: | 0.06261 | Yes
GEN-2024-327 | 01 NORTH | G01 29SP | 601006 SPLT RK3 345 652536 WHITE-SRX3 345 1 | P12:230.0:UMZ:# N-1 #:: LINE OWAN -MW4-JUDSON__-BE4-Z :HV: | 0.07112 | Yes
GEN-2024-327 | 01 NORTH | G01 29SP | 601003 PR ISLD3 345 601039 NROC 3 345 1 | P12:230.0:UMZ:# N-1 #:: LINE OWAN -MW4-JUDSON__-BE4-Z :HV: | 0.05357 | Yes
GEN-2024-327 | 01 NORTH | G01 29SP | 603022 SOURIS 7 115 603023 MALLARD7 115 1 | P12:230.0:UMZ:# N-1 #:: LINE OWAN -MW4-JUDSON__-BE4-Z :HV: | 0.10869 | Yes
GEN-2024-327 | 01 NORTH | G01 29SP | 601001 FORBES 2 500 601013 ROSEAUS2 500 1 | P12:230.0:UMZ:# N-1 #:: LINE OWAN -MW4-JUDSON__-BE4-Z :HV: | 0.06286 | Yes
GEN-2024-327 | 01 NORTH | G01 29SP | 601013 ROSEAUS2 500 601038 ROSEAUM 2 500 1 | P12:230.0:UMZ:# N-1 #:: LINE OWAN -MW4-JUDSON__-BE4-Z :HV: | 0.06286 | Yes
GEN-2024-327 | 01 NORTH | G01 29SP | 601012 ROSEAUN2 500 667501 RIEL 2 500 1 | P12:230.0:UMZ:# N-1 #:: LINE OWAN -MW4-JUDSON__-BE4-Z :HV: | 0.06286 | Yes
GEN-2024-327 | 01 NORTH | G01 29SP | 601012 ROSEAUN2 500 601038 ROSEAUM 2 500 1 | P12:230.0:UMZ:# N-1 #:: LINE OWAN -MW4-JUDSON__-BE4-Z :HV: | 0.06286 | Yes
GEN-2024-327 | 01 NORTH | G01 29SP | 631139 HAZLTON3 345 631270 LASALLE 3 345 1 | P12:230.0:UMZ:# N-1 #:: LINE OWAN -MW4-JUDSON__-BE4-Z :HV: | 0.05109 | Yes
GEN-2024-327 | 01 NORTH | G01 29SP | 631144 MITCHLCO3 345 631270 LASALLE 3 345 1 | P12:230.0:UMZ:# N-1 #:: LINE OWAN -MW4-JUDSON__-BE4-Z :HV: | 0.05109 | Yes
GEN-2024-327 | 01 NORTH | G01 29SP | 601001 FORBES 2 500 601017 CHIS-N 2 500 1 | P12:230.0:UMZ:# N-1 #:: LINE OWAN -MW4-JUDSON__-BE4-Z :HV: | 0.07924 | Yes
GEN-2024-327 | 01 NORTH | G01 29SP | 601016 CHIS CO2 500 601017 CHIS-N 2 500 1 | P12:230.0:UMZ:# N-1 #:: LINE OWAN -MW4-JUDSON__-BE4-Z :HV: | 0.07924 | Yes
GEN-2024-327 | 01 NORTH | G01 29SP | 601002 ADAMS 3 345 631144 MITCHLCO3 345 1 | P12:230.0:UMZ:# N-1 #:: LINE OWAN -MW4-JUDSON__-BE4-Z :HV: | 0.05109 | Yes
GEN-2024-327 | 01 NORTH | G01 29SP | 661080 STANLEY7 115 661085 TIOGA4 7 115 1 | P12:230.0:UMZ:# N-1 #:: LINE OWAN -MW4-JUDSON__-BE4-Z :HV: | 0.14507 | Yes
GEN-2024-327 | 01 NORTH | G01 29SP | 602057 PEACE GARD 5 230 667085 G82RPHT1 230 1 | P12:230.0:UMZ:# N-1 #:: LINE OWAN -MW4-JUDSON__-BE4-Z :HV: | 0.05999 | Yes
GEN-2024-327 | 01 NORTH | G01 29SP | 601002 ADAMS 3 345 615306 GRE-PL VLLY3 345 1 | P12:230.0:UMZ:# N-1 #:: LINE OWAN -MW4-JUDSON__-BE4-Z :HV: | 0.05268 | Yes
GEN-2024-327 | 01 NORTH | G01 29SP | 620358 BUFFALO3 345 620369 JAMESTN3 345 1 | P12:230.0:UMZ:# N-1 #:: LINE SHEYNNE4-FARGO 4-1 :HV: | 0.07073 | Yes
GEN-2024-327 | 01 NORTH | G01 29SP | 601006 SPLT RK3 345 652864 SIOUXCY-LNX3 345 1 | P12:230.0:UMZ:# N-1 #:: LINE SIOUXFL4-PAHOJA__-BE4-1 :HV: | 0.07761 | Yes
GEN-2024-327 | 01 NORTH | G01 29SP | 602057 PEACE GARD 5 230 667085 G82RPHT1 230 1 | P12:230.0:UMZ:# N-1 #:: LINE TANDE___-BE4-TB-PST1-1 :HV: | 0.05999 | Yes
GEN-2024-327 | 01 NORTH | G01 29SP | 601006 SPLT RK3 345 652864 SIOUXCY-LNX3 345 1 | P12:230.0:UMZ:# N-1 #:: LINE UTICAJC4-RASMUSN-ER4-1 :HV: | 0.07283 | Yes
GEN-2024-327 | 01 NORTH | G01 29SP | 608607 NELSNLK4 230 615901 GRE-STANTON4 230 1 | P12:230.0:UMZ:# N-1 #:: LINE WARD 4-MANDAN 4-1 :HV: | 0.09372 | Yes
GEN-2024-327 | 01 NORTH | G01 29SP | 602057 PEACE GARD 5 230 667085 G82RPHT1 230 1 | P12:230.0:UMZ:# N-1 #:: LINE WHEELOCK-BE4-TB-PST2-1 :HV: | 0.05999 | Yes
GEN-2024-327 | 01 NORTH | G01 29SP | 615900 GRE-COAL TP4 230 615901 GRE-STANTON4 230 1 | P12:230:GRE:AUTO-SINGLE:GRE-COAL CR4:GRE-STANTON41:HV: | 0.05427 | Yes
GEN-2024-327 | 01 NORTH | G01 29SP | 603023 MALLARD7 115 652440 NELSON 7 115 1 | P12:230:GRE:CCK-STN-MCH | 0.05824 | Yes
GEN-2024-327 | 01 NORTH | G01 29SP | 603022 SOURIS 7 115 603023 MALLARD7 115 1 | P12:230:GRE:CCK-STN-MCH | 0.09534 | Yes
GEN-2024-327 | 01 NORTH | G01 29SP | 603022 SOURIS 7 115 603270 MAGIC CITY 7 115 1 | P12:230:GRE:GRE-MCHENRY4:GRE-BALTA4:1 | 0.09866 | Yes
GEN-2024-327 | 01 NORTH | G01 29SP | 603023 MALLARD7 115 655655 E.RUTHVL-CP7 115 1 | P12:230:GRE:GRE-MCHENRY4:GRE-BALTA4:1 | 0.05826 | Yes
GEN-2024-327 | 01 NORTH | G01 29SP | 603270 MAGIC CITY 7 115 996506 MAGICCTY TR7 115 7 | P12:230:GRE:GRE-MCHENRY4:GRE-BALTA4:1 | 0.05322 | Yes
GEN-2024-327 | 01 NORTH | G01 29SP | 602052 MAGIC CITY 4 230 996506 MAGICCTY TR7 115 7 | P12:230:GRE:GRE-MCHENRY4:GRE-BALTA4:1 | 0.05322 | Yes
GEN-2024-327 | 01 NORTH | G01 29SP | 602052 MAGIC CITY 4 230 615347 GRE-MCHENRY4 230 1 | P12:230:GRE:GRE-MCHENRY4:GRE-BALTA4:1 | 0.05322 | Yes
GEN-2024-327 | 01 NORTH | G01 29SP | 603022 SOURIS 7 115 603270 MAGIC CITY 7 115 1 | P12:230:GRE:GRE-RAMSEY4:GRE-BALTA4:1 | 0.10554 | Yes
GEN-2024-327 | 01 NORTH | G01 29SP | 602057 PEACE GARD 5 230 667085 G82RPHT1 230 1 | P12:230:GRE:GRE-RAMSEY4:GRE-BALTA4:1 | 0.06607 | Yes
GEN-2024-327 | 01 NORTH | G01 29SP | 603270 MAGIC CITY 7 115 996506 MAGICCTY TR7 115 7 | P12:230:GRE:GRE-RAMSEY4:GRE-BALTA4:1 | 0.06077 | Yes
GEN-2024-327 | 01 NORTH | G01 29SP | 602052 MAGIC CITY 4 230 996506 MAGICCTY TR7 115 7 | P12:230:GRE:GRE-RAMSEY4:GRE-BALTA4:1 | 0.06077 | Yes
GEN-2024-327 | 01 NORTH | G01 29SP | 602052 MAGIC CITY 4 230 615347 GRE-MCHENRY4 230 1 | P12:230:GRE:GRE-RAMSEY4:GRE-BALTA4:1 | 0.06077 | Yes
GEN-2024-327 | 01 NORTH | G01 29SP | 615347 GRE-MCHENRY4 230 615900 GRE-COAL TP4 230 1 | P12:230:GRE-OTP:GRE-BALTA4:HARVEY4:1 | 0.05349 | Yes
GEN-2024-327 | 01 NORTH | G01 29SP | 615347 GRE-MCHENRY4 230 615900 GRE-COAL TP4 230 1 | P12:230:GRE-OTP:GRE-COALCR4:UNDERWD4:1 | 0.05349 | Yes
GEN-2024-327 | 01 NORTH | G01 29SP | 620358 BUFFALO3 345 620369 JAMESTN3 345 1 | P12:230:MDU:ELLENDALE:ELLENDALE345:Z: | 0.06379 | Yes
GEN-2024-327 | 01 NORTH | G01 29SP | 601067 BISON 3 345 620358 BUFFALO3 345 1 | P12:230:MDU:ELLENDALE:ELLENDALE345:Z: | 0.06337 | Yes
GEN-2024-327 | 01 NORTH | G01 29SP | 601031 BRKNGCO3 345 620483 ASTORIA 3 345 1 | P12:230:MDU:ELLENDALE:ELLENDALE345:Z: | 0.07539 | Yes
GEN-2024-327 | 01 NORTH | G01 29SP | 620480 DEUEL CO 3 345 620483 ASTORIA 3 345 1 | P12:230:MDU:ELLENDALE:ELLENDALE345:Z: | 0.07432 | Yes
GEN-2024-327 | 01 NORTH | G01 29SP | 620417 BSSOUTH3 345 620480 DEUEL CO 3 345 1 | P12:230:MDU:ELLENDALE:ELLENDALE345:Z: | 0.07432 | Yes
GEN-2024-327 | 01 NORTH | G01 29SP | 620369 JAMESTN3 345 657791 CENTER 3 345 1 | P12:230:MDU:MANDAN:NAPOLEON SW:1: | 0.10324 | Yes
GEN-2024-327 | 01 NORTH | G01 29SP | 620369 JAMESTN3 345 657791 CENTER 3 345 1 | P12:230:MDU:MANDAN:ROUGHRIDER:1: | 0.092 | Yes
GEN-2024-327 | 01 NORTH | G01 29SP | 608607 NELSNLK4 230 615901 GRE-STANTON4 230 1 | P12:230:MDU:MANDAN:ROUGHRIDER:1: | 0.09023 | Yes
GEN-2024-327 | 01 NORTH | G01 29SP | 620358 BUFFALO3 345 620369 JAMESTN3 345 1 | P12:230:MDU:MANDAN:ROUGHRIDER:1: | 0.06367 | Yes
GEN-2024-327 | 01 NORTH | G01 29SP | 601067 BISON 3 345 620358 BUFFALO3 345 1 | P12:230:MDU:MANDAN:ROUGHRIDER:1: | 0.06325 | Yes
GEN-2024-327 | 01 NORTH | G01 29SP | 603022 SOURIS 7 115 603270 MAGIC CITY 7 115 1 | P12:230:MDU:MANDAN:ROUGHRIDER:1: | 0.10842 | Yes
GEN-2024-327 | 01 NORTH | G01 29SP | 615347 GRE-MCHENRY4 230 615900 GRE-COAL TP4 230 1 | P12:230:MDU:MANDAN:ROUGHRIDER:1: | 0.05013 | Yes
GEN-2024-327 | 01 NORTH | G01 29SP | 603270 MAGIC CITY 7 115 996506 MAGICCTY TR7 115 7 | P12:230:MDU:MANDAN:ROUGHRIDER:1: | 0.06323 | Yes
GEN-2024-327 | 01 NORTH | G01 29SP | 602052 MAGIC CITY 4 230 996506 MAGICCTY TR7 115 7 | P12:230:MDU:MANDAN:ROUGHRIDER:1: | 0.06323 | Yes
GEN-2024-327 | 01 NORTH | G01 29SP | 602052 MAGIC CITY 4 230 615347 GRE-MCHENRY4 230 1 | P12:230:MDU:MANDAN:ROUGHRIDER:1: | 0.06323 | Yes
GEN-2024-327 | 01 NORTH | G01 29SP | 608607 NELSNLK4 230 615901 GRE-STANTON4 230 1 | P12:230:MDU:MANDAN:WARD:1: | 0.09372 | Yes
GEN-2024-327 | 01 NORTH | G01 29SP | 620369 JAMESTN3 345 657791 CENTER 3 345 1 | P12:230:MDU:MERRICOURT:WISHEK:1: | 0.10324 | Yes
GEN-2024-327 | 01 NORTH | G01 29SP | 602006 SHEYNNE4 230 652435 FARGO 4 230 1 | P12:230:MDU:MERRICOURT:WISHEK:1: | 0.05073 | Yes
GEN-2024-327 | 01 NORTH | G01 29SP | 657756 SQBUTTE4 230 995911 620:CENTER # 230 1 | P12:230:MDU:MERRICOURT:WISHEK:1: | 0.05053 | Yes
GEN-2024-327 | 01 NORTH | G01 29SP | 657791 CENTER 3 345 995911 620:CENTER # 230 1 | P12:230:MDU:MERRICOURT:WISHEK:1: | 0.05053 | Yes
GEN-2024-327 | 01 NORTH | G01 29SP | 620369 JAMESTN3 345 657791 CENTER 3 345 1 | P12:230:MDU:NAPOLEON SW:WISHEK:1: | 0.10324 | Yes
GEN-2024-327 | 01 NORTH | G01 29SP | 602006 SHEYNNE4 230 652435 FARGO 4 230 1 | P12:230:MDU:NAPOLEON SW:WISHEK:1: | 0.05073 | Yes
GEN-2024-327 | 01 NORTH | G01 29SP | 657756 SQBUTTE4 230 995911 620:CENTER # 230 1 | P12:230:MDU:NAPOLEON SW:WISHEK:1: | 0.05053 | Yes
GEN-2024-327 | 01 NORTH | G01 29SP | 657791 CENTER 3 345 995911 620:CENTER # 230 1 | P12:230:MDU:NAPOLEON SW:WISHEK:1: | 0.05053 | Yes
GEN-2024-327 | 01 NORTH | G01 29SP | 601001 FORBES 2 500 601013 ROSEAUS2 500 1 | P12:230:MH:R50M | 0.06414 | Yes
GEN-2024-327 | 01 NORTH | G01 29SP | 601013 ROSEAUS2 500 601038 ROSEAUM 2 500 1 | P12:230:MH:R50M | 0.06414 | Yes
GEN-2024-327 | 01 NORTH | G01 29SP | 601012 ROSEAUN2 500 667501 RIEL 2 500 1 | P12:230:MH:R50M | 0.06414 | Yes
GEN-2024-327 | 01 NORTH | G01 29SP | 601012 ROSEAUN2 500 601038 ROSEAUM 2 500 1 | P12:230:MH:R50M | 0.06414 | Yes
GEN-2024-327 | 01 NORTH | G01 29SP | 608602 SQBEAST4 230 657756 SQBUTTE4 230 Z2 | P12:230:MP-OTP:SQBEAST4:SQBUTTE4:Z1 | 0.05738 | Yes
GEN-2024-327 | 01 NORTH | G01 29SP | 608602 SQBEAST4 230 657756 SQBUTTE4 230 Z1 | P12:230:MP-OTP:SQBEAST4:SQBUTTE4:Z2 | 0.05738 | Yes
GEN-2024-327 | 01 NORTH | G01 29SP | 620416 TWIN BRKS 3 345 620417 BSSOUTH3 345 1 | P12:230:OTP::HANKSON4:OAKES 4 | 0.05018 | Yes
GEN-2024-327 | 01 NORTH | G01 29SP | 661097 ELLENDL345 3 345 661950 ELN345SHNT 3 345 Z | P12:230:OTP::HANKSON4:OAKES 4 | 0.05018 | Yes
GEN-2024-327 | 01 NORTH | G01 29SP | 620416 TWIN BRKS 3 345 661950 ELN345SHNT 3 345 1 | P12:230:OTP::HANKSON4:OAKES 4 | 0.05018 | Yes
GEN-2024-327 | 01 NORTH | G01 29SP | 601031 BRKNGCO3 345 620483 ASTORIA 3 345 1 | P12:230:OTP:AUTO-SINGLE:BIGSTON4:BLAIR-ER41:HV: | 0.08138 | Yes
GEN-2024-327 | 01 NORTH | G01 29SP | 620480 DEUEL CO 3 345 620483 ASTORIA 3 345 1 | P12:230:OTP:AUTO-SINGLE:BIGSTON4:BLAIR-ER41:HV: | 0.08023 | Yes
GEN-2024-327 | 01 NORTH | G01 29SP | 620417 BSSOUTH3 345 620480 DEUEL CO 3 345 1 | P12:230:OTP:AUTO-SINGLE:BIGSTON4:BLAIR-ER41:HV: | 0.08023 | Yes
GEN-2024-327 | 01 NORTH | G01 29SP | 615347 GRE-MCHENRY4 230 615900 GRE-COAL TP4 230 1 | P12:230:OTP:HARVEY4:UNDERWD4:1 | 0.05349 | Yes
GEN-2024-327 | 01 NORTH | G01 29SP | 620369 JAMESTN3 345 657791 CENTER 3 345 1 | P12:230:OTP:ROUGHRIDER4:CENTER4:1 | 0.092 | Yes
GEN-2024-327 | 01 NORTH | G01 29SP | 608607 NELSNLK4 230 615901 GRE-STANTON4 230 1 | P12:230:OTP:ROUGHRIDER4:CENTER4:1 | 0.09023 | Yes
GEN-2024-327 | 01 NORTH | G01 29SP | 620358 BUFFALO3 345 620369 JAMESTN3 345 1 | P12:230:OTP:ROUGHRIDER4:CENTER4:1 | 0.06367 | Yes
GEN-2024-327 | 01 NORTH | G01 29SP | 601067 BISON 3 345 620358 BUFFALO3 345 1 | P12:230:OTP:ROUGHRIDER4:CENTER4:1 | 0.06325 | Yes
GEN-2024-327 | 01 NORTH | G01 29SP | 603022 SOURIS 7 115 603270 MAGIC CITY 7 115 1 | P12:230:OTP:ROUGHRIDER4:CENTER4:1 | 0.10842 | Yes
GEN-2024-327 | 01 NORTH | G01 29SP | 615347 GRE-MCHENRY4 230 615900 GRE-COAL TP4 230 1 | P12:230:OTP:ROUGHRIDER4:CENTER4:1 | 0.05013 | Yes
GEN-2024-327 | 01 NORTH | G01 29SP | 603270 MAGIC CITY 7 115 996506 MAGICCTY TR7 115 7 | P12:230:OTP:ROUGHRIDER4:CENTER4:1 | 0.06323 | Yes
GEN-2024-327 | 01 NORTH | G01 29SP | 602052 MAGIC CITY 4 230 996506 MAGICCTY TR7 115 7 | P12:230:OTP:ROUGHRIDER4:CENTER4:1 | 0.06323 | Yes
GEN-2024-327 | 01 NORTH | G01 29SP | 602052 MAGIC CITY 4 230 615347 GRE-MCHENRY4 230 1 | P12:230:OTP:ROUGHRIDER4:CENTER4:1 | 0.06323 | Yes
GEN-2024-327 | 01 NORTH | G01 29SP | 603022 SOURIS 7 115 603023 MALLARD7 115 1 | P12:230:OTP:SQBUTTE4:YNG24:1 | 0.10869 | Yes
GEN-2024-327 | 01 NORTH | G01 29SP | 602057 PEACE GARD 5 230 620379 RUGBY 4 230 1 | P12:230:OTP:SQBUTTE4:YNG24:1 | 0.05999 | Yes
GEN-2024-327 | 01 NORTH | G01 29SP | 601067 BISON 3 345 658049 ALXLNRCTRT 345 1 | P12:230:OTP:WAHPETN4:FERGSFL4:1 | 0.058 | Yes
GEN-2024-327 | 01 NORTH | G01 29SP | 658047 ALEXMRES3 345 658049 ALXLNRCTRT 345 Z1 | P12:230:OTP:WAHPETN4:FERGSFL4:1 | 0.058 | Yes
GEN-2024-327 | 01 NORTH | G01 29SP | 615347 GRE-MCHENRY4 230 615900 GRE-COAL TP4 230 1 | P12:230:OTP-GRE-CPEC::GRE-COAL CR4:UNDERWD4 | 0.05349 | Yes
GEN-2024-327 | 01 NORTH | G01 29SP | 601001 FORBES 2 500 601013 ROSEAUS2 500 1 | P12:230:SASK:230KV-P52E:::HV: | 0.06269 | Yes
GEN-2024-327 | 01 NORTH | G01 29SP | 601013 ROSEAUS2 500 601038 ROSEAUM 2 500 1 | P12:230:SASK:230KV-P52E:::HV: | 0.06269 | Yes
GEN-2024-327 | 01 NORTH | G01 29SP | 601012 ROSEAUN2 500 667501 RIEL 2 500 1 | P12:230:SASK:230KV-P52E:::HV: | 0.06269 | Yes
GEN-2024-327 | 01 NORTH | G01 29SP | 601012 ROSEAUN2 500 601038 ROSEAUM 2 500 1 | P12:230:SASK:230KV-P52E:::HV: | 0.06269 | Yes
GEN-2024-327 | 01 NORTH | G01 29SP | 602057 PEACE GARD 5 230 667085 G82RPHT1 230 1 | P12:230:SASK:230KV-USAIPL#1-FUT:::HV: | 0.05999 | Yes
GEN-2024-327 | 01 NORTH | G01 29SP | 602057 PEACE GARD 5 230 667085 G82RPHT1 230 1 | P12:230:SASK:230KV-USAIPL#2-FUT:::HV: | 0.05999 | Yes
GEN-2024-327 | 01 NORTH | G01 29SP | 603022 SOURIS 7 115 603023 MALLARD7 115 1 | P12:230:XEL-GRE:MAGICCITY4:GRE-MCHENRY4:1 | 0.08085 | Yes
GEN-2024-327 | 01 NORTH | G01 29SP | 605634 VELVA TAP 115 615348 GRE-MCHENRY7 115 1 | P12:230:XEL-GRE:MAGICCITY4:GRE-MCHENRY4:1 | 0.08085 | Yes
GEN-2024-327 | 01 NORTH | G01 29SP | 615347 GRE-MCHENRY4 230 996453 615:6600412 115 1 | P12:230:XEL-GRE:MAGICCITY4:GRE-MCHENRY4:1 | 0.06051 | Yes
GEN-2024-327 | 01 NORTH | G01 29SP | 615348 GRE-MCHENRY7 115 996453 615:6600412 115 1 | P12:230:XEL-GRE:MAGICCITY4:GRE-MCHENRY4:1 | 0.06051 | Yes
GEN-2024-327 | 01 NORTH | G01 29SP | 603270 MAGIC CITY 7 115 605634 VELVA TAP 115 1 | P12:230:XEL-GRE:MAGICCITY4:GRE-MCHENRY4:1 | 0.08085 | Yes
GEN-2024-327 | 01 NORTH | G01 29SP | 620358 BUFFALO3 345 620369 JAMESTN3 345 1 | P12:230:XEL-WAPA:SHEYNNE4:FARGO4:1 | 0.07073 | Yes
GEN-2024-327 | 01 NORTH | G01 29SP | 659308 KENASTON-BE7 115 661052 KENMARE7 115 1 | P12:345.0:UMZ:# N-1 #:: LINE ANTELOPE-BE3-ROUNDUP_-BE3-1 :EHV: | 0.14457 | Yes
GEN-2024-327 | 01 NORTH | G01 29SP | 661052 KENMARE7 115 661080 STANLEY7 115 1 | P12:345.0:UMZ:# N-1 #:: LINE ANTELOPE-BE3-ROUNDUP_-BE3-1 :EHV: | 0.14457 | Yes
GEN-2024-327 | 01 NORTH | G01 29SP | 601006 SPLT RK3 345 652864 SIOUXCY-LNX3 345 1 | P12:345.0:UMZ:# N-1 #:: LINE FTTHOM2-LNX3-GRPRAR2-LNX3-1 :EHV: | 0.08005 | Yes
GEN-2024-327 | 01 NORTH | G01 29SP | 601006 SPLT RK3 345 652864 SIOUXCY-LNX3 345 1 | P12:345.0:UMZ:# N-1 #:: LINE FTTHOMP3-FTTHOM2-LNX3-Z :EHV: | 0.08005 | Yes
GEN-2024-327 | 01 NORTH | G01 29SP | 601006 SPLT RK3 345 652536 WHITE-SRX3 345 1 | P12:345.0:UMZ:# N-1 #:: LINE GR PRAIRIE 3-GRPRAR1-LNX3-Z :EHV: | 0.0757 | Yes
GEN-2024-327 | 01 NORTH | G01 29SP | 601006 SPLT RK3 345 652864 SIOUXCY-LNX3 345 1 | P12:345.0:UMZ:# N-1 #:: LINE GR PRAIRIE 3-GRPRAR1-LNX3-Z :EHV: | 0.0785 | Yes
GEN-2024-327 | 01 NORTH | G01 29SP | 601003 PR ISLD3 345 601039 NROC 3 345 1 | P12:345.0:UMZ:# N-1 #:: LINE GR PRAIRIE 3-GRPRAR1-LNX3-Z :EHV: | 0.05681 | Yes
GEN-2024-327 | 01 NORTH | G01 29SP | 631139 HAZLTON3 345 631270 LASALLE 3 345 1 | P12:345.0:UMZ:# N-1 #:: LINE GR PRAIRIE 3-GRPRAR1-LNX3-Z :EHV: | 0.05438 | Yes
GEN-2024-327 | 01 NORTH | G01 29SP | 635200 RAUN 3 345 635398 REMSEN 3 345 1 | P12:345.0:UMZ:# N-1 #:: LINE GR PRAIRIE 3-GRPRAR1-LNX3-Z :EHV: | 0.06403 | Yes
GEN-2024-327 | 01 NORTH | G01 29SP | 631144 MITCHLCO3 345 631270 LASALLE 3 345 1 | P12:345.0:UMZ:# N-1 #:: LINE GR PRAIRIE 3-GRPRAR1-LNX3-Z :EHV: | 0.05438 | Yes
GEN-2024-327 | 01 NORTH | G01 29SP | 601002 ADAMS 3 345 631144 MITCHLCO3 345 1 | P12:345.0:UMZ:# N-1 #:: LINE GR PRAIRIE 3-GRPRAR1-LNX3-Z :EHV: | 0.05438 | Yes
GEN-2024-327 | 01 NORTH | G01 29SP | 601048 LYON CO 3 345 631138 LAKEFLD3 345 1 | P12:345.0:UMZ:# N-1 #:: LINE GR PRAIRIE 3-GRPRAR1-LNX3-Z :EHV: | 0.06908 | Yes
GEN-2024-327 | 01 NORTH | G01 29SP | 635398 REMSEN 3 345 635399 CHEROKEE 3 345 1 | P12:345.0:UMZ:# N-1 #:: LINE GR PRAIRIE 3-GRPRAR1-LNX3-Z :EHV: | 0.06403 | Yes
GEN-2024-327 | 01 NORTH | G01 29SP | 635399 CHEROKEE 3 345 635400 HIGHLAND 3 345 1 | P12:345.0:UMZ:# N-1 #:: LINE GR PRAIRIE 3-GRPRAR1-LNX3-Z :EHV: | 0.06403 | Yes
GEN-2024-327 | 01 NORTH | G01 29SP | 631193 HUNTLEY3 345 631197 LEDYARD3 345 1 | P12:345.0:UMZ:# N-1 #:: LINE GR PRAIRIE 3-GRPRAR1-LNX3-Z :EHV: | 0.0712 | Yes
GEN-2024-327 | 01 NORTH | G01 29SP | 601006 SPLT RK3 345 652864 SIOUXCY-LNX3 345 1 | P12:345.0:UMZ:# N-1 #:: LINE GR PRAIRIE 3-GRPRAR2-LNX3-Z :EHV: | 0.08005 | Yes
GEN-2024-327 | 01 NORTH | G01 29SP | 620369 JAMESTN3 345 657791 CENTER 3 345 1 | P12:345.0:UMZ:# N-1 #:: LINE GROTON__-BE3-GR.LS-LO-BE3-Z :EHV: | 0.10374 | Yes
GEN-2024-327 | 01 NORTH | G01 29SP | 601006 SPLT RK3 345 652536 WHITE-SRX3 345 1 | P12:345.0:UMZ:# N-1 #:: LINE HOLT.CO3-GRPRAR1-LNX3-1 :EHV: | 0.0757 | Yes
GEN-2024-327 | 01 NORTH | G01 29SP | 601006 SPLT RK3 345 652864 SIOUXCY-LNX3 345 1 | P12:345.0:UMZ:# N-1 #:: LINE HOLT.CO3-GRPRAR1-LNX3-1 :EHV: | 0.0785 | Yes
GEN-2024-327 | 01 NORTH | G01 29SP | 601003 PR ISLD3 345 601039 NROC 3 345 1 | P12:345.0:UMZ:# N-1 #:: LINE HOLT.CO3-GRPRAR1-LNX3-1 :EHV: | 0.05681 | Yes
GEN-2024-327 | 01 NORTH | G01 29SP | 631139 HAZLTON3 345 631270 LASALLE 3 345 1 | P12:345.0:UMZ:# N-1 #:: LINE HOLT.CO3-GRPRAR1-LNX3-1 :EHV: | 0.05438 | Yes
GEN-2024-327 | 01 NORTH | G01 29SP | 635200 RAUN 3 345 635398 REMSEN 3 345 1 | P12:345.0:UMZ:# N-1 #:: LINE HOLT.CO3-GRPRAR1-LNX3-1 :EHV: | 0.06403 | Yes
GEN-2024-327 | 01 NORTH | G01 29SP | 631144 MITCHLCO3 345 631270 LASALLE 3 345 1 | P12:345.0:UMZ:# N-1 #:: LINE HOLT.CO3-GRPRAR1-LNX3-1 :EHV: | 0.05438 | Yes
GEN-2024-327 | 01 NORTH | G01 29SP | 601048 LYON CO 3 345 631138 LAKEFLD3 345 1 | P12:345.0:UMZ:# N-1 #:: LINE HOLT.CO3-GRPRAR1-LNX3-1 :EHV: | 0.06908 | Yes
GEN-2024-327 | 01 NORTH | G01 29SP | 635398 REMSEN 3 345 635399 CHEROKEE 3 345 1 | P12:345.0:UMZ:# N-1 #:: LINE HOLT.CO3-GRPRAR1-LNX3-1 :EHV: | 0.06403 | Yes
GEN-2024-327 | 01 NORTH | G01 29SP | 635399 CHEROKEE 3 345 635400 HIGHLAND 3 345 1 | P12:345.0:UMZ:# N-1 #:: LINE HOLT.CO3-GRPRAR1-LNX3-1 :EHV: | 0.06403 | Yes
GEN-2024-327 | 01 NORTH | G01 29SP | 631193 HUNTLEY3 345 631197 LEDYARD3 345 1 | P12:345.0:UMZ:# N-1 #:: LINE HOLT.CO3-GRPRAR1-LNX3-1 :EHV: | 0.0712 | Yes
GEN-2024-327 | 01 NORTH | G01 29SP | 615347 GRE-MCHENRY4 230 615900 GRE-COAL TP4 230 1 | P12:345.0:UMZ:# N-1 #:: LINE LELAND_O-BE3-CRANECRK-BE3-1 :EHV: | 0.05585 | Yes
GEN-2024-327 | 01 NORTH | G01 29SP | 603023 MALLARD7 115 659155 LOGAN___-BE7 115 1 | P12:345.0:UMZ:# N-1 #:: LINE LELAND_O-BE3-CRANECRK-BE3-1 :EHV: | 0.16019 | Yes
GEN-2024-327 | 01 NORTH | G01 29SP | 620369 JAMESTN3 345 657791 CENTER 3 345 1 | P12:345.0:UMZ:# N-1 #:: LINE LELAND_O-BE3-LO.LS-GR-BE3-Z :EHV: | 0.10374 | Yes
GEN-2024-327 | 01 NORTH | G01 29SP | 661080 STANLEY7 115 661085 TIOGA4 7 115 1 | P12:345.0:UMZ:# N-1 #:: LINE ROUNDUP_-BE3-KUMMERDG-BE3-1 :EHV: | 0.1445 | Yes
GEN-2024-327 | 01 NORTH | G01 29SP | 601048 LYON CO 3 345 631138 LAKEFLD3 345 1 | P12:345.0:UMZ:# N-1 #:: LINE SPLT RK3-WHITE-SRX3-1 :EHV: | 0.08279 | Yes
GEN-2024-327 | 01 NORTH | G01 29SP | 635200 RAUN 3 345 652564 SIOUXCY3 345 1 | P12:345.0:UMZ:# N-1 #:: LINE SPLT RK3-WHITE-SRX3-1 :EHV: | 0.06519 | Yes
GEN-2024-327 | 01 NORTH | G01 29SP | 661080 STANLEY7 115 661085 TIOGA4 7 115 1 | P12:345.0:UMZ:# N-1 #:: LINE SPRNGBRK-BE3-JUDSON__-BE3-1 :EHV: | 0.14362 | Yes
GEN-2024-327 | 01 NORTH | G01 29SP | 659308 KENASTON-BE7 115 661052 KENMARE7 115 1 | P12:345.0:UMZ:# N-1 #:: LINE TANDE___-BE3-CRANECRK-BE3-1 :EHV: | 0.14589 | Yes
GEN-2024-327 | 01 NORTH | G01 29SP | 661052 KENMARE7 115 661080 STANLEY7 115 1 | P12:345.0:UMZ:# N-1 #:: LINE TANDE___-BE3-CRANECRK-BE3-1 :EHV: | 0.14589 | Yes
GEN-2024-327 | 01 NORTH | G01 29SP | 620369 JAMESTN3 345 657791 CENTER 3 345 1 | P12:345.0:UMZ:# N-1 #:: LINE WATERTN3-CROCKER_-BE3-1 :EHV: | 0.09551 | Yes
GEN-2024-327 | 01 NORTH | G01 29SP | 601031 BRKNGCO3 345 620483 ASTORIA 3 345 1 | P12:345.0:UMZ:# N-1 #:: LINE WATERTN3-CROCKER_-BE3-1 :EHV: | 0.08713 | Yes
GEN-2024-327 | 01 NORTH | G01 29SP | 620416 TWIN BRKS 3 345 620417 BSSOUTH3 345 1 | P12:345.0:UMZ:# N-1 #:: LINE WATERTN3-CROCKER_-BE3-1 :EHV: | 0.05124 | Yes
GEN-2024-327 | 01 NORTH | G01 29SP | 620480 DEUEL CO 3 345 620483 ASTORIA 3 345 1 | P12:345.0:UMZ:# N-1 #:: LINE WATERTN3-CROCKER_-BE3-1 :EHV: | 0.08568 | Yes
GEN-2024-327 | 01 NORTH | G01 29SP | 620417 BSSOUTH3 345 620480 DEUEL CO 3 345 1 | P12:345.0:UMZ:# N-1 #:: LINE WATERTN3-CROCKER_-BE3-1 :EHV: | 0.08568 | Yes
GEN-2024-327 | 01 NORTH | G01 29SP | 661097 ELLENDL345 3 345 661950 ELN345SHNT 3 345 Z | P12:345.0:UMZ:# N-1 #:: LINE WATERTN3-CROCKER_-BE3-1 :EHV: | 0.05124 | Yes
GEN-2024-327 | 01 NORTH | G01 29SP | 620416 TWIN BRKS 3 345 661950 ELN345SHNT 3 345 1 | P12:345.0:UMZ:# N-1 #:: LINE WATERTN3-CROCKER_-BE3-1 :EHV: | 0.05124 | Yes
GEN-2024-327 | 01 NORTH | G01 29SP | 601031 BRKNGCO3 345 620483 ASTORIA 3 345 1 | P12:345.0:UMZ:# N-1 #:: LINE WATERTN3-WATERTN-LNX3-Z :EHV: | 0.09802 | Yes
GEN-2024-327 | 01 NORTH | G01 29SP | 620480 DEUEL CO 3 345 620483 ASTORIA 3 345 1 | P12:345.0:UMZ:# N-1 #:: LINE WATERTN3-WATERTN-LNX3-Z :EHV: | 0.09552 | Yes
GEN-2024-327 | 01 NORTH | G01 29SP | 620417 BSSOUTH3 345 620480 DEUEL CO 3 345 1 | P12:345.0:UMZ:# N-1 #:: LINE WATERTN3-WATERTN-LNX3-Z :EHV: | 0.09552 | Yes
GEN-2024-327 | 01 NORTH | G01 29SP | 601031 BRKNGCO3 345 620483 ASTORIA 3 345 1 | P12:345.0:UMZ:# N-1 #:: LINE WHITE 3-DEERCREK-BE3-1 :EHV: | 0.07197 | Yes
GEN-2024-327 | 01 NORTH | G01 29SP | 601031 BRKNGCO3 345 620483 ASTORIA 3 345 1 | P12:345.0:UMZ:# N-1 #:: LINE WHITE 3-WATERTN-LNX3-1 :EHV: | 0.09802 | Yes
GEN-2024-327 | 01 NORTH | G01 29SP | 620480 DEUEL CO 3 345 620483 ASTORIA 3 345 1 | P12:345.0:UMZ:# N-1 #:: LINE WHITE 3-WATERTN-LNX3-1 :EHV: | 0.09552 | Yes
GEN-2024-327 | 01 NORTH | G01 29SP | 620417 BSSOUTH3 345 620480 DEUEL CO 3 345 1 | P12:345.0:UMZ:# N-1 #:: LINE WHITE 3-WATERTN-LNX3-1 :EHV: | 0.09552 | Yes
GEN-2024-327 | 01 NORTH | G01 29SP | 601048 LYON CO 3 345 631138 LAKEFLD3 345 1 | P12:345.0:UMZ:# N-1 #:: LINE WHITE-SRX3-WHITE 3-SX :EHV: | 0.08279 | Yes
GEN-2024-327 | 01 NORTH | G01 29SP | 635200 RAUN 3 345 652564 SIOUXCY3 345 1 | P12:345.0:UMZ:# N-1 #:: LINE WHITE-SRX3-WHITE 3-SX :EHV: | 0.06519 | Yes
GEN-2024-327 | 01 NORTH | G01 29SP | 631139 HAZLTON3 345 631270 LASALLE 3 345 1 | P12:345:ATC-XEL:W-13:NMAB5_345:BRIGGSRDNLL:EHV: | 0.05745 | Yes
GEN-2024-327 | 01 NORTH | G01 29SP | 631144 MITCHLCO3 345 631270 LASALLE 3 345 1 | P12:345:ATC-XEL:W-13:NMAB5_345:BRIGGSRDNLL:EHV: | 0.05745 | Yes
GEN-2024-327 | 01 NORTH | G01 29SP | 601002 ADAMS 3 345 631144 MITCHLCO3 345 1 | P12:345:ATC-XEL:W-13:NMAB5_345:BRIGGSRDNLL:EHV: | 0.05745 | Yes
GEN-2024-327 | 01 NORTH | G01 29SP | 601002 ADAMS 3 345 615306 GRE-PL VLLY3 345 1 | P12:345:ATC-XEL:W-13:NMAB5_345:BRIGGSRDNLL:EHV: | 0.05911 | Yes
GEN-2024-327 | 01 NORTH | G01 29SP | 631139 HAZLTON3 345 631270 LASALLE 3 345 1 | P12:345:ITCM-MEC:HAZLETON:BLACK HAWK:1CAP:EHV: | 0.0526 | Yes
GEN-2024-327 | 01 NORTH | G01 29SP | 631144 MITCHLCO3 345 631270 LASALLE 3 345 1 | P12:345:ITCM-MEC:HAZLETON:BLACK HAWK:1CAP:EHV: | 0.0526 | Yes
GEN-2024-327 | 01 NORTH | G01 29SP | 601002 ADAMS 3 345 631144 MITCHLCO3 345 1 | P12:345:ITCM-MEC:HAZLETON:BLACK HAWK:1CAP:EHV: | 0.0526 | Yes
GEN-2024-327 | 01 NORTH | G01 29SP | 631193 HUNTLEY3 345 631197 LEDYARD3 345 1 | P12:345:ITCM-MEC:HAZLTON:LASALLE:1 | 0.07379 | Yes
GEN-2024-327 | 01 NORTH | G01 29SP | 657756 SQBUTTE4 230 995911 620:CENTER # 230 1 | P12:345:MDU:CENTER:COYOTE:1COYOTE RAS - ON: | 0.05452 | Yes
GEN-2024-327 | 01 NORTH | G01 29SP | 657791 CENTER 3 345 995911 620:CENTER # 230 1 | P12:345:MDU:CENTER:COYOTE:1COYOTE RAS - ON: | 0.05452 | Yes
GEN-2024-327 | 01 NORTH | G01 29SP | 657756 SQBUTTE4 230 995910 620:CENTER # 230 2 | P12:345:MDU:CENTER:COYOTE:1COYOTE RAS - ON: | 0.05378 | Yes
GEN-2024-327 | 01 NORTH | G01 29SP | 657791 CENTER 3 345 995910 620:CENTER # 230 2 | P12:345:MDU:CENTER:COYOTE:1COYOTE RAS - ON: | 0.05378 | Yes
GEN-2024-327 | 01 NORTH | G01 29SP | 636000 WEBSTER3 345 636010 LEHIGH 3 345 1 | P12:345:MEC:GARD AVE:LEHIGH:1REACTOR:EHV: | 0.05563 | Yes
GEN-2024-327 | 01 NORTH | G01 29SP | 636000 WEBSTER3 345 636010 LEHIGH 3 345 1 | P12:345:MEC:IDA CO:GARD AVE:1 | 0.05563 | Yes
GEN-2024-327 | 01 NORTH | G01 29SP | 635200 RAUN 3 345 635398 REMSEN 3 345 1 | P12:345:MEC:KOSSUTH:IRVINGTON:1 | 0.06721 | Yes
GEN-2024-327 | 01 NORTH | G01 29SP | 635398 REMSEN 3 345 635399 CHEROKEE 3 345 1 | P12:345:MEC:KOSSUTH:IRVINGTON:1 | 0.06721 | Yes
GEN-2024-327 | 01 NORTH | G01 29SP | 635399 CHEROKEE 3 345 635400 HIGHLAND 3 345 1 | P12:345:MEC:KOSSUTH:IRVINGTON:1 | 0.06721 | Yes
GEN-2024-327 | 01 NORTH | G01 29SP | 635200 RAUN 3 345 635398 REMSEN 3 345 1 | P12:345:MEC:PALO ALTO:KOSSUTH:1REACTOR:EHV: | 0.05928 | Yes
GEN-2024-327 | 01 NORTH | G01 29SP | 631138 LAKEFLD3 345 635368 OBRIEN 3 345 1 | P12:345:MEC:PALO ALTO:KOSSUTH:1REACTOR:EHV: | 0.06273 | Yes
GEN-2024-327 | 01 NORTH | G01 29SP | 635398 REMSEN 3 345 635399 CHEROKEE 3 345 1 | P12:345:MEC:PALO ALTO:KOSSUTH:1REACTOR:EHV: | 0.05928 | Yes
GEN-2024-327 | 01 NORTH | G01 29SP | 635399 CHEROKEE 3 345 635400 HIGHLAND 3 345 1 | P12:345:MEC:PALO ALTO:KOSSUTH:1REACTOR:EHV: | 0.05928 | Yes
GEN-2024-327 | 01 NORTH | G01 29SP | 631193 HUNTLEY3 345 631197 LEDYARD3 345 1 | P12:345:MEC:PALO ALTO:KOSSUTH:1REACTOR:EHV: | 0.06892 | Yes
GEN-2024-327 | 01 NORTH | G01 29SP | 601006 SPLT RK3 345 652864 SIOUXCY-LNX3 345 1 | P12:345:MEC:RAUN:REMSEN:1 | 0.08093 | Yes
GEN-2024-327 | 01 NORTH | G01 29SP | 631139 HAZLTON3 345 631270 LASALLE 3 345 1 | P12:345:MEC:WEBSTER:IRVINGTON:1REACTOR:EHV: | 0.055 | Yes
GEN-2024-327 | 01 NORTH | G01 29SP | 635200 RAUN 3 345 635398 REMSEN 3 345 1 | P12:345:MEC:WEBSTER:IRVINGTON:1REACTOR:EHV: | 0.06721 | Yes
GEN-2024-327 | 01 NORTH | G01 29SP | 631144 MITCHLCO3 345 631270 LASALLE 3 345 1 | P12:345:MEC:WEBSTER:IRVINGTON:1REACTOR:EHV: | 0.055 | Yes
GEN-2024-327 | 01 NORTH | G01 29SP | 601002 ADAMS 3 345 631144 MITCHLCO3 345 1 | P12:345:MEC:WEBSTER:IRVINGTON:1REACTOR:EHV: | 0.055 | Yes
GEN-2024-327 | 01 NORTH | G01 29SP | 635398 REMSEN 3 345 635399 CHEROKEE 3 345 1 | P12:345:MEC:WEBSTER:IRVINGTON:1REACTOR:EHV: | 0.06721 | Yes
GEN-2024-327 | 01 NORTH | G01 29SP | 635399 CHEROKEE 3 345 635400 HIGHLAND 3 345 1 | P12:345:MEC:WEBSTER:IRVINGTON:1REACTOR:EHV: | 0.06721 | Yes
GEN-2024-327 | 01 NORTH | G01 29SP | 620480 DEUEL CO 3 345 620483 ASTORIA 3 345 1 | P12:345:MRES:ALXLNRCTRT:BISON 3:CAPX-ALXLNRCTRT-BISON 3 | 0.08331 | Yes
GEN-2024-327 | 01 NORTH | G01 29SP | 620417 BSSOUTH3 345 620480 DEUEL CO 3 345 1 | P12:345:MRES:ALXLNRCTRT:BISON 3:CAPX-ALXLNRCTRT-BISON 3 | 0.08331 | Yes
GEN-2024-327 | 01 NORTH | G01 29SP | 635200 RAUN 3 345 645552 S3452 REACT3 345 1 | P12:345:OPPD-MEC:S3451-RAUN:::EHV: | 0.0892 | Yes
GEN-2024-327 | 01 NORTH | G01 29SP | 635200 RAUN 3 345 652564 SIOUXCY3 345 1 | P12:345:OPPD-MEC:S3451-RAUN:::EHV: | 0.06756 | Yes
GEN-2024-327 | 01 NORTH | G01 29SP | 620480 DEUEL CO 3 345 620483 ASTORIA 3 345 1 | P12:345:OTP:ASTORIA3:J510ASTOR3:1 | 0.07314 | Yes
GEN-2024-327 | 01 NORTH | G01 29SP | 620417 BSSOUTH3 345 620480 DEUEL CO 3 345 1 | P12:345:OTP:ASTORIA3:J510ASTOR3:1 | 0.07314 | Yes
GEN-2024-327 | 01 NORTH | G01 29SP | 620358 BUFFALO3 345 620369 JAMESTN3 345 1 | P12:345:OTP:BSSOUTH3:TWINBRKS3:1 | 0.07867 | Yes
GEN-2024-327 | 01 NORTH | G01 29SP | 601067 BISON 3 345 620358 BUFFALO3 345 1 | P12:345:OTP:BSSOUTH3:TWINBRKS3:1 | 0.07763 | Yes
GEN-2024-327 | 01 NORTH | G01 29SP | 602006 SHEYNNE4 230 652435 FARGO 4 230 1 | P12:345:OTP:BUFFALO3:JAMESTN3:1 | 0.05915 | Yes
GEN-2024-327 | 01 NORTH | G01 29SP | 608607 NELSNLK4 230 615901 GRE-STANTON4 230 1 | P12:345:OTP:BUFFALO3:JAMESTN3:1 | 0.0832 | Yes
GEN-2024-327 | 01 NORTH | G01 29SP | 620416 TWIN BRKS 3 345 620417 BSSOUTH3 345 1 | P12:345:OTP:BUFFALO3:JAMESTN3:1 | 0.06059 | Yes
GEN-2024-327 | 01 NORTH | G01 29SP | 620369 JAMESTN3 345 620769 JMS SHUNT 3 345 Z | P12:345:OTP:BUFFALO3:JAMESTN3:1 | 0.06027 | Yes
GEN-2024-327 | 01 NORTH | G01 29SP | 620769 JMS SHUNT 3 345 661952 ELN345SHNT23 345 1 | P12:345:OTP:BUFFALO3:JAMESTN3:1 | 0.06027 | Yes
GEN-2024-327 | 01 NORTH | G01 29SP | 661097 ELLENDL345 3 345 661952 ELN345SHNT23 345 Z | P12:345:OTP:BUFFALO3:JAMESTN3:1 | 0.06027 | Yes
GEN-2024-327 | 01 NORTH | G01 29SP | 661097 ELLENDL345 3 345 661950 ELN345SHNT 3 345 Z | P12:345:OTP:BUFFALO3:JAMESTN3:1 | 0.06059 | Yes
GEN-2024-327 | 01 NORTH | G01 29SP | 620416 TWIN BRKS 3 345 661950 ELN345SHNT 3 345 1 | P12:345:OTP:BUFFALO3:JAMESTN3:1 | 0.06059 | Yes
GEN-2024-327 | 01 NORTH | G01 29SP | 602057 PEACE GARD 5 230 667085 G82RPHT1 230 1 | P12:345:OTP:BUFFALO3:JAMESTN3:1 | 0.06193 | Yes
GEN-2024-327 | 01 NORTH | G01 29SP | 620369 JAMESTN3 345 657791 CENTER 3 345 1 | P12:345:OTP:CENTER3:CNTSHNT3:Z1 | 0.0989 | Yes
GEN-2024-327 | 01 NORTH | G01 29SP | 620358 BUFFALO3 345 620369 JAMESTN3 345 1 | P12:345:OTP:CENTER3:CNTSHNT3:Z1 | 0.06938 | Yes
GEN-2024-327 | 01 NORTH | G01 29SP | 608607 NELSNLK4 230 615901 GRE-STANTON4 230 1 | P12:345:OTP:CENTER3:CNTSHNT3:Z1 | 0.08418 | Yes
GEN-2024-327 | 01 NORTH | G01 29SP | 601067 BISON 3 345 620358 BUFFALO3 345 1 | P12:345:OTP:CENTER3:CNTSHNT3:Z1 | 0.06849 | Yes
GEN-2024-327 | 01 NORTH | G01 29SP | 603023 MALLARD7 115 652440 NELSON 7 115 1 | P12:345:OTP:CENTER3:COYOTE3:1 RAS OFF:EHV: | 0.05358 | Yes
GEN-2024-327 | 01 NORTH | G01 29SP | 657756 SQBUTTE4 230 995911 620:CENTER # 230 1 | P12:345:OTP:CENTER3:COYOTE3:1 RAS OFF:EHV: | 0.05452 | Yes
GEN-2024-327 | 01 NORTH | G01 29SP | 657791 CENTER 3 345 995911 620:CENTER # 230 1 | P12:345:OTP:CENTER3:COYOTE3:1 RAS OFF:EHV: | 0.05452 | Yes
GEN-2024-327 | 01 NORTH | G01 29SP | 657756 SQBUTTE4 230 995910 620:CENTER # 230 2 | P12:345:OTP:CENTER3:COYOTE3:1 RAS OFF:EHV: | 0.05378 | Yes
GEN-2024-327 | 01 NORTH | G01 29SP | 657791 CENTER 3 345 995910 620:CENTER # 230 2 | P12:345:OTP:CENTER3:COYOTE3:1 RAS OFF:EHV: | 0.05378 | Yes
GEN-2024-327 | 01 NORTH | G01 29SP | 603022 SOURIS 7 115 603023 MALLARD7 115 1 | P12:345:OTP:CENTER3:COYOTE3:1 RAS OFF:EHV: | 0.10995 | Yes
GEN-2024-327 | 01 NORTH | G01 29SP | 602006 SHEYNNE4 230 652435 FARGO 4 230 1 | P12:345:OTP:JAMESTN3:CENTER3:1 | 0.06375 | Yes
GEN-2024-327 | 01 NORTH | G01 29SP | 661091 NAPOLEON SW4 230 661094 WISHEK 4 230 1 | P12:345:OTP:JAMESTN3:CENTER3:1 | 0.05513 | Yes
GEN-2024-327 | 01 NORTH | G01 29SP | 661093 MERRCRT4 230 661094 WISHEK 4 230 1 | P12:345:OTP:JAMESTN3:CENTER3:1 | 0.05513 | Yes
GEN-2024-327 | 01 NORTH | G01 29SP | 608607 NELSNLK4 230 615901 GRE-STANTON4 230 1 | P12:345:OTP:JAMESTN3:CENTER3:1 | 0.06649 | Yes
GEN-2024-327 | 01 NORTH | G01 29SP | 603022 SOURIS 7 115 603270 MAGIC CITY 7 115 1 | P12:345:OTP:JAMESTN3:CENTER3:1 | 0.10632 | Yes
GEN-2024-327 | 01 NORTH | G01 29SP | 601001 FORBES 2 500 601013 ROSEAUS2 500 1 | P12:345:OTP:JAMESTN3:CENTER3:1 | 0.06943 | Yes
GEN-2024-327 | 01 NORTH | G01 29SP | 661053 MANDAN 4 230 661091 NAPOLEON SW4 230 1 | P12:345:OTP:JAMESTN3:CENTER3:1 | 0.05513 | Yes
GEN-2024-327 | 01 NORTH | G01 29SP | 601012 ROSEAUN2 500 667501 RIEL 2 500 1 | P12:345:OTP:JAMESTN3:CENTER3:1 | 0.06943 | Yes
GEN-2024-327 | 01 NORTH | G01 29SP | 601013 ROSEAUS2 500 601038 ROSEAUM 2 500 1 | P12:345:OTP:JAMESTN3:CENTER3:1 | 0.06943 | Yes
GEN-2024-327 | 01 NORTH | G01 29SP | 601012 ROSEAUN2 500 601038 ROSEAUM 2 500 1 | P12:345:OTP:JAMESTN3:CENTER3:1 | 0.06943 | Yes
GEN-2024-327 | 01 NORTH | G01 29SP | 601001 FORBES 2 500 601017 CHIS-N 2 500 1 | P12:345:OTP:JAMESTN3:CENTER3:1 | 0.08585 | Yes
GEN-2024-327 | 01 NORTH | G01 29SP | 601016 CHIS CO2 500 601017 CHIS-N 2 500 1 | P12:345:OTP:JAMESTN3:CENTER3:1 | 0.08585 | Yes
GEN-2024-327 | 01 NORTH | G01 29SP | 602057 PEACE GARD 5 230 667085 G82RPHT1 230 1 | P12:345:OTP:JAMESTN3:CENTER3:1 | 0.06467 | Yes
GEN-2024-327 | 01 NORTH | G01 29SP | 603270 MAGIC CITY 7 115 996506 MAGICCTY TR7 115 7 | P12:345:OTP:JAMESTN3:CENTER3:1 | 0.06155 | Yes
GEN-2024-327 | 01 NORTH | G01 29SP | 602052 MAGIC CITY 4 230 996506 MAGICCTY TR7 115 7 | P12:345:OTP:JAMESTN3:CENTER3:1 | 0.06155 | Yes
GEN-2024-327 | 01 NORTH | G01 29SP | 602052 MAGIC CITY 4 230 615347 GRE-MCHENRY4 230 1 | P12:345:OTP:JAMESTN3:CENTER3:1 | 0.06155 | Yes
GEN-2024-327 | 01 NORTH | G01 29SP | 601005 ELM CRK3 345 601022 PARKERS3 345 1 | P12:345:XEL:ASK-ECL | 0.05702 | Yes
GEN-2024-327 | 01 NORTH | G01 29SP | 601003 PR ISLD3 345 601039 NROC 3 345 1 | P12:345:XEL:ASK-ECL | 0.06364 | Yes
GEN-2024-327 | 01 NORTH | G01 29SP | 601018 CHIS CO3 345 601021 KOLMNLK3 345 1 | P12:345:XEL:ASKING3:CHISCO3:1 | 0.05698 | Yes
GEN-2024-327 | 01 NORTH | G01 29SP | 601014 AS KING3 345 601021 KOLMNLK3 345 1 | P12:345:XEL:ASKING3:CHISCO3:1 | 0.06204 | Yes
GEN-2024-327 | 01 NORTH | G01 29SP | 601014 AS KING3 345 601018 CHIS CO3 345 1 | P12:345:XEL:ASKING3:KOLMNLK3:1 | 0.05252 | Yes
GEN-2024-327 | 01 NORTH | G01 29SP | 601022 PARKERS3 345 601025 EDEN PR3 345 1 | P12:345:XEL:BLUELK3:PARKERS3:1 | 0.05683 | Yes
GEN-2024-327 | 01 NORTH | G01 29SP | 601014 AS KING3 345 601018 CHIS CO3 345 1 | P12:345:XEL:CHISCO3:KOLMNLK3:1 | 0.0597 | Yes
GEN-2024-327 | 01 NORTH | G01 29SP | 601014 AS KING3 345 601018 CHIS CO3 345 1 | P12:345:XEL:CHISCO3:KOLMNLK3:1 AS | 0.05974 | Yes
GEN-2024-327 | 01 NORTH | G01 29SP | 601005 ELM CRK3 345 601022 PARKERS3 345 1 | P12:345:XEL:COONCK3:KOLMNLK3:1 | 0.05328 | Yes
GEN-2024-327 | 01 NORTH | G01 29SP | 601005 ELM CRK3 345 601022 PARKERS3 345 1 | P12:345:XEL:COONCK3:KOLMNLK3:1AS:EHV: | 0.05325 | Yes
GEN-2024-327 | 01 NORTH | G01 29SP | 601005 ELM CRK3 345 601022 PARKERS3 345 1 | P12:345:XEL:COONCK3:TERMINL3:1AS:EHV: | 0.0535 | Yes
GEN-2024-327 | 01 NORTH | G01 29SP | 601048 LYON CO 3 345 631138 LAKEFLD3 345 1 | P12:345:XEL:HELENA3:GRE-CDRMTH13:1 | 0.06615 | Yes
GEN-2024-327 | 01 NORTH | G01 29SP | 601048 LYON CO 3 345 631138 LAKEFLD3 345 1 | P12:345:XEL:HELENA3:GRE-CDRMTH23:2 | 0.06617 | Yes
GEN-2024-327 | 01 NORTH | G01 29SP | 601004 WILMART3 345 631193 HUNTLEY3 345 1 | P12:345:XEL:LFD-CDL | 0.05714 | Yes
GEN-2024-327 | 01 NORTH | G01 29SP | 601006 SPLT RK3 345 652536 WHITE-SRX3 345 1 | P12:345:XEL:LYONCO3:HAWKSNEST3:1 | 0.07581 | Yes
GEN-2024-327 | 01 NORTH | G01 29SP | 601003 PR ISLD3 345 601039 NROC 3 345 1 | P12:345:XEL:NROC3:HMPTCNR3:1 | 0.07529 | Yes
GEN-2024-327 | 01 NORTH | G01 29SP | 601015 BLUE LK3 345 601022 PARKERS3 345 1 | P12:345:XEL:PARKERS3:EDENPR3:1AS:EHV: | 0.05583 | Yes
GEN-2024-327 | 01 NORTH | G01 29SP | 601003 PR ISLD3 345 601039 NROC 3 345 1 | P12:345:XEL:PRISLD3:HMPTCNR3:1 | 0.05227 | Yes
GEN-2024-327 | 01 NORTH | G01 29SP | 601039 NROC 3 345 601051 HMPT CNR3 345 1 | P12:345:XEL:PRISLD3:NROC3:1 | 0.06902 | Yes
GEN-2024-327 | 01 NORTH | G01 29SP | 601008 BG OAKS3 345 658047 ALEXMRES3 345 1 | P12:345:XEL:QUARRY3:ALEXMRES3:1 | 0.0514 | Yes
GEN-2024-327 | 01 NORTH | G01 29SP | 601004 WILMART3 345 631193 HUNTLEY3 345 1 | P12:345:XEL:WILMART3:CRANDAL3:1 | 0.05714 | Yes
GEN-2024-327 | 01 NORTH | G01 29SP | 631193 HUNTLEY3 345 631197 LEDYARD3 345 1 | P12:345:XEL:WILMART3:SHEASLK3:1 | 0.05659 | Yes
GEN-2024-327 | 01 NORTH | G01 29SP | 601004 WILMART3 345 631193 HUNTLEY3 345 1 | P12:345:XEL:WLM-FDN-LFD | 0.05714 | Yes
GEN-2024-327 | 01 NORTH | G01 29SP | 601002 ADAMS 3 345 615306 GRE-PL VLLY3 345 1 | P12:345:XEL-ALTW:ADAMS3:J1072SUB:1 | 0.05268 | Yes
GEN-2024-327 | 01 NORTH | G01 29SP | 601005 ELM CRK3 345 601022 PARKERS3 345 1 | P12:345:XEL-GRE:PARKERS3:GRE-DICKNSN3:1 | 0.05979 | Yes
GEN-2024-327 | 01 NORTH | G01 29SP | 602006 SHEYNNE4 230 652435 FARGO 4 230 1 | P12:345:XEL-OTP:BISON3:BUFFALO3:1 | 0.05477 | Yes
GEN-2024-327 | 01 NORTH | G01 29SP | 608607 NELSNLK4 230 615901 GRE-STANTON4 230 1 | P12:345:XEL-OTP:BISON3:BUFFALO3:1 | 0.08514 | Yes
GEN-2024-327 | 01 NORTH | G01 29SP | 620416 TWIN BRKS 3 345 620417 BSSOUTH3 345 1 | P12:345:XEL-OTP:BISON3:BUFFALO3:1 | 0.05724 | Yes
GEN-2024-327 | 01 NORTH | G01 29SP | 620369 JAMESTN3 345 620769 JMS SHUNT 3 345 Z | P12:345:XEL-OTP:BISON3:BUFFALO3:1 | 0.05362 | Yes
GEN-2024-327 | 01 NORTH | G01 29SP | 620769 JMS SHUNT 3 345 661952 ELN345SHNT23 345 1 | P12:345:XEL-OTP:BISON3:BUFFALO3:1 | 0.05362 | Yes
GEN-2024-327 | 01 NORTH | G01 29SP | 661097 ELLENDL345 3 345 661952 ELN345SHNT23 345 Z | P12:345:XEL-OTP:BISON3:BUFFALO3:1 | 0.05362 | Yes
GEN-2024-327 | 01 NORTH | G01 29SP | 602057 PEACE GARD 5 230 667085 G82RPHT1 230 1 | P12:345:XEL-OTP:BISON3:BUFFALO3:1 | 0.06157 | Yes
GEN-2024-327 | 01 NORTH | G01 29SP | 661097 ELLENDL345 3 345 661950 ELN345SHNT 3 345 Z | P12:345:XEL-OTP:BISON3:BUFFALO3:1 | 0.05724 | Yes
GEN-2024-327 | 01 NORTH | G01 29SP | 620416 TWIN BRKS 3 345 661950 ELN345SHNT 3 345 1 | P12:345:XEL-OTP:BISON3:BUFFALO3:1 | 0.05724 | Yes
GEN-2024-327 | 01 NORTH | G01 29SP | 601067 BISON 3 345 658049 ALXLNRCTRT 345 1 | P12:345:XEL-OTP:BISON3:MAPLER3:1 | 0.05026 | Yes
GEN-2024-327 | 01 NORTH | G01 29SP | 658047 ALEXMRES3 345 658049 ALXLNRCTRT 345 Z1 | P12:345:XEL-OTP:BISON3:MAPLER3:1 | 0.05026 | Yes
GEN-2024-327 | 01 NORTH | G01 29SP | 601005 ELM CRK3 345 601022 PARKERS3 345 1 | P12:345:XEL-OTP:BRKNGCO3:ASTORIA3:1 | 0.05848 | Yes
GEN-2024-327 | 01 NORTH | G01 29SP | 601067 BISON 3 345 658049 ALXLNRCTRT 345 1 | P12:345:XEL-OTP:BRKNGCO3:ASTORIA3:1 | 0.06279 | Yes
GEN-2024-327 | 01 NORTH | G01 29SP | 658047 ALEXMRES3 345 658049 ALXLNRCTRT 345 Z1 | P12:345:XEL-OTP:BRKNGCO3:ASTORIA3:1 | 0.06279 | Yes
GEN-2024-327 | 01 NORTH | G01 29SP | 601008 BG OAKS3 345 658047 ALEXMRES3 345 1 | P12:345:XEL-OTP:GRE-RIVRVRD3:ALEXMRES3:1 | 0.051 | Yes
GEN-2024-327 | 01 NORTH | G01 29SP | 608422 IRONRNG2 500 996492 IRRNTR1 230 1 | P12:500:MH:M602F | 0.06494 | Yes
GEN-2024-327 | 01 NORTH | G01 29SP | 608622 IRONRNG4 230 996492 IRRNTR1 230 1 | P12:500:MH:M602F | 0.06494 | Yes
GEN-2024-327 | 01 NORTH | G01 29SP | 608410 WARRVRN2 500 608411 WARRVRM2 500 1 | P12:500:MH:M602F | 0.06494 | Yes
GEN-2024-327 | 01 NORTH | G01 29SP | 608411 WARRVRM2 500 608412 WARRVRS2 500 1 | P12:500:MH:M602F | 0.06494 | Yes
GEN-2024-327 | 01 NORTH | G01 29SP | 608412 WARRVRS2 500 608423 IRRN-RX2 500 1 | P12:500:MH:M602F | 0.06494 | Yes
GEN-2024-327 | 01 NORTH | G01 29SP | 608410 WARRVRN2 500 667500 DORSEY 2 500 1 | P12:500:MH:M602F | 0.06494 | Yes
GEN-2024-327 | 01 NORTH | G01 29SP | 608422 IRONRNG2 500 608423 IRRN-RX2 500 Z | P12:500:MH:M602F | 0.06494 | Yes
GEN-2024-327 | 01 NORTH | G01 29SP | 620279 RUGBY OTP 7 115 652452 RUGBY 7 115 1 | P12:500:MH:M602F | 0.05516 | Yes
GEN-2024-327 | 01 NORTH | G01 29SP | 602057 PEACE GARD 5 230 620379 RUGBY 4 230 1 | P12:500:MH:M602F | 0.05593 | Yes
GEN-2024-327 | 01 NORTH | G01 29SP | 608422 IRONRNG2 500 996492 IRRNTR1 230 1 | P12:500:XEL:REI-ROU-ROU-FBS | 0.06494 | Yes
GEN-2024-327 | 01 NORTH | G01 29SP | 608622 IRONRNG4 230 996492 IRRNTR1 230 1 | P12:500:XEL:REI-ROU-ROU-FBS | 0.06494 | Yes
GEN-2024-327 | 01 NORTH | G01 29SP | 608410 WARRVRN2 500 608411 WARRVRM2 500 1 | P12:500:XEL:REI-ROU-ROU-FBS | 0.06494 | Yes
GEN-2024-327 | 01 NORTH | G01 29SP | 608411 WARRVRM2 500 608412 WARRVRS2 500 1 | P12:500:XEL:REI-ROU-ROU-FBS | 0.06494 | Yes
GEN-2024-327 | 01 NORTH | G01 29SP | 608412 WARRVRS2 500 608423 IRRN-RX2 500 1 | P12:500:XEL:REI-ROU-ROU-FBS | 0.06494 | Yes
GEN-2024-327 | 01 NORTH | G01 29SP | 608410 WARRVRN2 500 667500 DORSEY 2 500 1 | P12:500:XEL:REI-ROU-ROU-FBS | 0.06494 | Yes
GEN-2024-327 | 01 NORTH | G01 29SP | 608422 IRONRNG2 500 608423 IRRN-RX2 500 Z | P12:500:XEL:REI-ROU-ROU-FBS | 0.06494 | Yes
GEN-2024-327 | 01 NORTH | G01 29SP | 620279 RUGBY OTP 7 115 652452 RUGBY 7 115 1 | P12:500:XEL:REI-ROU-ROU-FBS | 0.05516 | Yes
GEN-2024-327 | 01 NORTH | G01 29SP | 602057 PEACE GARD 5 230 620379 RUGBY 4 230 1 | P12:500:XEL:REI-ROU-ROU-FBS | 0.05593 | Yes
GEN-2024-327 | 01 NORTH | G01 29SP | 601067 BISON 3 345 658049 ALXLNRCTRT 345 1 | P12:500:XEL-GRE-MP:FORBES-CHISAGO COUNTY 500 | 0.06149 | Yes
GEN-2024-327 | 01 NORTH | G01 29SP | 658047 ALEXMRES3 345 658049 ALXLNRCTRT 345 Z1 | P12:500:XEL-GRE-MP:FORBES-CHISAGO COUNTY 500 | 0.06149 | Yes
GEN-2024-327 | 01 NORTH | G01 29SP | 602057 PEACE GARD 5 230 620379 RUGBY 4 230 1 | P12:500:XEL-GRE-MP:FORBES-CHISAGO COUNTY 500 | 0.05534 | Yes
GEN-2024-327 | 01 NORTH | G01 29SP | 620358 BUFFALO3 345 620369 JAMESTN3 345 1 | P13:034-230-345:MDU:ELLENDALE345:1: | 0.06297 | Yes
GEN-2024-327 | 01 NORTH | G01 29SP | 601067 BISON 3 345 620358 BUFFALO3 345 1 | P13:034-230-345:MDU:ELLENDALE345:1: | 0.06261 | Yes
GEN-2024-327 | 01 NORTH | G01 29SP | 603022 SOURIS 7 115 603023 MALLARD7 115 1 | P13:115-230:GRE:MCH TR1 | 0.05259 | Yes
GEN-2024-327 | 01 NORTH | G01 29SP | 603023 MALLARD7 115 652452 RUGBY 7 115 1 | P13:115-230:GRE:MCH TR1 | 0.05445 | Yes
GEN-2024-327 | 01 NORTH | G01 29SP | 603022 SOURIS 7 115 603270 MAGIC CITY 7 115 1 | P13:115-230:GRE:RMS TR1 | 0.10517 | Yes
GEN-2024-327 | 01 NORTH | G01 29SP | 620279 RUGBY OTP 7 115 652452 RUGBY 7 115 1 | P13:115-230:GRE:RMS TR1 | 0.05091 | Yes
GEN-2024-327 | 01 NORTH | G01 29SP | 602057 PEACE GARD 5 230 667085 G82RPHT1 230 1 | P13:115-230:GRE:RMS TR1 | 0.06809 | Yes
GEN-2024-327 | 01 NORTH | G01 29SP | 603270 MAGIC CITY 7 115 996506 MAGICCTY TR7 115 7 | P13:115-230:GRE:RMS TR1 | 0.0608 | Yes
GEN-2024-327 | 01 NORTH | G01 29SP | 602052 MAGIC CITY 4 230 996506 MAGICCTY TR7 115 7 | P13:115-230:GRE:RMS TR1 | 0.0608 | Yes
GEN-2024-327 | 01 NORTH | G01 29SP | 602052 MAGIC CITY 4 230 615347 GRE-MCHENRY4 230 1 | P13:115-230:GRE:RMS TR1 | 0.0608 | Yes
GEN-2024-327 | 01 NORTH | G01 29SP | 603023 MALLARD7 115 655655 E.RUTHVL-CP7 115 1 | P13:115-34.5:UMZ:# N-1 #:: 2WND ND.PW1__-BE7-ND.PW1__-BE9-1 :HV: | 0.05954 | Yes
GEN-2024-327 | 01 NORTH | G01 29SP | 659308 KENASTON-BE7 115 661052 KENMARE7 115 1 | P13:115-34.5:UMZ:# N-1 #:: 3WND LINDAL._-PP7-LINDALT1-PP9-LINDTRT1-PP9-1 MPT #1:HV: | 0.14488 | Yes
GEN-2024-327 | 01 NORTH | G01 29SP | 661052 KENMARE7 115 661080 STANLEY7 115 1 | P13:115-34.5:UMZ:# N-1 #:: 3WND LINDAL._-PP7-LINDALT1-PP9-LINDTRT1-PP9-1 MPT #1:HV: | 0.14488 | Yes
GEN-2024-327 | 01 NORTH | G01 29SP | 603023 MALLARD7 115 655655 E.RUTHVL-CP7 115 1 | P13:115-41.6:UMZ:# N-1 #:: 2WND E.RUTHVL-CP9-E.RUTHVL-CP7-1 :HV: | 0.05954 | Yes
GEN-2024-327 | 01 NORTH | G01 29SP | 603023 MALLARD7 115 655655 E.RUTHVL-CP7 115 1 | P13:115-41.6:UMZ:# N-1 #:: 2WND SW.MNOT2-CP9-SW.MINOT-CP7-2 :HV: | 0.05955 | Yes
GEN-2024-327 | 01 NORTH | G01 29SP | 601001 FORBES 2 500 601013 ROSEAUS2 500 1 | P13:138:SASK:CD904T-FUT:::HV: | 0.06286 | Yes
GEN-2024-327 | 01 NORTH | G01 29SP | 601012 ROSEAUN2 500 667501 RIEL 2 500 1 | P13:138:SASK:CD904T-FUT:::HV: | 0.06286 | Yes
GEN-2024-327 | 01 NORTH | G01 29SP | 601013 ROSEAUS2 500 601038 ROSEAUM 2 500 1 | P13:138:SASK:CD904T-FUT:::HV: | 0.06286 | Yes
GEN-2024-327 | 01 NORTH | G01 29SP | 601012 ROSEAUN2 500 601038 ROSEAUM 2 500 1 | P13:138:SASK:CD904T-FUT:::HV: | 0.06286 | Yes
GEN-2024-327 | 01 NORTH | G01 29SP | 601003 PR ISLD3 345 601039 NROC 3 345 1 | P13:161:XEL:PRISLD3:PRISLD5:PRISLD910:HV: | 0.05361 | Yes
GEN-2024-327 | 01 NORTH | G01 29SP | 603022 SOURIS 7 115 603023 MALLARD7 115 1 | P13:20-230:OTP:CENTER2G:YNG24:1 | 0.10869 | Yes
GEN-2024-327 | 01 NORTH | G01 29SP | 602057 PEACE GARD 5 230 620379 RUGBY 4 230 1 | P13:20-230:OTP:CENTER2G:YNG24:1 | 0.05999 | Yes
GEN-2024-327 | 01 NORTH | G01 29SP | 657756 SQBUTTE4 230 995911 620:CENTER # 230 1 | P13:230:OTP:SQBUTTE4:CENTER3:CENTR2TE2:HV: | 0.07986 | Yes
GEN-2024-327 | 01 NORTH | G01 29SP | 657791 CENTER 3 345 995911 620:CENTER # 230 1 | P13:230:OTP:SQBUTTE4:CENTER3:CENTR2TE2:HV: | 0.07986 | Yes
GEN-2024-327 | 01 NORTH | G01 29SP | 602057 PEACE GARD 5 230 667085 G82RPHT1 230 1 | P13:230:SASK:EST90XT-PST-FUT:::HV: | 0.05999 | Yes
GEN-2024-327 | 01 NORTH | G01 29SP | 602057 PEACE GARD 5 230 667085 G82RPHT1 230 1 | P13:230:SASK:EST90YT-PST-FUT:::HV: | 0.05999 | Yes
GEN-2024-327 | 01 NORTH | G01 29SP | 603023 MALLARD7 115 652440 NELSON 7 115 1 | P13:230-115.0:UMZ:# N-1 #:: 3WND LOGAN___-BE4-LOGAN___-BE7-LGN.KW1A-BE9-1 KW1A:HV: | 0.08023 | Yes
GEN-2024-327 | 01 NORTH | G01 29SP | 603022 SOURIS 7 115 603270 MAGIC CITY 7 115 1 | P13:230-115.0:UMZ:# N-1 #:: 3WND LOGAN___-BE4-LOGAN___-BE7-LGN.KW1A-BE9-1 KW1A:HV: | 0.14634 | Yes
GEN-2024-327 | 01 NORTH | G01 29SP | 603023 MALLARD7 115 659155 LOGAN___-BE7 115 1 | P13:230-115.0:UMZ:# N-1 #:: 3WND LOGAN___-BE4-LOGAN___-BE7-LGN.KW1A-BE9-1 KW1A:HV: | 0.22932 | Yes
GEN-2024-327 | 01 NORTH | G01 29SP | 605634 VELVA TAP 115 615348 GRE-MCHENRY7 115 1 | P13:230-115.0:UMZ:# N-1 #:: 3WND LOGAN___-BE4-LOGAN___-BE7-LGN.KW1A-BE9-1 KW1A:HV: | 0.06211 | Yes
GEN-2024-327 | 01 NORTH | G01 29SP | 603270 MAGIC CITY 7 115 605634 VELVA TAP 115 1 | P13:230-115.0:UMZ:# N-1 #:: 3WND LOGAN___-BE4-LOGAN___-BE7-LGN.KW1A-BE9-1 KW1A:HV: | 0.06211 | Yes
GEN-2024-327 | 01 NORTH | G01 29SP | 661080 STANLEY7 115 661085 TIOGA4 7 115 1 | P13:230-115.0:UMZ:# N-1 #:: 3WND LOGAN___-BE4-LOGAN___-BE7-LGN.KW1A-BE9-1 KW1A:HV: | 0.15232 | Yes
GEN-2024-327 | 01 NORTH | G01 29SP | 620369 JAMESTN3 345 657791 CENTER 3 345 1 | P13:230-24:OTP:BIGSTON4:BIGSTN1G:1 | 0.09053 | Yes
GEN-2024-327 | 01 NORTH | G01 29SP | 603022 SOURIS 7 115 603023 MALLARD7 115 1 | P13:24-345:OTP:COYOTE1G:COYOTE3:1 | 0.10869 | Yes
GEN-2024-327 | 01 NORTH | G01 29SP | 635200 RAUN 3 345 762779 G18-043 TAP 345 1 | P13:345:OPPD:NEBCTY2G:::EHV: | 0.06019 | Yes
GEN-2024-327 | 01 NORTH | G01 29SP | 635200 RAUN 3 345 645552 S3452 REACT3 345 1 | P13:345:OPPD:NEBCTY2G:::EHV: | 0.06131 | Yes
GEN-2024-327 | 01 NORTH | G01 29SP | 601016 CHIS CO2 500 996557 C055765(2-4) 345 9 | P13:345:XEL:CHISCO2:CHISCO3:CHIST1910:EHV: | 0.0768 | Yes
GEN-2024-327 | 01 NORTH | G01 29SP | 601018 CHIS CO3 345 996557 C055765(2-4) 345 9 | P13:345:XEL:CHISCO2:CHISCO3:CHIST1910:EHV: | 0.0768 | Yes
GEN-2024-327 | 01 NORTH | G01 29SP | 601016 CHIS CO2 500 996556 C073455(1-2) 345 10 | P13:345:XEL:CHISCO2:CHISCO3:CHIST299:EHV: | 0.07674 | Yes
GEN-2024-327 | 01 NORTH | G01 29SP | 601018 CHIS CO3 345 996556 C073455(1-2) 345 10 | P13:345:XEL:CHISCO2:CHISCO3:CHIST299:EHV: | 0.07674 | Yes
GEN-2024-327 | 01 NORTH | G01 29SP | 601015 BLUE LK3 345 601022 PARKERS3 345 1 | P13:345:XEL:EDP TR 10 | 0.05602 | Yes
GEN-2024-327 | 01 NORTH | G01 29SP | 601001 FORBES 2 500 601013 ROSEAUS2 500 1 | P13:345:XEL:MNTCE31G:MNTCELO3:1 | 0.06286 | Yes
GEN-2024-327 | 01 NORTH | G01 29SP | 601013 ROSEAUS2 500 601038 ROSEAUM 2 500 1 | P13:345:XEL:MNTCE31G:MNTCELO3:1 | 0.06286 | Yes
GEN-2024-327 | 01 NORTH | G01 29SP | 601012 ROSEAUN2 500 667501 RIEL 2 500 1 | P13:345:XEL:MNTCE31G:MNTCELO3:1 | 0.06286 | Yes
GEN-2024-327 | 01 NORTH | G01 29SP | 601012 ROSEAUN2 500 601038 ROSEAUM 2 500 1 | P13:345:XEL:MNTCE31G:MNTCELO3:1 | 0.06286 | Yes
GEN-2024-327 | 01 NORTH | G01 29SP | 601001 FORBES 2 500 601017 CHIS-N 2 500 1 | P13:345:XEL:MNTCE31G:MNTCELO3:1 | 0.07924 | Yes
GEN-2024-327 | 01 NORTH | G01 29SP | 601016 CHIS CO2 500 601017 CHIS-N 2 500 1 | P13:345:XEL:MNTCE31G:MNTCELO3:1 | 0.07924 | Yes
GEN-2024-327 | 01 NORTH | G01 29SP | 601004 WILMART3 345 601072 SHEAS LK3 345 1 | P13:345:XEL:MNTCE31G:MNTCELO3:1 | 0.05774 | Yes
GEN-2024-327 | 01 NORTH | G01 29SP | 601050 HELENA 3 345 601072 SHEAS LK3 345 1 | P13:345:XEL:MNTCE31G:MNTCELO3:1 | 0.05827 | Yes
GEN-2024-327 | 01 NORTH | G01 29SP | 601067 BISON 3 345 658049 ALXLNRCTRT 345 1 | P13:345:XEL:MNTCE31G:MNTCELO3:1 | 0.05512 | Yes
GEN-2024-327 | 01 NORTH | G01 29SP | 658047 ALEXMRES3 345 658049 ALXLNRCTRT 345 Z1 | P13:345:XEL:MNTCE31G:MNTCELO3:1 | 0.05512 | Yes
GEN-2024-327 | 01 NORTH | G01 29SP | 613060 BYRON 3 345 615306 GRE-PL VLLY3 345 1 | P13:345:XEL:MNTCE31G:MNTCELO3:1 | 0.05185 | Yes
GEN-2024-327 | 01 NORTH | G01 29SP | 601039 NROC 3 345 613060 BYRON 3 345 1 | P13:345:XEL:MNTCE31G:MNTCELO3:1 | 0.05297 | Yes
GEN-2024-327 | 01 NORTH | G01 29SP | 601004 WILMART3 345 631193 HUNTLEY3 345 1 | P13:345:XEL:MNTCE31G:MNTCELO3:1 | 0.0505 | Yes
GEN-2024-327 | 01 NORTH | G01 29SP | 601001 FORBES 2 500 601017 CHIS-N 2 500 1 | P13:345:XEL:PRIS31G:PRISLD3:1 | 0.07924 | Yes
GEN-2024-327 | 01 NORTH | G01 29SP | 601016 CHIS CO2 500 601017 CHIS-N 2 500 1 | P13:345:XEL:PRIS31G:PRISLD3:1 | 0.07924 | Yes
GEN-2024-327 | 01 NORTH | G01 29SP | 601004 WILMART3 345 601072 SHEAS LK3 345 1 | P13:345:XEL:PRIS31G:PRISLD3:1 | 0.05774 | Yes
GEN-2024-327 | 01 NORTH | G01 29SP | 601050 HELENA 3 345 601072 SHEAS LK3 345 1 | P13:345:XEL:PRIS31G:PRISLD3:1 | 0.05827 | Yes
GEN-2024-327 | 01 NORTH | G01 29SP | 613060 BYRON 3 345 615306 GRE-PL VLLY3 345 1 | P13:345:XEL:PRIS31G:PRISLD3:1 | 0.05185 | Yes
GEN-2024-327 | 01 NORTH | G01 29SP | 601039 NROC 3 345 613060 BYRON 3 345 1 | P13:345:XEL:PRIS31G:PRISLD3:1 | 0.05297 | Yes
GEN-2024-327 | 01 NORTH | G01 29SP | 601004 WILMART3 345 631193 HUNTLEY3 345 1 | P13:345:XEL:PRIS31G:PRISLD3:1 | 0.0505 | Yes
GEN-2024-327 | 01 NORTH | G01 29SP | 601001 FORBES 2 500 601017 CHIS-N 2 500 1 | P13:345:XEL:PRIS32G:PRISLD3:2 | 0.07924 | Yes
GEN-2024-327 | 01 NORTH | G01 29SP | 601016 CHIS CO2 500 601017 CHIS-N 2 500 1 | P13:345:XEL:PRIS32G:PRISLD3:2 | 0.07924 | Yes
GEN-2024-327 | 01 NORTH | G01 29SP | 601004 WILMART3 345 601072 SHEAS LK3 345 1 | P13:345:XEL:PRIS32G:PRISLD3:2 | 0.05774 | Yes
GEN-2024-327 | 01 NORTH | G01 29SP | 601050 HELENA 3 345 601072 SHEAS LK3 345 1 | P13:345:XEL:PRIS32G:PRISLD3:2 | 0.05827 | Yes
GEN-2024-327 | 01 NORTH | G01 29SP | 613060 BYRON 3 345 615306 GRE-PL VLLY3 345 1 | P13:345:XEL:PRIS32G:PRISLD3:2 | 0.05185 | Yes
GEN-2024-327 | 01 NORTH | G01 29SP | 601039 NROC 3 345 613060 BYRON 3 345 1 | P13:345:XEL:PRIS32G:PRISLD3:2 | 0.05297 | Yes
GEN-2024-327 | 01 NORTH | G01 29SP | 601005 ELM CRK3 345 601022 PARKERS3 345 1 | P13:345:XEL:TER TR 10 | 0.05358 | Yes
GEN-2024-327 | 01 NORTH | G01 29SP | 635600 GRIMES 3 345 636003 BEAVER CRK 3 345 1 | P13:345-161:MEC:WEBSTER:AB | 0.05437 | Yes
GEN-2024-327 | 01 NORTH | G01 29SP | 636003 BEAVER CRK 3 345 636010 LEHIGH 3 345 1 | P13:345-161:MEC:WEBSTER:AB | 0.05437 | Yes
GEN-2024-327 | 01 NORTH | G01 29SP | 659308 KENASTON-BE7 115 661052 KENMARE7 115 1 | P13:345-18.0:UMZ:# N-1 #:: 2WND PIONEER_-BE3-P4_CTG_1-BEG-1 :EHV: | 0.14507 | Yes
GEN-2024-327 | 01 NORTH | G01 29SP | 661052 KENMARE7 115 661080 STANLEY7 115 1 | P13:345-18.0:UMZ:# N-1 #:: 2WND PIONEER_-BE3-P4_CTG_1-BEG-1 :EHV: | 0.14507 | Yes
GEN-2024-327 | 01 NORTH | G01 29SP | 601031 BRKNGCO3 345 620483 ASTORIA 3 345 1 | P13:345-18.0:UMZ:# N-1 #:: 3WND DEERCREK-BE3-DEERC_CT-BEG-DEERC_ST-BEG-1 DEERCRK KU1A:EHV: | 0.07197 | Yes
GEN-2024-327 | 01 NORTH | G01 29SP | 608607 NELSNLK4 230 615901 GRE-STANTON4 230 1 | P13:345-20.0:UMZ:# N-1 #:: 2WND LELAND_O-BE3-LELAND_2-BEG-1 :EHV: | 0.09373 | Yes
GEN-2024-327 | 01 NORTH | G01 29SP | 603023 MALLARD7 115 659155 LOGAN___-BE7 115 1 | P13:345-20.0:UMZ:# N-1 #:: 2WND LELAND_O-BE3-LELAND_2-BEG-1 :EHV: | 0.14974 | Yes
GEN-2024-327 | 01 NORTH | G01 29SP | 603023 MALLARD7 115 659155 LOGAN___-BE7 115 1 | P13:345-23.0:UMZ:# N-1 #:: 2WND ANTELOPE-BE3-ANTELP_1-BEG-1 :EHV: | 0.14966 | Yes
GEN-2024-327 | 01 NORTH | G01 29SP | 603023 MALLARD7 115 659155 LOGAN___-BE7 115 1 | P13:345-23.0:UMZ:# N-1 #:: 2WND ANTELOPE-BE3-ANTELP_2-BEG-1 :EHV: | 0.14966 | Yes
GEN-2024-327 | 01 NORTH | G01 29SP | 659139 NESET___-BE7 115 661085 TIOGA4 7 115 1 | P13:345-230.0:UMZ:# N-1 #:: 3WND TANDE___-BE3-TANDE___-BE4-TND.KU3A-BE9-1 TANDE KU1A:EHV: | 0.10538 | Yes
GEN-2024-327 | 01 NORTH | G01 29SP | 620369 JAMESTN3 345 657791 CENTER 3 345 1 | P14:345:UMZ:# 7211 #:: PROPER TAKE LINE WITH GROTON-LELAND OLDS LINE REACTOR:EHV: | 0.10374 | Yes
GEN-2024-327 | 01 NORTH | G01 29SP | 620369 JAMESTN3 345 657791 CENTER 3 345 1 | P14:345:UMZ:# 7212 #:: PROPER TAKE LINE WITH LELAND OLDS-GROTON LINE REACTOR:EHV: | 0.10374 | Yes
GEN-2024-327 | 01 NORTH | G01 29SP | 620369 JAMESTN3 345 657791 CENTER 3 345 1 | P14:345:UMZ:# 7220 #:: PROPER MINNKOTA CON FOR CENTER SHUNT TAKES LINE:EHV: | 0.0989 | Yes
GEN-2024-327 | 01 NORTH | G01 29SP | 620358 BUFFALO3 345 620369 JAMESTN3 345 1 | P14:345:UMZ:# 7220 #:: PROPER MINNKOTA CON FOR CENTER SHUNT TAKES LINE:EHV: | 0.06938 | Yes
GEN-2024-327 | 01 NORTH | G01 29SP | 608607 NELSNLK4 230 615901 GRE-STANTON4 230 1 | P14:345:UMZ:# 7220 #:: PROPER MINNKOTA CON FOR CENTER SHUNT TAKES LINE:EHV: | 0.08418 | Yes
GEN-2024-327 | 01 NORTH | G01 29SP | 601067 BISON 3 345 620358 BUFFALO3 345 1 | P14:345:UMZ:# 7220 #:: PROPER MINNKOTA CON FOR CENTER SHUNT TAKES LINE:EHV: | 0.06849 | Yes
GEN-2024-327 | 01 NORTH | G01 29SP | 601005 ELM CRK3 345 601022 PARKERS3 345 1 | P21:115:GRE:GRE-CEDARIL7:GRE-ARBORLK7:1:HV: | 0.05382 | Yes
GEN-2024-327 | 01 NORTH | G01 29SP | 620279 RUGBY OTP 7 115 652452 RUGBY 7 115 1 | P21:115:OTP:DEVILSE7:DEVILJ7:1:HV: | 0.06213 | Yes
GEN-2024-327 | 01 NORTH | G01 29SP | 659139 NESET___-BE7 115 661085 TIOGA4 7 115 1 | P21:115:UMZB:# 2758 #:: NES IN ND. OPENING OF LINE SECTION WITHOUT FAULT (NES-PSV):HV: | 0.09641 | Yes
GEN-2024-327 | 01 NORTH | G01 29SP | 661080 STANLEY7 115 661085 TIOGA4 7 115 1 | P21:115:UMZB:# 2758 #:: NES IN ND. OPENING OF LINE SECTION WITHOUT FAULT (NES-PSV):HV: | 0.14528 | Yes
GEN-2024-327 | 01 NORTH | G01 29SP | 659139 NESET___-BE7 115 661085 TIOGA4 7 115 1 | P21:115:UMZB:# 2913 #:: LND IN ND. OPENING OF LINE SECTION WITHOUT FAULT :HV: | 0.08587 | Yes
GEN-2024-327 | 01 NORTH | G01 29SP | 603022 SOURIS 7 115 603023 MALLARD7 115 1 | P21:115:XEL:MAGICCITY7:VELVATAP:1:HV: | 0.08814 | Yes
GEN-2024-327 | 01 NORTH | G01 29SP | 603270 MAGIC CITY 7 115 996506 MAGICCTY TR7 115 7 | P21:115:XEL:MAGICCITY7:VELVATAP:1:HV: | 0.08814 | Yes
GEN-2024-327 | 01 NORTH | G01 29SP | 602052 MAGIC CITY 4 230 996506 MAGICCTY TR7 115 7 | P21:115:XEL:MAGICCITY7:VELVATAP:1:HV: | 0.08814 | Yes
GEN-2024-327 | 01 NORTH | G01 29SP | 602052 MAGIC CITY 4 230 615347 GRE-MCHENRY4 230 1 | P21:115:XEL:MAGICCITY7:VELVATAP:1:HV: | 0.08814 | Yes
GEN-2024-327 | 01 NORTH | G01 29SP | 601005 ELM CRK3 345 601022 PARKERS3 345 1 | P21:115:XEL-GRE:ELMCRK7:GRE-ARBORLK7:1:HV: | 0.05382 | Yes
GEN-2024-327 | 01 NORTH | G01 29SP | 603022 SOURIS 7 115 603023 MALLARD7 115 1 | P21:115:XEL-GRE:VELVATAP:GRE-MCHENRY7:1:HV: | 0.08814 | Yes
GEN-2024-327 | 01 NORTH | G01 29SP | 603270 MAGIC CITY 7 115 996506 MAGICCTY TR7 115 7 | P21:115:XEL-GRE:VELVATAP:GRE-MCHENRY7:1:HV: | 0.08814 | Yes
GEN-2024-327 | 01 NORTH | G01 29SP | 602052 MAGIC CITY 4 230 996506 MAGICCTY TR7 115 7 | P21:115:XEL-GRE:VELVATAP:GRE-MCHENRY7:1:HV: | 0.08814 | Yes
GEN-2024-327 | 01 NORTH | G01 29SP | 602052 MAGIC CITY 4 230 615347 GRE-MCHENRY4 230 1 | P21:115:XEL-GRE:VELVATAP:GRE-MCHENRY7:1:HV: | 0.08814 | Yes
GEN-2024-327 | 01 NORTH | G01 29SP | 603022 SOURIS 7 115 603270 MAGIC CITY 7 115 1 | P21:115:XEL-WAPA:MALLARD7:NELSON7:1:HV: | 0.1253 | Yes
GEN-2024-327 | 01 NORTH | G01 29SP | 615347 GRE-MCHENRY4 230 615900 GRE-COAL TP4 230 1 | P21:115:XEL-WAPA:MALLARD7:NELSON7:1:HV: | 0.05726 | Yes
GEN-2024-327 | 01 NORTH | G01 29SP | 605634 VELVA TAP 115 615348 GRE-MCHENRY7 115 1 | P21:115:XEL-WAPA:MALLARD7:NELSON7:1:HV: | 0.05469 | Yes
GEN-2024-327 | 01 NORTH | G01 29SP | 620279 RUGBY OTP 7 115 652452 RUGBY 7 115 1 | P21:115:XEL-WAPA:MALLARD7:NELSON7:1:HV: | 0.06135 | Yes
GEN-2024-327 | 01 NORTH | G01 29SP | 603023 MALLARD7 115 659155 LOGAN___-BE7 115 1 | P21:115:XEL-WAPA:MALLARD7:NELSON7:1:HV: | 0.12143 | Yes
GEN-2024-327 | 01 NORTH | G01 29SP | 603270 MAGIC CITY 7 115 605634 VELVA TAP 115 1 | P21:115:XEL-WAPA:MALLARD7:NELSON7:1:HV: | 0.05469 | Yes
GEN-2024-327 | 01 NORTH | G01 29SP | 661080 STANLEY7 115 661085 TIOGA4 7 115 1 | P21:115:XEL-WAPA:MALLARD7:NELSON7:1:HV: | 0.14655 | Yes
GEN-2024-327 | 01 NORTH | G01 29SP | 603270 MAGIC CITY 7 115 996506 MAGICCTY TR7 115 7 | P21:115:XEL-WAPA:MALLARD7:NELSON7:1:HV: | 0.07061 | Yes
GEN-2024-327 | 01 NORTH | G01 29SP | 602052 MAGIC CITY 4 230 996506 MAGICCTY TR7 115 7 | P21:115:XEL-WAPA:MALLARD7:NELSON7:1:HV: | 0.07061 | Yes
GEN-2024-327 | 01 NORTH | G01 29SP | 602052 MAGIC CITY 4 230 615347 GRE-MCHENRY4 230 1 | P21:115:XEL-WAPA:MALLARD7:NELSON7:1:HV: | 0.07061 | Yes
GEN-2024-327 | 01 NORTH | G01 29SP | 603023 MALLARD7 115 659155 LOGAN___-BE7 115 1 | P21:115:XEL-WAPA:MALLARD7:RUTHVILL-CP7:1:HV: | 0.19383 | Yes
GEN-2024-327 | 01 NORTH | G01 29SP | 601003 PR ISLD3 345 601039 NROC 3 345 1 | P21:161:GRE:GRE-SPRGCK25:GRE-RAVENNA5:1:HV: | 0.05361 | Yes
GEN-2024-327 | 01 NORTH | G01 29SP | 601003 PR ISLD3 345 601039 NROC 3 345 1 | P21:161:XEL:PRISLD5:GRE-RAVENNA5:1:HV: | 0.05361 | Yes
GEN-2024-327 | 01 NORTH | G01 29SP | 615600 GRE-COAL CR4 230 615901 GRE-STANTON4 230 1 | P21:230:GRE:GRE-COALTP4:GRE-STANTON4:1:HV: | 0.05205 | Yes
GEN-2024-327 | 01 NORTH | G01 29SP | 603023 MALLARD7 115 652440 NELSON 7 115 1 | P21:230:GRE:GRE-MCHENRY4:GRE-COALTP4:1:HV: | 0.05819 | Yes
GEN-2024-327 | 01 NORTH | G01 29SP | 603022 SOURIS 7 115 603023 MALLARD7 115 1 | P21:230:GRE:GRE-MCHENRY4:GRE-COALTP4:1:HV: | 0.09549 | Yes
GEN-2024-327 | 01 NORTH | G01 29SP | 602057 PEACE GARD 5 230 667085 G82RPHT1 230 1 | P21:230:SASK:R7B-BD:::HV: | 0.05979 | Yes
GEN-2024-327 | 01 NORTH | G01 29SP | 601001 FORBES 2 500 601013 ROSEAUS2 500 1 | P21:230:XEL-MH:ROSEAU4:RICHER4:1:HV: | 0.06414 | Yes
GEN-2024-327 | 01 NORTH | G01 29SP | 601013 ROSEAUS2 500 601038 ROSEAUM 2 500 1 | P21:230:XEL-MH:ROSEAU4:RICHER4:1:HV: | 0.06414 | Yes
GEN-2024-327 | 01 NORTH | G01 29SP | 601012 ROSEAUN2 500 667501 RIEL 2 500 1 | P21:230:XEL-MH:ROSEAU4:RICHER4:1:HV: | 0.06414 | Yes
GEN-2024-327 | 01 NORTH | G01 29SP | 601012 ROSEAUN2 500 601038 ROSEAUM 2 500 1 | P21:230:XEL-MH:ROSEAU4:RICHER4:1:HV: | 0.06414 | Yes
GEN-2024-327 | 01 NORTH | G01 29SP | 601001 FORBES 2 500 601013 ROSEAUS2 500 1 | P21:230:XEL-MP:ROSEAU4:MORANVI4:1:HV: | 0.06414 | Yes
GEN-2024-327 | 01 NORTH | G01 29SP | 601012 ROSEAUN2 500 667501 RIEL 2 500 1 | P21:230:XEL-MP:ROSEAU4:MORANVI4:1:HV: | 0.06414 | Yes
GEN-2024-327 | 01 NORTH | G01 29SP | 601013 ROSEAUS2 500 601038 ROSEAUM 2 500 1 | P21:230:XEL-MP:ROSEAU4:MORANVI4:1:HV: | 0.06414 | Yes
GEN-2024-327 | 01 NORTH | G01 29SP | 601012 ROSEAUN2 500 601038 ROSEAUM 2 500 1 | P21:230:XEL-MP:ROSEAU4:MORANVI4:1:HV: | 0.06414 | Yes
GEN-2024-327 | 01 NORTH | G01 29SP | 620358 BUFFALO3 345 620369 JAMESTN3 345 1 | P21:345:MDU:ELLENDALE JETX REACTOR:JMS SHUNT REACTOR:1: | 0.07988 | Yes
GEN-2024-327 | 01 NORTH | G01 29SP | 601067 BISON 3 345 620358 BUFFALO3 345 1 | P21:345:MDU:ELLENDALE JETX REACTOR:JMS SHUNT REACTOR:1: | 0.07867 | Yes
GEN-2024-327 | 01 NORTH | G01 29SP | 620358 BUFFALO3 345 620369 JAMESTN3 345 1 | P21:345:MDU:ELLENDALE345:ELLENDALE JETX REACTOR:Z: | 0.07988 | Yes
GEN-2024-327 | 01 NORTH | G01 29SP | 601067 BISON 3 345 620358 BUFFALO3 345 1 | P21:345:MDU:ELLENDALE345:ELLENDALE JETX REACTOR:Z: | 0.07867 | Yes
GEN-2024-327 | 01 NORTH | G01 29SP | 601006 SPLT RK3 345 652864 SIOUXCY-LNX3 345 1 | P21:345:UMZW:# 2410 #:: FT2 IN SD. FT2-FT22LNX3 OPENED:EHV: | 0.08005 | Yes
GEN-2024-327 | 01 NORTH | G01 29SP | 601006 SPLT RK3 345 652864 SIOUXCY-LNX3 345 1 | P21:345:UMZW:# 324 #:: FT2 IN SD. OPENING OF A LINE SECTION W/O A FAULT:EHV: | 0.08005 | Yes
GEN-2024-327 | 01 NORTH | G01 29SP | 601031 BRKNGCO3 345 620483 ASTORIA 3 345 1 | P21:345:UMZW:# 326 #:: WT2 IN SD. OPENING OF A LINE SECTION W/O A FAULT (WT2-WT2LNX3 LINE REACTOR):EHV: | 0.09802 | Yes
GEN-2024-327 | 01 NORTH | G01 29SP | 620480 DEUEL CO 3 345 620483 ASTORIA 3 345 1 | P21:345:UMZW:# 326 #:: WT2 IN SD. OPENING OF A LINE SECTION W/O A FAULT (WT2-WT2LNX3 LINE REACTOR):EHV: | 0.09552 | Yes
GEN-2024-327 | 01 NORTH | G01 29SP | 620417 BSSOUTH3 345 620480 DEUEL CO 3 345 1 | P21:345:UMZW:# 326 #:: WT2 IN SD. OPENING OF A LINE SECTION W/O A FAULT (WT2-WT2LNX3 LINE REACTOR):EHV: | 0.09552 | Yes
GEN-2024-327 | 01 NORTH | G01 29SP | 620480 DEUEL CO 3 345 620483 ASTORIA 3 345 1 | P21:345:XEL-OTP:BISON3:ALEXMRES3:1:EHV: | 0.08331 | Yes
GEN-2024-327 | 01 NORTH | G01 29SP | 620417 BSSOUTH3 345 620480 DEUEL CO 3 345 1 | P21:345:XEL-OTP:BISON3:ALEXMRES3:1:EHV: | 0.08331 | Yes
GEN-2024-327 | 01 NORTH | G01 29SP | 601048 LYON CO 3 345 631138 LAKEFLD3 345 1 | P22:345:GRE:CMT HEL 1:::EHV: | 0.06615 | Yes
GEN-2024-327 | 01 NORTH | G01 29SP | 601048 LYON CO 3 345 631138 LAKEFLD3 345 1 | P22:345:GRE:CMT HEL 2:::EHV: | 0.06617 | Yes
GEN-2024-327 | 01 NORTH | G01 29SP | 635200 RAUN 3 345 645552 S3452 REACT3 345 1 | P22:345:OPPD:S3451-RAUN:::EHV: | 0.0892 | Yes
GEN-2024-327 | 01 NORTH | G01 29SP | 635200 RAUN 3 345 652564 SIOUXCY3 345 1 | P22:345:OPPD:S3451-RAUN:::EHV: | 0.06756 | Yes
GEN-2024-327 | 01 NORTH | G01 29SP | 635200 RAUN 3 345 762779 G18-043 TAP 345 1 | P22:345:OPPD:S3458 NEBCTY1G:LT::EHV: | 0.06249 | Yes
GEN-2024-327 | 01 NORTH | G01 29SP | 635200 RAUN 3 345 762779 G18-043 TAP 345 1 | P22:345:OPPD:S3458 NEBCTY2G:::EHV: | 0.06019 | Yes
GEN-2024-327 | 01 NORTH | G01 29SP | 635200 RAUN 3 345 645552 S3452 REACT3 345 1 | P22:345:OPPD:S3458 NEBCTY2G:::EHV: | 0.06131 | Yes
GEN-2024-327 | 01 NORTH | G01 29SP | 635200 RAUN 3 345 762779 G18-043 TAP 345 1 | P22:345:OPPD:S3458 NEBCTY2G:LT::EHV: | 0.06249 | Yes
GEN-2024-327 | 01 NORTH | G01 29SP | 635200 RAUN 3 345 645552 S3452 REACT3 345 1 | P22:345:OPPD:S3458 NEBCTY2G:LT::EHV: | 0.06367 | Yes
GEN-2024-327 | 01 NORTH | G01 29SP | 635600 GRIMES 3 345 636003 BEAVER CRK 3 345 1 | P23:18:MEC:GDMEC:908::HV: | 0.053 | Yes
GEN-2024-327 | 01 NORTH | G01 29SP | 636003 BEAVER CRK 3 345 636010 LEHIGH 3 345 1 | P23:18:MEC:GDMEC:908::HV: | 0.053 | Yes
GEN-2024-327 | 01 NORTH | G01 29SP | 601048 LYON CO 3 345 631138 LAKEFLD3 345 1 | P23:345:GRE:CMT 302JB6:::EHV: | 0.06729 | Yes
GEN-2024-327 | 01 NORTH | G01 29SP | 601005 ELM CRK3 345 601022 PARKERS3 345 1 | P23:345:GRE:DKN 62JB4:::EHV: | 0.05979 | Yes
GEN-2024-327 | 01 NORTH | G01 29SP | 635999 IRVINGTON3 345 636000 WEBSTER3 345 1 | P23:345:ITCM:BISON 3 3681-3682-3683:IA-NW::EHV: | 0.05831 | Yes
GEN-2024-327 | 01 NORTH | G01 29SP | 635369 KOSSUTH 3 345 635999 IRVINGTON3 345 1 | P23:345:ITCM:BISON 3 3681-3682-3683:IA-NW::EHV: | 0.05831 | Yes
GEN-2024-327 | 01 NORTH | G01 29SP | 635999 IRVINGTON3 345 636000 WEBSTER3 345 1 | P23:345:ITCM:KILLDEER3 3822:IA-MVP::EHV: | 0.05589 | Yes
GEN-2024-327 | 01 NORTH | G01 29SP | 635369 KOSSUTH 3 345 635999 IRVINGTON3 345 1 | P23:345:ITCM:KILLDEER3 3822:IA-MVP::EHV: | 0.05589 | Yes
GEN-2024-327 | 01 NORTH | G01 29SP | 635999 IRVINGTON3 345 636000 WEBSTER3 345 1 | P23:345:ITCM:KILLDEER3 3828:IA-MVP::EHV: | 0.0577 | Yes
GEN-2024-327 | 01 NORTH | G01 29SP | 635369 KOSSUTH 3 345 635999 IRVINGTON3 345 1 | P23:345:ITCM:KILLDEER3 3828:IA-MVP::EHV: | 0.0577 | Yes
GEN-2024-327 | 01 NORTH | G01 29SP | 631193 HUNTLEY3 345 631197 LEDYARD3 345 1 | P23:345:ITCM:LASALLE3 3904-3905-3906:IA-NW::EHV: | 0.07379 | Yes
GEN-2024-327 | 01 NORTH | G01 29SP | 635999 IRVINGTON3 345 636000 WEBSTER3 345 1 | P23:345:ITCM:QUINN3 3762-3763-3764:IA::EHV: | 0.0577 | Yes
GEN-2024-327 | 01 NORTH | G01 29SP | 635369 KOSSUTH 3 345 635999 IRVINGTON3 345 1 | P23:345:ITCM:QUINN3 3762-3763-3764:IA::EHV: | 0.0577 | Yes
GEN-2024-327 | 01 NORTH | G01 29SP | 620358 BUFFALO3 345 620369 JAMESTN3 345 1 | P23:345:MDU:ELLENDALE345:EL5-EL6: | 0.07988 | Yes
GEN-2024-327 | 01 NORTH | G01 29SP | 601067 BISON 3 345 620358 BUFFALO3 345 1 | P23:345:MDU:ELLENDALE345:EL5-EL6: | 0.07867 | Yes
GEN-2024-327 | 01 NORTH | G01 29SP | 635600 GRIMES 3 345 636003 BEAVER CRK 3 345 1 | P23:345:MEC:BLACK HAWK:902::EHV: | 0.05503 | Yes
GEN-2024-327 | 01 NORTH | G01 29SP | 631139 HAZLTON3 345 631270 LASALLE 3 345 1 | P23:345:MEC:BLACK HAWK:902::EHV: | 0.0536 | Yes
GEN-2024-327 | 01 NORTH | G01 29SP | 636003 BEAVER CRK 3 345 636010 LEHIGH 3 345 1 | P23:345:MEC:BLACK HAWK:902::EHV: | 0.05503 | Yes
GEN-2024-327 | 01 NORTH | G01 29SP | 631144 MITCHLCO3 345 631270 LASALLE 3 345 1 | P23:345:MEC:BLACK HAWK:902::EHV: | 0.0536 | Yes
GEN-2024-327 | 01 NORTH | G01 29SP | 601002 ADAMS 3 345 631144 MITCHLCO3 345 1 | P23:345:MEC:BLACK HAWK:902::EHV: | 0.0536 | Yes
GEN-2024-327 | 01 NORTH | G01 29SP | 601002 ADAMS 3 345 615306 GRE-PL VLLY3 345 1 | P23:345:MEC:BLACK HAWK:902::EHV: | 0.05439 | Yes
GEN-2024-327 | 01 NORTH | G01 29SP | 635200 RAUN 3 345 762779 G18-043 TAP 345 1 | P23:345:MEC:CBEC:905::EHV: | 0.06318 | Yes
GEN-2024-327 | 01 NORTH | G01 29SP | 635600 GRIMES 3 345 636003 BEAVER CRK 3 345 1 | P23:345:MEC:CBEC:905::EHV: | 0.05184 | Yes
GEN-2024-327 | 01 NORTH | G01 29SP | 601006 SPLT RK3 345 652864 SIOUXCY-LNX3 345 1 | P23:345:MEC:CBEC:905::EHV: | 0.07018 | Yes
GEN-2024-327 | 01 NORTH | G01 29SP | 636003 BEAVER CRK 3 345 636010 LEHIGH 3 345 1 | P23:345:MEC:CBEC:905::EHV: | 0.05184 | Yes
GEN-2024-327 | 01 NORTH | G01 29SP | 635200 RAUN 3 345 645552 S3452 REACT3 345 1 | P23:345:MEC:CBEC:905::EHV: | 0.06441 | Yes
GEN-2024-327 | 01 NORTH | G01 29SP | 635200 RAUN 3 345 762779 G18-043 TAP 345 1 | P23:345:MEC:CBEC:908::EHV: | 0.0625 | Yes
GEN-2024-327 | 01 NORTH | G01 29SP | 635200 RAUN 3 345 645552 S3452 REACT3 345 1 | P23:345:MEC:CBEC:908::EHV: | 0.06368 | Yes
GEN-2024-327 | 01 NORTH | G01 29SP | 636000 WEBSTER3 345 636010 LEHIGH 3 345 1 | P23:345:MEC:GARD AVE:901::EHV: | 0.05563 | Yes
GEN-2024-327 | 01 NORTH | G01 29SP | 636000 WEBSTER3 345 636010 LEHIGH 3 345 1 | P23:345:MEC:GARD AVE:903::EHV: | 0.05563 | Yes
GEN-2024-327 | 01 NORTH | G01 29SP | 636000 WEBSTER3 345 636010 LEHIGH 3 345 1 | P23:345:MEC:GARD AVE:904::EHV: | 0.05563 | Yes
GEN-2024-327 | 01 NORTH | G01 29SP | 636000 WEBSTER3 345 636010 LEHIGH 3 345 1 | P23:345:MEC:IDA CO:901::EHV: | 0.05563 | Yes
GEN-2024-327 | 01 NORTH | G01 29SP | 635200 RAUN 3 345 635398 REMSEN 3 345 1 | P23:345:MEC:IRVINGTON:901::EHV: | 0.06721 | Yes
GEN-2024-327 | 01 NORTH | G01 29SP | 635398 REMSEN 3 345 635399 CHEROKEE 3 345 1 | P23:345:MEC:IRVINGTON:901::EHV: | 0.06721 | Yes
GEN-2024-327 | 01 NORTH | G01 29SP | 635399 CHEROKEE 3 345 635400 HIGHLAND 3 345 1 | P23:345:MEC:IRVINGTON:901::EHV: | 0.06721 | Yes
GEN-2024-327 | 01 NORTH | G01 29SP | 635200 RAUN 3 345 635398 REMSEN 3 345 1 | P23:345:MEC:IRVINGTON:902::EHV: | 0.06721 | Yes
GEN-2024-327 | 01 NORTH | G01 29SP | 635398 REMSEN 3 345 635399 CHEROKEE 3 345 1 | P23:345:MEC:IRVINGTON:902::EHV: | 0.06721 | Yes
GEN-2024-327 | 01 NORTH | G01 29SP | 635399 CHEROKEE 3 345 635400 HIGHLAND 3 345 1 | P23:345:MEC:IRVINGTON:902::EHV: | 0.06721 | Yes
GEN-2024-327 | 01 NORTH | G01 29SP | 635200 RAUN 3 345 635398 REMSEN 3 345 1 | P23:345:MEC:IRVINGTON:903::EHV: | 0.06721 | Yes
GEN-2024-327 | 01 NORTH | G01 29SP | 635398 REMSEN 3 345 635399 CHEROKEE 3 345 1 | P23:345:MEC:IRVINGTON:903::EHV: | 0.06721 | Yes
GEN-2024-327 | 01 NORTH | G01 29SP | 635399 CHEROKEE 3 345 635400 HIGHLAND 3 345 1 | P23:345:MEC:IRVINGTON:903::EHV: | 0.06721 | Yes
GEN-2024-327 | 01 NORTH | G01 29SP | 635200 RAUN 3 345 635398 REMSEN 3 345 1 | P23:345:MEC:KOSSUTH:901::EHV: | 0.06429 | Yes
GEN-2024-327 | 01 NORTH | G01 29SP | 635398 REMSEN 3 345 635399 CHEROKEE 3 345 1 | P23:345:MEC:KOSSUTH:901::EHV: | 0.06429 | Yes
GEN-2024-327 | 01 NORTH | G01 29SP | 635399 CHEROKEE 3 345 635400 HIGHLAND 3 345 1 | P23:345:MEC:KOSSUTH:901::EHV: | 0.06429 | Yes
GEN-2024-327 | 01 NORTH | G01 29SP | 631138 LAKEFLD3 345 635368 OBRIEN 3 345 1 | P23:345:MEC:KOSSUTH:901::EHV: | 0.06837 | Yes
GEN-2024-327 | 01 NORTH | G01 29SP | 635200 RAUN 3 345 635398 REMSEN 3 345 1 | P23:345:MEC:KOSSUTH:902::EHV: | 0.06429 | Yes
GEN-2024-327 | 01 NORTH | G01 29SP | 635398 REMSEN 3 345 635399 CHEROKEE 3 345 1 | P23:345:MEC:KOSSUTH:902::EHV: | 0.06429 | Yes
GEN-2024-327 | 01 NORTH | G01 29SP | 635399 CHEROKEE 3 345 635400 HIGHLAND 3 345 1 | P23:345:MEC:KOSSUTH:902::EHV: | 0.06429 | Yes
GEN-2024-327 | 01 NORTH | G01 29SP | 631138 LAKEFLD3 345 635368 OBRIEN 3 345 1 | P23:345:MEC:KOSSUTH:902::EHV: | 0.06837 | Yes
GEN-2024-327 | 01 NORTH | G01 29SP | 635200 RAUN 3 345 635398 REMSEN 3 345 1 | P23:345:MEC:KOSSUTH:904::EHV: | 0.06429 | Yes
GEN-2024-327 | 01 NORTH | G01 29SP | 635398 REMSEN 3 345 635399 CHEROKEE 3 345 1 | P23:345:MEC:KOSSUTH:904::EHV: | 0.06429 | Yes
GEN-2024-327 | 01 NORTH | G01 29SP | 635399 CHEROKEE 3 345 635400 HIGHLAND 3 345 1 | P23:345:MEC:KOSSUTH:904::EHV: | 0.06429 | Yes
GEN-2024-327 | 01 NORTH | G01 29SP | 631138 LAKEFLD3 345 635368 OBRIEN 3 345 1 | P23:345:MEC:KOSSUTH:904::EHV: | 0.06837 | Yes
GEN-2024-327 | 01 NORTH | G01 29SP | 635200 RAUN 3 345 762779 G18-043 TAP 345 1 | P23:345:MEC:LEHIGH:360::EHV: | 0.06665 | Yes
GEN-2024-327 | 01 NORTH | G01 29SP | 635200 RAUN 3 345 645552 S3452 REACT3 345 1 | P23:345:MEC:LEHIGH:360::EHV: | 0.06793 | Yes
GEN-2024-327 | 01 NORTH | G01 29SP | 635200 RAUN 3 345 652564 SIOUXCY3 345 1 | P23:345:MEC:LEHIGH:360::EHV: | 0.08172 | Yes
GEN-2024-327 | 01 NORTH | G01 29SP | 636000 WEBSTER3 345 636010 LEHIGH 3 345 1 | P23:345:MEC:LEHIGH:390::EHV: | 0.05563 | Yes
GEN-2024-327 | 01 NORTH | G01 29SP | 635200 RAUN 3 345 652564 SIOUXCY3 345 1 | P23:345:MEC:LEHIGH:390::EHV: | 0.07841 | Yes
GEN-2024-327 | 01 NORTH | G01 29SP | 635368 OBRIEN 3 345 635400 HIGHLAND 3 345 1 | P23:345:MEC:LEHIGH:390::EHV: | 0.05876 | Yes
GEN-2024-327 | 01 NORTH | G01 29SP | 631193 HUNTLEY3 345 631197 LEDYARD3 345 1 | P23:345:MEC:LEHIGH:390::EHV: | 0.06481 | Yes
GEN-2024-327 | 01 NORTH | G01 29SP | 635200 RAUN 3 345 635398 REMSEN 3 345 1 | P23:345:MEC:PALO ALTO:903::EHV: | 0.05928 | Yes
GEN-2024-327 | 01 NORTH | G01 29SP | 635398 REMSEN 3 345 635399 CHEROKEE 3 345 1 | P23:345:MEC:PALO ALTO:903::EHV: | 0.05928 | Yes
GEN-2024-327 | 01 NORTH | G01 29SP | 635399 CHEROKEE 3 345 635400 HIGHLAND 3 345 1 | P23:345:MEC:PALO ALTO:903::EHV: | 0.05928 | Yes
GEN-2024-327 | 01 NORTH | G01 29SP | 631138 LAKEFLD3 345 635368 OBRIEN 3 345 1 | P23:345:MEC:PALO ALTO:903::EHV: | 0.06273 | Yes
GEN-2024-327 | 01 NORTH | G01 29SP | 631193 HUNTLEY3 345 631197 LEDYARD3 345 1 | P23:345:MEC:PALO ALTO:903::EHV: | 0.06892 | Yes
GEN-2024-327 | 01 NORTH | G01 29SP | 631193 HUNTLEY3 345 631197 LEDYARD3 345 1 | P23:345:MEC:PALO ALTO:904::EHV: | 0.06587 | Yes
GEN-2024-327 | 01 NORTH | G01 29SP | 635999 IRVINGTON3 345 636000 WEBSTER3 345 1 | P23:345:MEC:RAUN:150::EHV: | 0.05938 | Yes
GEN-2024-327 | 01 NORTH | G01 29SP | 635369 KOSSUTH 3 345 635999 IRVINGTON3 345 1 | P23:345:MEC:RAUN:150::EHV: | 0.05938 | Yes
GEN-2024-327 | 01 NORTH | G01 29SP | 631139 HAZLTON3 345 631270 LASALLE 3 345 1 | P23:345:MEC:SUB 93:954::EHV: | 0.05108 | Yes
GEN-2024-327 | 01 NORTH | G01 29SP | 631144 MITCHLCO3 345 631270 LASALLE 3 345 1 | P23:345:MEC:SUB 93:954::EHV: | 0.05108 | Yes
GEN-2024-327 | 01 NORTH | G01 29SP | 601002 ADAMS 3 345 631144 MITCHLCO3 345 1 | P23:345:MEC:SUB 93:954::EHV: | 0.05108 | Yes
GEN-2024-327 | 01 NORTH | G01 29SP | 631139 HAZLTON3 345 631270 LASALLE 3 345 1 | P23:345:MEC:SUB 93:964::EHV: | 0.05006 | Yes
GEN-2024-327 | 01 NORTH | G01 29SP | 631144 MITCHLCO3 345 631270 LASALLE 3 345 1 | P23:345:MEC:SUB 93:964::EHV: | 0.05006 | Yes
GEN-2024-327 | 01 NORTH | G01 29SP | 601002 ADAMS 3 345 631144 MITCHLCO3 345 1 | P23:345:MEC:SUB 93:964::EHV: | 0.05006 | Yes
GEN-2024-327 | 01 NORTH | G01 29SP | 601002 ADAMS 3 345 615306 GRE-PL VLLY3 345 1 | P23:345:MEC:SUB 93:964::EHV: | 0.05183 | Yes
GEN-2024-327 | 01 NORTH | G01 29SP | 631139 HAZLTON3 345 631270 LASALLE 3 345 1 | P23:345:MEC:WEBSTER:905::EHV: | 0.05365 | Yes
GEN-2024-327 | 01 NORTH | G01 29SP | 631144 MITCHLCO3 345 631270 LASALLE 3 345 1 | P23:345:MEC:WEBSTER:905::EHV: | 0.05365 | Yes
GEN-2024-327 | 01 NORTH | G01 29SP | 635200 RAUN 3 345 635398 REMSEN 3 345 1 | P23:345:MEC:WEBSTER:905::EHV: | 0.07341 | Yes
GEN-2024-327 | 01 NORTH | G01 29SP | 601002 ADAMS 3 345 631144 MITCHLCO3 345 1 | P23:345:MEC:WEBSTER:905::EHV: | 0.05365 | Yes
GEN-2024-327 | 01 NORTH | G01 29SP | 635398 REMSEN 3 345 635399 CHEROKEE 3 345 1 | P23:345:MEC:WEBSTER:905::EHV: | 0.07341 | Yes
GEN-2024-327 | 01 NORTH | G01 29SP | 635399 CHEROKEE 3 345 635400 HIGHLAND 3 345 1 | P23:345:MEC:WEBSTER:905::EHV: | 0.07341 | Yes
GEN-2024-327 | 01 NORTH | G01 29SP | 620480 DEUEL CO 3 345 620483 ASTORIA 3 345 1 | P23:345:MRES:ALEXMRES3:3375::EHV: | 0.08356 | Yes
GEN-2024-327 | 01 NORTH | G01 29SP | 620417 BSSOUTH3 345 620480 DEUEL CO 3 345 1 | P23:345:MRES:ALEXMRES3:3375::EHV: | 0.08356 | Yes
GEN-2024-327 | 01 NORTH | G01 29SP | 635200 RAUN 3 345 645552 S3452 REACT3 345 1 | P23:345:OPPD:S3451-RAUN:::EHV: | 0.0892 | Yes
GEN-2024-327 | 01 NORTH | G01 29SP | 635200 RAUN 3 345 652564 SIOUXCY3 345 1 | P23:345:OPPD:S3451-RAUN:::EHV: | 0.06756 | Yes
GEN-2024-327 | 01 NORTH | G01 29SP | 635200 RAUN 3 345 762779 G18-043 TAP 345 1 | P23:345:OPPD:S3458 NEBCTY1G:LT::EHV: | 0.06249 | Yes
GEN-2024-327 | 01 NORTH | G01 29SP | 635200 RAUN 3 345 762779 G18-043 TAP 345 1 | P23:345:OPPD:S3458 NEBCTY2G:LT::EHV: | 0.06249 | Yes
GEN-2024-327 | 01 NORTH | G01 29SP | 635200 RAUN 3 345 645552 S3452 REACT3 345 1 | P23:345:OPPD:S3458 NEBCTY2G:LT::EHV: | 0.06367 | Yes
GEN-2024-327 | 01 NORTH | G01 29SP | 620480 DEUEL CO 3 345 620483 ASTORIA 3 345 1 | P23:345:OTP::ASTORIA 3:BRK-A5:EHV: | 0.07314 | Yes
GEN-2024-327 | 01 NORTH | G01 29SP | 620417 BSSOUTH3 345 620480 DEUEL CO 3 345 1 | P23:345:OTP::ASTORIA 3:BRK-A5:EHV: | 0.07314 | Yes
GEN-2024-327 | 01 NORTH | G01 29SP | 620358 BUFFALO3 345 620369 JAMESTN3 345 1 | P23:345:OTP::TWIN BRKS 3:3815:EHV: | 0.07867 | Yes
GEN-2024-327 | 01 NORTH | G01 29SP | 601067 BISON 3 345 620358 BUFFALO3 345 1 | P23:345:OTP::TWIN BRKS 3:3815:EHV: | 0.07763 | Yes
GEN-2024-327 | 01 NORTH | G01 29SP | 620358 BUFFALO3 345 620369 JAMESTN3 345 1 | P23:345:OTP:TWINBRKS3:BKR4::EHV: | 0.07867 | Yes
GEN-2024-327 | 01 NORTH | G01 29SP | 601067 BISON 3 345 620358 BUFFALO3 345 1 | P23:345:OTP:TWINBRKS3:BKR4::EHV: | 0.07763 | Yes
GEN-2024-327 | 01 NORTH | G01 29SP | 659308 KENASTON-BE7 115 661052 KENMARE7 115 1 | P23:345:UMZB:# 3706 #:: RP IN ND. BREAKER FAULT ROUND UP (496):EHV: | 0.14457 | Yes
GEN-2024-327 | 01 NORTH | G01 29SP | 661052 KENMARE7 115 661080 STANLEY7 115 1 | P23:345:UMZB:# 3706 #:: RP IN ND. BREAKER FAULT ROUND UP (496):EHV: | 0.14457 | Yes
GEN-2024-327 | 01 NORTH | G01 29SP | 601031 BRKNGCO3 345 620483 ASTORIA 3 345 1 | P23:345:UMZB:# 7110 #:: CKE IN SD. CKE BREAKER FAULT (192):EHV: | 0.08713 | Yes
GEN-2024-327 | 01 NORTH | G01 29SP | 620416 TWIN BRKS 3 345 620417 BSSOUTH3 345 1 | P23:345:UMZB:# 7110 #:: CKE IN SD. CKE BREAKER FAULT (192):EHV: | 0.05124 | Yes
GEN-2024-327 | 01 NORTH | G01 29SP | 601031 BRKNGCO3 345 620483 ASTORIA 3 345 1 | P23:345:UMZB:# 7111 #:: CKE IN SD. CKE BREAKER FAULT (292):EHV: | 0.08713 | Yes
GEN-2024-327 | 01 NORTH | G01 29SP | 620416 TWIN BRKS 3 345 620417 BSSOUTH3 345 1 | P23:345:UMZB:# 7111 #:: CKE IN SD. CKE BREAKER FAULT (292):EHV: | 0.05124 | Yes
GEN-2024-327 | 01 NORTH | G01 29SP | 620416 TWIN BRKS 3 345 661950 ELN345SHNT 3 345 1 | P23:345:UMZB:# 7111 #:: CKE IN SD. CKE BREAKER FAULT (292):EHV: | 0.05124 | Yes
GEN-2024-327 | 01 NORTH | G01 29SP | 601031 BRKNGCO3 345 620483 ASTORIA 3 345 1 | P23:345:UMZB:# 7112 #:: CKE IN SD. CKE BREAKER FAULT (392):EHV: | 0.08713 | Yes
GEN-2024-327 | 01 NORTH | G01 29SP | 620416 TWIN BRKS 3 345 620417 BSSOUTH3 345 1 | P23:345:UMZB:# 7112 #:: CKE IN SD. CKE BREAKER FAULT (392):EHV: | 0.05124 | Yes
GEN-2024-327 | 01 NORTH | G01 29SP | 661097 ELLENDL345 3 345 661950 ELN345SHNT 3 345 Z | P23:345:UMZB:# 7112 #:: CKE IN SD. CKE BREAKER FAULT (392):EHV: | 0.05124 | Yes
GEN-2024-327 | 01 NORTH | G01 29SP | 601031 BRKNGCO3 345 620483 ASTORIA 3 345 1 | P23:345:UMZW:# 823 #:: WH IN SD. :EHV: | 0.098 | Yes
GEN-2024-327 | 01 NORTH | G01 29SP | 620480 DEUEL CO 3 345 620483 ASTORIA 3 345 1 | P23:345:UMZW:# 823 #:: WH IN SD. :EHV: | 0.09549 | Yes
GEN-2024-327 | 01 NORTH | G01 29SP | 601031 BRKNGCO3 345 652537 WHITE 3 345 1 | P23:345:UMZW:# 823 #:: WH IN SD. :EHV: | 0.06083 | Yes
GEN-2024-327 | 01 NORTH | G01 29SP | 620417 BSSOUTH3 345 620480 DEUEL CO 3 345 1 | P23:345:UMZW:# 823 #:: WH IN SD. :EHV: | 0.09549 | Yes
GEN-2024-327 | 01 NORTH | G01 29SP | 601031 BRKNGCO3 345 620483 ASTORIA 3 345 1 | P23:345:UMZW:# 824 #:: WH IN SD. :EHV: | 0.098 | Yes
GEN-2024-327 | 01 NORTH | G01 29SP | 620480 DEUEL CO 3 345 620483 ASTORIA 3 345 1 | P23:345:UMZW:# 824 #:: WH IN SD. :EHV: | 0.0955 | Yes
GEN-2024-327 | 01 NORTH | G01 29SP | 601031 BRKNGCO3 345 652537 WHITE 3 345 2 | P23:345:UMZW:# 824 #:: WH IN SD. :EHV: | 0.06085 | Yes
GEN-2024-327 | 01 NORTH | G01 29SP | 620417 BSSOUTH3 345 620480 DEUEL CO 3 345 1 | P23:345:UMZW:# 824 #:: WH IN SD. :EHV: | 0.0955 | Yes
GEN-2024-327 | 01 NORTH | G01 29SP | 601005 ELM CRK3 345 601022 PARKERS3 345 1 | P23:345:XEL:8M12 PKL:::EHV: | 0.0532 | Yes
GEN-2024-327 | 01 NORTH | G01 29SP | 601001 FORBES 2 500 601013 ROSEAUS2 500 1 | P23:345:XEL:8N22 SHC:::EHV: | 0.06286 | Yes
GEN-2024-327 | 01 NORTH | G01 29SP | 601012 ROSEAUN2 500 667501 RIEL 2 500 1 | P23:345:XEL:8N22 SHC:::EHV: | 0.06286 | Yes
GEN-2024-327 | 01 NORTH | G01 29SP | 601013 ROSEAUS2 500 601038 ROSEAUM 2 500 1 | P23:345:XEL:8N22 SHC:::EHV: | 0.06286 | Yes
GEN-2024-327 | 01 NORTH | G01 29SP | 601012 ROSEAUN2 500 601038 ROSEAUM 2 500 1 | P23:345:XEL:8N22 SHC:::EHV: | 0.06286 | Yes
GEN-2024-327 | 01 NORTH | G01 29SP | 601001 FORBES 2 500 601017 CHIS-N 2 500 1 | P23:345:XEL:8N22 SHC:::EHV: | 0.07924 | Yes
GEN-2024-327 | 01 NORTH | G01 29SP | 601016 CHIS CO2 500 601017 CHIS-N 2 500 1 | P23:345:XEL:8N22 SHC:::EHV: | 0.07924 | Yes
GEN-2024-327 | 01 NORTH | G01 29SP | 601004 WILMART3 345 601072 SHEAS LK3 345 1 | P23:345:XEL:8N22 SHC:::EHV: | 0.05774 | Yes
GEN-2024-327 | 01 NORTH | G01 29SP | 601050 HELENA 3 345 601072 SHEAS LK3 345 1 | P23:345:XEL:8N22 SHC:::EHV: | 0.05827 | Yes
GEN-2024-327 | 01 NORTH | G01 29SP | 601067 BISON 3 345 658049 ALXLNRCTRT 345 1 | P23:345:XEL:8N22 SHC:::EHV: | 0.05512 | Yes
GEN-2024-327 | 01 NORTH | G01 29SP | 658047 ALEXMRES3 345 658049 ALXLNRCTRT 345 Z1 | P23:345:XEL:8N22 SHC:::EHV: | 0.05512 | Yes
GEN-2024-327 | 01 NORTH | G01 29SP | 613060 BYRON 3 345 615306 GRE-PL VLLY3 345 1 | P23:345:XEL:8N22 SHC:::EHV: | 0.05185 | Yes
GEN-2024-327 | 01 NORTH | G01 29SP | 635368 OBRIEN 3 345 635400 HIGHLAND 3 345 1 | P23:345:XEL:8N22 SHC:::EHV: | 0.05717 | Yes
GEN-2024-327 | 01 NORTH | G01 29SP | 601039 NROC 3 345 613060 BYRON 3 345 1 | P23:345:XEL:8N22 SHC:::EHV: | 0.05297 | Yes
GEN-2024-327 | 01 NORTH | G01 29SP | 601004 WILMART3 345 631193 HUNTLEY3 345 1 | P23:345:XEL:8N22 SHC:::EHV: | 0.0505 | Yes
GEN-2024-327 | 01 NORTH | G01 29SP | 601005 ELM CRK3 345 601022 PARKERS3 345 1 | P23:345:XEL:8N60 LYC:::EHV: | 0.05489 | Yes
GEN-2024-327 | 01 NORTH | G01 29SP | 601006 SPLT RK3 345 652536 WHITE-SRX3 345 1 | P23:345:XEL:8N60 LYC:::EHV: | 0.07438 | Yes
GEN-2024-327 | 01 NORTH | G01 29SP | 601050 HELENA 3 345 601072 SHEAS LK3 345 1 | P23:345:XEL:8N60 LYC:::EHV: | 0.05032 | Yes
GEN-2024-327 | 01 NORTH | G01 29SP | 601048 LYON CO 3 345 631138 LAKEFLD3 345 1 | P23:345:XEL:8N60 LYC:::EHV: | 0.07291 | Yes
GEN-2024-327 | 01 NORTH | G01 29SP | 601006 SPLT RK3 345 652536 WHITE-SRX3 345 1 | P23:345:XEL:8N63 LYC:::EHV: | 0.07621 | Yes
GEN-2024-327 | 01 NORTH | G01 29SP | 601001 FORBES 2 500 601013 ROSEAUS2 500 1 | P23:345:XEL:8N8 MNN:::EHV: | 0.06286 | Yes
GEN-2024-327 | 01 NORTH | G01 29SP | 601013 ROSEAUS2 500 601038 ROSEAUM 2 500 1 | P23:345:XEL:8N8 MNN:::EHV: | 0.06286 | Yes
GEN-2024-327 | 01 NORTH | G01 29SP | 601012 ROSEAUN2 500 667501 RIEL 2 500 1 | P23:345:XEL:8N8 MNN:::EHV: | 0.06286 | Yes
GEN-2024-327 | 01 NORTH | G01 29SP | 601012 ROSEAUN2 500 601038 ROSEAUM 2 500 1 | P23:345:XEL:8N8 MNN:::EHV: | 0.06286 | Yes
GEN-2024-327 | 01 NORTH | G01 29SP | 601001 FORBES 2 500 601017 CHIS-N 2 500 1 | P23:345:XEL:8N8 MNN:::EHV: | 0.07924 | Yes
GEN-2024-327 | 01 NORTH | G01 29SP | 601016 CHIS CO2 500 601017 CHIS-N 2 500 1 | P23:345:XEL:8N8 MNN:::EHV: | 0.07924 | Yes
GEN-2024-327 | 01 NORTH | G01 29SP | 601004 WILMART3 345 601072 SHEAS LK3 345 1 | P23:345:XEL:8N8 MNN:::EHV: | 0.05774 | Yes
GEN-2024-327 | 01 NORTH | G01 29SP | 601050 HELENA 3 345 601072 SHEAS LK3 345 1 | P23:345:XEL:8N8 MNN:::EHV: | 0.05827 | Yes
GEN-2024-327 | 01 NORTH | G01 29SP | 601067 BISON 3 345 658049 ALXLNRCTRT 345 1 | P23:345:XEL:8N8 MNN:::EHV: | 0.05512 | Yes
GEN-2024-327 | 01 NORTH | G01 29SP | 658047 ALEXMRES3 345 658049 ALXLNRCTRT 345 Z1 | P23:345:XEL:8N8 MNN:::EHV: | 0.05512 | Yes
GEN-2024-327 | 01 NORTH | G01 29SP | 613060 BYRON 3 345 615306 GRE-PL VLLY3 345 1 | P23:345:XEL:8N8 MNN:::EHV: | 0.05185 | Yes
GEN-2024-327 | 01 NORTH | G01 29SP | 601039 NROC 3 345 613060 BYRON 3 345 1 | P23:345:XEL:8N8 MNN:::EHV: | 0.05297 | Yes
GEN-2024-327 | 01 NORTH | G01 29SP | 601004 WILMART3 345 631193 HUNTLEY3 345 1 | P23:345:XEL:8N8 MNN:::EHV: | 0.0505 | Yes
GEN-2024-327 | 01 NORTH | G01 29SP | 601001 FORBES 2 500 601013 ROSEAUS2 500 1 | P23:345:XEL:8P2 KING:::EHV: | 0.06184 | Yes
GEN-2024-327 | 01 NORTH | G01 29SP | 601012 ROSEAUN2 500 667501 RIEL 2 500 1 | P23:345:XEL:8P2 KING:::EHV: | 0.06184 | Yes
GEN-2024-327 | 01 NORTH | G01 29SP | 601013 ROSEAUS2 500 601038 ROSEAUM 2 500 1 | P23:345:XEL:8P2 KING:::EHV: | 0.06184 | Yes
GEN-2024-327 | 01 NORTH | G01 29SP | 601012 ROSEAUN2 500 601038 ROSEAUM 2 500 1 | P23:345:XEL:8P2 KING:::EHV: | 0.06184 | Yes
GEN-2024-327 | 01 NORTH | G01 29SP | 601001 FORBES 2 500 601017 CHIS-N 2 500 1 | P23:345:XEL:8P2 KING:::EHV: | 0.07668 | Yes
GEN-2024-327 | 01 NORTH | G01 29SP | 601016 CHIS CO2 500 601017 CHIS-N 2 500 1 | P23:345:XEL:8P2 KING:::EHV: | 0.07668 | Yes
GEN-2024-327 | 01 NORTH | G01 29SP | 601004 WILMART3 345 601072 SHEAS LK3 345 1 | P23:345:XEL:8P2 KING:::EHV: | 0.05687 | Yes
GEN-2024-327 | 01 NORTH | G01 29SP | 601018 CHIS CO3 345 601021 KOLMNLK3 345 1 | P23:345:XEL:8P3 KING:::EHV: | 0.0556 | Yes
GEN-2024-327 | 01 NORTH | G01 29SP | 601004 WILMART3 345 631193 HUNTLEY3 345 1 | P23:345:XEL:8S23 WLM:::EHV: | 0.05714 | Yes
GEN-2024-327 | 01 NORTH | G01 29SP | 601003 PR ISLD3 345 601039 NROC 3 345 1 | P23:345:XEL:8S50 HMP:::EHV: | 0.05236 | Yes
GEN-2024-327 | 01 NORTH | G01 29SP | 601048 LYON CO 3 345 631138 LAKEFLD3 345 1 | P23:345:XEL:8S67 HNA:::EHV: | 0.06615 | Yes
GEN-2024-327 | 01 NORTH | G01 29SP | 601048 LYON CO 3 345 631138 LAKEFLD3 345 1 | P23:345:XEL:8S68 HNA:::EHV: | 0.06615 | Yes
GEN-2024-327 | 01 NORTH | G01 29SP | 601048 LYON CO 3 345 631138 LAKEFLD3 345 1 | P23:345:XEL:8S70 HNA:::EHV: | 0.06617 | Yes
GEN-2024-327 | 01 NORTH | G01 29SP | 601039 NROC 3 345 601051 HMPT CNR3 345 1 | P23:345:XEL:8S85 NRH:::EHV: | 0.06735 | Yes
GEN-2024-327 | 01 NORTH | G01 29SP | 601039 NROC 3 345 601051 HMPT CNR3 345 1 | P23:345:XEL:8S98 NRH:::EHV: | 0.05697 | Yes
GEN-2024-327 | 01 NORTH | G01 29SP | 601005 ELM CRK3 345 601022 PARKERS3 345 1 | P23:345:XEL:8X37 BOK:::EHV: | 0.0589 | Yes
GEN-2024-327 | 01 NORTH | G01 29SP | 601067 BISON 3 345 658049 ALXLNRCTRT 345 1 | P23:345:XEL:8X37 BOK:::EHV: | 0.06311 | Yes
GEN-2024-327 | 01 NORTH | G01 29SP | 658047 ALEXMRES3 345 658049 ALXLNRCTRT 345 Z1 | P23:345:XEL:8X37 BOK:::EHV: | 0.06311 | Yes
GEN-2024-327 | 01 NORTH | G01 29SP | 601048 LYON CO 3 345 631138 LAKEFLD3 345 1 | P23:345:XEL:BKR:GRE_CEDARM:302JB4:EHV: | 0.06727 | Yes
GEN-2024-327 | 01 NORTH | G01 29SP | 601050 HELENA 3 345 601072 SHEAS LK3 345 1 | P23:345:XEL:BKR:GRE_CEDARM:302JB7:EHV: | 0.05459 | Yes
GEN-2024-327 | 01 NORTH | G01 29SP | 601048 LYON CO 3 345 631138 LAKEFLD3 345 1 | P23:345:XEL:BKR:GRE_CEDARM:302JB7:EHV: | 0.0673 | Yes
GEN-2024-327 | 01 NORTH | G01 29SP | 601004 WILMART3 345 631193 HUNTLEY3 345 1 | P23:345:XEL:CRANDAL3:8S102 FIELDON RAS OFF::EHV: | 0.05714 | Yes
GEN-2024-327 | 01 NORTH | G01 29SP | 601003 PR ISLD3 345 601039 NROC 3 345 1 | P23:345:XEL:FUTURE 8S49 HMP:::EHV: | 0.0688 | Yes
GEN-2024-327 | 01 NORTH | G01 29SP | 601003 PR ISLD3 345 601039 NROC 3 345 1 | P23:345:XEL:FUTURE 8S84 NRH:::EHV: | 0.07326 | Yes
GEN-2024-327 | 01 NORTH | G01 29SP | 601006 SPLT RK3 345 652536 WHITE-SRX3 345 1 | P23:345:XEL:HAWKSNEST3:8N82::EHV: | 0.07581 | Yes
GEN-2024-327 | 01 NORTH | G01 29SP | 601048 LYON CO 3 345 631138 LAKEFLD3 345 1 | P23:345:XEL:HELENA3:8S68::EHV: | 0.06615 | Yes
GEN-2024-327 | 01 NORTH | G01 29SP | 601005 ELM CRK3 345 601022 PARKERS3 345 1 | P23:345:XEL:LYONCO3:8N60::EHV: | 0.05496 | Yes
GEN-2024-327 | 01 NORTH | G01 29SP | 601006 SPLT RK3 345 652536 WHITE-SRX3 345 1 | P23:345:XEL:LYONCO3:8N60::EHV: | 0.07442 | Yes
GEN-2024-327 | 01 NORTH | G01 29SP | 601006 SPLT RK3 345 652864 SIOUXCY-LNX3 345 1 | P23:345:XEL:LYONCO3:8N60::EHV: | 0.07179 | Yes
GEN-2024-327 | 01 NORTH | G01 29SP | 601001 FORBES 2 500 601013 ROSEAUS2 500 1 | P23:345:XEL:LYONCO3:8N60::EHV: | 0.064 | Yes
GEN-2024-327 | 01 NORTH | G01 29SP | 601013 ROSEAUS2 500 601038 ROSEAUM 2 500 1 | P23:345:XEL:LYONCO3:8N60::EHV: | 0.064 | Yes
GEN-2024-327 | 01 NORTH | G01 29SP | 601012 ROSEAUN2 500 667501 RIEL 2 500 1 | P23:345:XEL:LYONCO3:8N60::EHV: | 0.064 | Yes
GEN-2024-327 | 01 NORTH | G01 29SP | 601012 ROSEAUN2 500 601038 ROSEAUM 2 500 1 | P23:345:XEL:LYONCO3:8N60::EHV: | 0.064 | Yes
GEN-2024-327 | 01 NORTH | G01 29SP | 601050 HELENA 3 345 601072 SHEAS LK3 345 1 | P23:345:XEL:LYONCO3:8N60::EHV: | 0.05006 | Yes
GEN-2024-327 | 01 NORTH | G01 29SP | 601001 FORBES 2 500 601017 CHIS-N 2 500 1 | P23:345:XEL:LYONCO3:8N60::EHV: | 0.08108 | Yes
GEN-2024-327 | 01 NORTH | G01 29SP | 601048 LYON CO 3 345 631138 LAKEFLD3 345 1 | P23:345:XEL:LYONCO3:8N60::EHV: | 0.07299 | Yes
GEN-2024-327 | 01 NORTH | G01 29SP | 601016 CHIS CO2 500 601017 CHIS-N 2 500 1 | P23:345:XEL:LYONCO3:8N60::EHV: | 0.08108 | Yes
GEN-2024-327 | 01 NORTH | G01 29SP | 601067 BISON 3 345 658049 ALXLNRCTRT 345 1 | P23:345:XEL:LYONCO3:8N60::EHV: | 0.05688 | Yes
GEN-2024-327 | 01 NORTH | G01 29SP | 658047 ALEXMRES3 345 658049 ALXLNRCTRT 345 Z1 | P23:345:XEL:LYONCO3:8N60::EHV: | 0.05688 | Yes
GEN-2024-327 | 01 NORTH | G01 29SP | 601006 SPLT RK3 345 652536 WHITE-SRX3 345 1 | P23:345:XEL:LYONCO3:8N63::EHV: | 0.07621 | Yes
GEN-2024-327 | 01 NORTH | G01 29SP | 601001 FORBES 2 500 601017 CHIS-N 2 500 1 | P23:345:XEL:PRISLD3:8H14::EHV: | 0.0793 | Yes
GEN-2024-327 | 01 NORTH | G01 29SP | 601016 CHIS CO2 500 601017 CHIS-N 2 500 1 | P23:345:XEL:PRISLD3:8H14::EHV: | 0.0793 | Yes
GEN-2024-327 | 01 NORTH | G01 29SP | 601004 WILMART3 345 601072 SHEAS LK3 345 1 | P23:345:XEL:PRISLD3:8H14::EHV: | 0.05809 | Yes
GEN-2024-327 | 01 NORTH | G01 29SP | 601050 HELENA 3 345 601072 SHEAS LK3 345 1 | P23:345:XEL:PRISLD3:8H14::EHV: | 0.05864 | Yes
GEN-2024-327 | 01 NORTH | G01 29SP | 613060 BYRON 3 345 615306 GRE-PL VLLY3 345 1 | P23:345:XEL:PRISLD3:8H14::EHV: | 0.05177 | Yes
GEN-2024-327 | 01 NORTH | G01 29SP | 601039 NROC 3 345 613060 BYRON 3 345 1 | P23:345:XEL:PRISLD3:8H14::EHV: | 0.05287 | Yes
GEN-2024-327 | 01 NORTH | G01 29SP | 601001 FORBES 2 500 601017 CHIS-N 2 500 1 | P23:345:XEL:PRISLD3:8H17::EHV: | 0.07868 | Yes
GEN-2024-327 | 01 NORTH | G01 29SP | 601016 CHIS CO2 500 601017 CHIS-N 2 500 1 | P23:345:XEL:PRISLD3:8H17::EHV: | 0.07868 | Yes
GEN-2024-327 | 01 NORTH | G01 29SP | 601004 WILMART3 345 601072 SHEAS LK3 345 1 | P23:345:XEL:PRISLD3:8H17::EHV: | 0.05779 | Yes
GEN-2024-327 | 01 NORTH | G01 29SP | 601050 HELENA 3 345 601072 SHEAS LK3 345 1 | P23:345:XEL:PRISLD3:8H17::EHV: | 0.05829 | Yes
GEN-2024-327 | 01 NORTH | G01 29SP | 613060 BYRON 3 345 615306 GRE-PL VLLY3 345 1 | P23:345:XEL:PRISLD3:8H17::EHV: | 0.05127 | Yes
GEN-2024-327 | 01 NORTH | G01 29SP | 601039 NROC 3 345 613060 BYRON 3 345 1 | P23:345:XEL:PRISLD3:8H17::EHV: | 0.05228 | Yes
GEN-2024-327 | 01 NORTH | G01 29SP | 601004 WILMART3 345 631193 HUNTLEY3 345 1 | P23:345:XEL:WILMART3:8S23::EHV: | 0.05714 | Yes
GEN-2024-327 | 01 NORTH | G01 29SP | 601003 PR ISLD3 345 601039 NROC 3 345 1 | P23:345:XEL-GRE:FUTURE 8S46 HMP:::EHV: | 0.07487 | Yes
GEN-2024-327 | 01 NORTH | G01 29SP | 601039 NROC 3 345 601051 HMPT CNR3 345 1 | P23:345:XEL-SMMPA:8H8 PRI AS:::EHV: | 0.06836 | Yes
GEN-2024-327 | 01 NORTH | G01 29SP | 608422 IRONRNG2 500 996492 IRRNTR1 230 1 | P23:500:XEL:602LX FBS:::EHV: | 0.06494 | Yes
GEN-2024-327 | 01 NORTH | G01 29SP | 608622 IRONRNG4 230 996492 IRRNTR1 230 1 | P23:500:XEL:602LX FBS:::EHV: | 0.06494 | Yes
GEN-2024-327 | 01 NORTH | G01 29SP | 608410 WARRVRN2 500 608411 WARRVRM2 500 1 | P23:500:XEL:602LX FBS:::EHV: | 0.06494 | Yes
GEN-2024-327 | 01 NORTH | G01 29SP | 608411 WARRVRM2 500 608412 WARRVRS2 500 1 | P23:500:XEL:602LX FBS:::EHV: | 0.06494 | Yes
GEN-2024-327 | 01 NORTH | G01 29SP | 608412 WARRVRS2 500 608423 IRRN-RX2 500 1 | P23:500:XEL:602LX FBS:::EHV: | 0.06494 | Yes
GEN-2024-327 | 01 NORTH | G01 29SP | 608410 WARRVRN2 500 667500 DORSEY 2 500 1 | P23:500:XEL:602LX FBS:::EHV: | 0.06494 | Yes
GEN-2024-327 | 01 NORTH | G01 29SP | 608422 IRONRNG2 500 608423 IRRN-RX2 500 Z | P23:500:XEL:602LX FBS:::EHV: | 0.06494 | Yes
GEN-2024-327 | 01 NORTH | G01 29SP | 620279 RUGBY OTP 7 115 652452 RUGBY 7 115 1 | P23:500:XEL:602LX FBS:::EHV: | 0.05516 | Yes
GEN-2024-327 | 01 NORTH | G01 29SP | 602057 PEACE GARD 5 230 620379 RUGBY 4 230 1 | P23:500:XEL:602LX FBS:::EHV: | 0.05593 | Yes
GEN-2024-327 | 01 NORTH | G01 29SP | 601016 CHIS CO2 500 996556 C073455(1-2) 345 10 | P23:500:XEL:CHISCO3:8P36::EHV: | 0.06864 | Yes
GEN-2024-327 | 01 NORTH | G01 29SP | 601018 CHIS CO3 345 996556 C073455(1-2) 345 10 | P23:500:XEL:CHISCO3:8P36::EHV: | 0.06864 | Yes
GEN-2024-327 | 01 NORTH | G01 29SP | 601018 CHIS CO3 345 601021 KOLMNLK3 345 1 | P23:500:XEL:CHISCO3:8P36::EHV: | 0.05526 | Yes
GEN-2024-327 | 01 NORTH | G01 29SP | 601014 AS KING3 345 601021 KOLMNLK3 345 1 | P23:500:XEL:CHISCO3:8P36::EHV: | 0.06146 | Yes
GEN-2024-327 | 01 NORTH | G01 29SP | 601016 CHIS CO2 500 996557 C055765(2-4) 345 9 | P23:500:XEL:CHISCO3:8P42 AS::EHV: | 0.07066 | Yes
GEN-2024-327 | 01 NORTH | G01 29SP | 601018 CHIS CO3 345 996557 C055765(2-4) 345 9 | P23:500:XEL:CHISCO3:8P42 AS::EHV: | 0.07066 | Yes
GEN-2024-327 | 01 NORTH | G01 29SP | 601014 AS KING3 345 601018 CHIS CO3 345 1 | P23:500:XEL:CHISCO3:8P42 AS::EHV: | 0.05806 | Yes
GEN-2024-327 | 01 NORTH | G01 29SP | 601067 BISON 3 345 658049 ALXLNRCTRT 345 1 | P23:500:XEL:CHISCO3:9P1::EHV: | 0.06149 | Yes
GEN-2024-327 | 01 NORTH | G01 29SP | 658047 ALEXMRES3 345 658049 ALXLNRCTRT 345 Z1 | P23:500:XEL:CHISCO3:9P1::EHV: | 0.06149 | Yes
GEN-2024-327 | 01 NORTH | G01 29SP | 602057 PEACE GARD 5 230 620379 RUGBY 4 230 1 | P23:500:XEL:CHISCO3:9P1::EHV: | 0.05534 | Yes
GEN-2024-327 | 01 NORTH | G01 29SP | 601067 BISON 3 345 658049 ALXLNRCTRT 345 1 | P23:500:XEL:CHISCO3:9P20::EHV: | 0.06149 | Yes
GEN-2024-327 | 01 NORTH | G01 29SP | 658047 ALEXMRES3 345 658049 ALXLNRCTRT 345 Z1 | P23:500:XEL:CHISCO3:9P20::EHV: | 0.06149 | Yes
GEN-2024-327 | 01 NORTH | G01 29SP | 602057 PEACE GARD 5 230 620379 RUGBY 4 230 1 | P23:500:XEL:CHISCO3:9P20::EHV: | 0.05534 | Yes
GEN-2024-327 | 01 NORTH | G01 29SP | 620358 BUFFALO3 345 620369 JAMESTN3 345 1 | P42:345:MDU:ELLENDALE345:JAMESTOWN:EL5: | 0.07988 | Yes
GEN-2024-327 | 01 NORTH | G01 29SP | 601067 BISON 3 345 620358 BUFFALO3 345 1 | P42:345:MDU:ELLENDALE345:JAMESTOWN:EL5: | 0.07867 | Yes
GEN-2024-327 | 01 NORTH | G01 29SP | 603022 SOURIS 7 115 603270 MAGIC CITY 7 115 1 | P42:345:UMZB:# 2504 #:: AVS IN ND. STUCK BREAKER (4396):EHV: | 0.10923 | Yes
GEN-2024-327 | 01 NORTH | G01 29SP | 659308 KENASTON-BE7 115 661052 KENMARE7 115 1 | P42:345:UMZB:# 2504 #:: AVS IN ND. STUCK BREAKER (4396):EHV: | 0.14457 | Yes
GEN-2024-327 | 01 NORTH | G01 29SP | 661052 KENMARE7 115 661080 STANLEY7 115 1 | P42:345:UMZB:# 2504 #:: AVS IN ND. STUCK BREAKER (4396):EHV: | 0.14457 | Yes
GEN-2024-327 | 01 NORTH | G01 29SP | 603023 MALLARD7 115 659155 LOGAN___-BE7 115 1 | P42:345:UMZB:# 2504 #:: AVS IN ND. STUCK BREAKER (4396):EHV: | 0.14998 | Yes
GEN-2024-327 | 01 NORTH | G01 29SP | 603270 MAGIC CITY 7 115 996506 MAGICCTY TR7 115 7 | P42:345:UMZB:# 2504 #:: AVS IN ND. STUCK BREAKER (4396):EHV: | 0.0638 | Yes
GEN-2024-327 | 01 NORTH | G01 29SP | 602052 MAGIC CITY 4 230 996506 MAGICCTY TR7 115 7 | P42:345:UMZB:# 2504 #:: AVS IN ND. STUCK BREAKER (4396):EHV: | 0.0638 | Yes
GEN-2024-327 | 01 NORTH | G01 29SP | 602052 MAGIC CITY 4 230 615347 GRE-MCHENRY4 230 1 | P42:345:UMZB:# 2504 #:: AVS IN ND. STUCK BREAKER (4396):EHV: | 0.0638 | Yes
GEN-2024-327 | 01 NORTH | G01 29SP | 620416 TWIN BRKS 3 345 620417 BSSOUTH3 345 1 | P42:345:UMZB:# 7113 #:: CKE IN SD. CKE-WT2 BRANCH FAULT & CKE 192 STUCK BKR:EHV: | 0.05124 | Yes
GEN-2024-327 | 01 NORTH | G01 29SP | 661097 ELLENDL345 3 345 661950 ELN345SHNT 3 345 Z | P42:345:UMZB:# 7113 #:: CKE IN SD. CKE-WT2 BRANCH FAULT & CKE 192 STUCK BKR:EHV: | 0.05124 | Yes
GEN-2024-327 | 01 NORTH | G01 29SP | 620416 TWIN BRKS 3 345 661950 ELN345SHNT 3 345 1 | P42:345:UMZB:# 7113 #:: CKE IN SD. CKE-WT2 BRANCH FAULT & CKE 192 STUCK BKR:EHV: | 0.05124 | Yes
GEN-2024-327 | 01 NORTH | G01 29SP | 601031 BRKNGCO3 345 620483 ASTORIA 3 345 1 | P42:345:UMZB:# 7114 #:: CKE IN SD. CKE-WT2 BRANCH FAULT & CKE 292 STUCK BKR:EHV: | 0.08713 | Yes
GEN-2024-327 | 01 NORTH | G01 29SP | 620416 TWIN BRKS 3 345 620417 BSSOUTH3 345 1 | P42:345:UMZB:# 7114 #:: CKE IN SD. CKE-WT2 BRANCH FAULT & CKE 292 STUCK BKR:EHV: | 0.05124 | Yes
GEN-2024-327 | 01 NORTH | G01 29SP | 661097 ELLENDL345 3 345 661950 ELN345SHNT 3 345 Z | P42:345:UMZB:# 7114 #:: CKE IN SD. CKE-WT2 BRANCH FAULT & CKE 292 STUCK BKR:EHV: | 0.05124 | Yes
GEN-2024-327 | 01 NORTH | G01 29SP | 620416 TWIN BRKS 3 345 661950 ELN345SHNT 3 345 1 | P42:345:UMZB:# 7114 #:: CKE IN SD. CKE-WT2 BRANCH FAULT & CKE 292 STUCK BKR:EHV: | 0.05124 | Yes
GEN-2024-327 | 01 NORTH | G01 29SP | 601031 BRKNGCO3 345 620483 ASTORIA 3 345 1 | P42:345:UMZB:# 7115 #:: CKE IN SD. CKE-GRT BRANCH FAULT & CKE 292 STUCK BKR:EHV: | 0.08713 | Yes
GEN-2024-327 | 01 NORTH | G01 29SP | 620416 TWIN BRKS 3 345 620417 BSSOUTH3 345 1 | P42:345:UMZB:# 7115 #:: CKE IN SD. CKE-GRT BRANCH FAULT & CKE 292 STUCK BKR:EHV: | 0.05124 | Yes
GEN-2024-327 | 01 NORTH | G01 29SP | 661097 ELLENDL345 3 345 661950 ELN345SHNT 3 345 Z | P42:345:UMZB:# 7115 #:: CKE IN SD. CKE-GRT BRANCH FAULT & CKE 292 STUCK BKR:EHV: | 0.05124 | Yes
GEN-2024-327 | 01 NORTH | G01 29SP | 601031 BRKNGCO3 345 620483 ASTORIA 3 345 1 | P42:345:UMZB:# 7116 #:: CKE IN SD. CKE-GRT BRANCH FAULT & CKE 392 STUCK BKR:EHV: | 0.08713 | Yes
GEN-2024-327 | 01 NORTH | G01 29SP | 620416 TWIN BRKS 3 345 620417 BSSOUTH3 345 1 | P42:345:UMZB:# 7116 #:: CKE IN SD. CKE-GRT BRANCH FAULT & CKE 392 STUCK BKR:EHV: | 0.05124 | Yes
GEN-2024-327 | 01 NORTH | G01 29SP | 661097 ELLENDL345 3 345 661950 ELN345SHNT 3 345 Z | P42:345:UMZB:# 7116 #:: CKE IN SD. CKE-GRT BRANCH FAULT & CKE 392 STUCK BKR:EHV: | 0.05124 | Yes
GEN-2024-327 | 01 NORTH | G01 29SP | 620416 TWIN BRKS 3 345 661950 ELN345SHNT 3 345 1 | P42:345:UMZB:# 7116 #:: CKE IN SD. CKE-GRT BRANCH FAULT & CKE 392 STUCK BKR:EHV: | 0.05124 | Yes
GEN-2024-327 | 01 NORTH | G01 29SP | 601031 BRKNGCO3 345 620483 ASTORIA 3 345 1 | P42:345:UMZB:# 7117 #:: CKE IN SD. CKE-CKW BRANCH FAULT & CKE 192 STUCK BKR:EHV: | 0.08713 | Yes
GEN-2024-327 | 01 NORTH | G01 29SP | 620416 TWIN BRKS 3 345 620417 BSSOUTH3 345 1 | P42:345:UMZB:# 7117 #:: CKE IN SD. CKE-CKW BRANCH FAULT & CKE 192 STUCK BKR:EHV: | 0.05124 | Yes
GEN-2024-327 | 01 NORTH | G01 29SP | 620480 DEUEL CO 3 345 620483 ASTORIA 3 345 1 | P42:345:UMZB:# 7117 #:: CKE IN SD. CKE-CKW BRANCH FAULT & CKE 192 STUCK BKR:EHV: | 0.08568 | Yes
GEN-2024-327 | 01 NORTH | G01 29SP | 661097 ELLENDL345 3 345 661950 ELN345SHNT 3 345 Z | P42:345:UMZB:# 7117 #:: CKE IN SD. CKE-CKW BRANCH FAULT & CKE 192 STUCK BKR:EHV: | 0.05124 | Yes
GEN-2024-327 | 01 NORTH | G01 29SP | 620416 TWIN BRKS 3 345 661950 ELN345SHNT 3 345 1 | P42:345:UMZB:# 7117 #:: CKE IN SD. CKE-CKW BRANCH FAULT & CKE 192 STUCK BKR:EHV: | 0.05124 | Yes
GEN-2024-327 | 01 NORTH | G01 29SP | 601031 BRKNGCO3 345 620483 ASTORIA 3 345 1 | P42:345:UMZB:# 7118 #:: CKE IN SD. CKE-CKW BRANCH FAULT & CKE 392 STUCK BKR:EHV: | 0.08713 | Yes
GEN-2024-327 | 01 NORTH | G01 29SP | 620416 TWIN BRKS 3 345 620417 BSSOUTH3 345 1 | P42:345:UMZB:# 7118 #:: CKE IN SD. CKE-CKW BRANCH FAULT & CKE 392 STUCK BKR:EHV: | 0.05124 | Yes
GEN-2024-327 | 01 NORTH | G01 29SP | 620416 TWIN BRKS 3 345 661950 ELN345SHNT 3 345 1 | P42:345:UMZB:# 7118 #:: CKE IN SD. CKE-CKW BRANCH FAULT & CKE 392 STUCK BKR:EHV: | 0.05124 | Yes
GEN-2024-327 | 01 NORTH | G01 29SP | 601006 SPLT RK3 345 652864 SIOUXCY-LNX3 345 1 | P51:22:KCPL:LACYGNE7:::EHV: | 0.06921 | Yes
GEN-2024-327 | 01 NORTH | G01 29SP | 601067 BISON 3 345 658049 ALXLNRCTRT 345 1 | P54:500:XEL:CHI | 0.06149 | Yes
GEN-2024-327 | 01 NORTH | G01 29SP | 658047 ALEXMRES3 345 658049 ALXLNRCTRT 345 Z1 | P54:500:XEL:CHI | 0.06149 | Yes
GEN-2024-327 | 01 NORTH | G01 29SP | 602057 PEACE GARD 5 230 620379 RUGBY 4 230 1 | P54:500:XEL:CHI | 0.05534 | Yes
GEN-2024-327 | 01 NORTH | G01 29SP | 636000 WEBSTER3 345 636010 LEHIGH 3 345 1 | P55:345:MEC:GARD AVE | 0.05563 | Yes
GEN-2024-327 | 01 NORTH | G01 29SP | 635600 GRIMES 3 345 636003 BEAVER CRK 3 345 1 | P55:345:MEC:GDMEC | 0.05278 | Yes
GEN-2024-327 | 01 NORTH | G01 29SP | 636003 BEAVER CRK 3 345 636010 LEHIGH 3 345 1 | P55:345:MEC:GDMEC | 0.05278 | Yes
GEN-2024-327 | 01 NORTH | G01 29SP | 635200 RAUN 3 345 635398 REMSEN 3 345 1 | P55:345:MEC:IRVINGTON | 0.06721 | Yes
GEN-2024-327 | 01 NORTH | G01 29SP | 635398 REMSEN 3 345 635399 CHEROKEE 3 345 1 | P55:345:MEC:IRVINGTON | 0.06721 | Yes
GEN-2024-327 | 01 NORTH | G01 29SP | 635399 CHEROKEE 3 345 635400 HIGHLAND 3 345 1 | P55:345:MEC:IRVINGTON | 0.06721 | Yes
GEN-2024-327 | 01 NORTH | G01 29SP | 635200 RAUN 3 345 635398 REMSEN 3 345 1 | P55:345:MEC:KOSSUTH | 0.06429 | Yes
GEN-2024-327 | 01 NORTH | G01 29SP | 635398 REMSEN 3 345 635399 CHEROKEE 3 345 1 | P55:345:MEC:KOSSUTH | 0.06429 | Yes
GEN-2024-327 | 01 NORTH | G01 29SP | 635399 CHEROKEE 3 345 635400 HIGHLAND 3 345 1 | P55:345:MEC:KOSSUTH | 0.06429 | Yes
GEN-2024-327 | 01 NORTH | G01 29SP | 631138 LAKEFLD3 345 635368 OBRIEN 3 345 1 | P55:345:MEC:KOSSUTH | 0.06837 | Yes
GEN-2024-327 | 01 NORTH | G01 29SP | 631193 HUNTLEY3 345 631197 LEDYARD3 345 1 | P55:345:MEC:PALO ALTO | 0.06892 | Yes
GEN-2024-327 | 01 NORTH | G01 29SP | 631138 LAKEFLD3 345 635368 OBRIEN 3 345 1 | P55:345:MEC:PALO ALTO | 0.06273 | Yes
GEN-2024-327 | 01 NORTH | G01 29SP | 601002 ADAMS 3 345 615306 GRE-PL VLLY3 345 1 | P55:345:MEC:SUB 93 | 0.05165 | Yes
GEN-2024-327 | 01 NORTH | G01 29SP | 635200 RAUN 3 345 762779 G18-043 TAP 345 1 | P55:345:OPPD:S3458 3::FN13:EHV: | 0.0511 | Yes
GEN-2024-327 | 01 NORTH | G01 29SP | 601006 SPLT RK3 345 652536 WHITE-SRX3 345 1 | P55:345:OPPD:S3458 3::FN13:EHV: | 0.06845 | Yes
GEN-2024-327 | 01 NORTH | G01 29SP | 635018 NORTHBORO 3 345 635570 ORIENT 3 345 1 | P55:345:OPPD:S3458 3::FN13:EHV: | 0.05902 | Yes
GEN-2024-327 | 01 NORTH | G01 29SP | 601006 SPLT RK3 345 652864 SIOUXCY-LNX3 345 1 | P55:345:OPPD:S3458 3::FN13:EHV: | 0.06567 | Yes
GEN-2024-327 | 01 NORTH | G01 29SP | 635017 ATCHISON 3 345 635018 NORTHBORO 3 345 1 | P55:345:OPPD:S3458 3::FN13:EHV: | 0.05902 | Yes
GEN-2024-327 | 01 NORTH | G01 29SP | 635017 ATCHISON 3 345 640139 COOPER 3 345 1 | P55:345:OPPD:S3458 3::FN13:EHV: | 0.05901 | Yes
GEN-2024-327 | 01 NORTH | G01 29SP | 635200 RAUN 3 345 635398 REMSEN 3 345 1 | P55:345:OPPD:S3458 3::FN13:EHV: | 0.05045 | Yes
GEN-2024-327 | 01 NORTH | G01 29SP | 635200 RAUN 3 345 645552 S3452 REACT3 345 1 | P55:345:OPPD:S3458 3::FN13:EHV: | 0.05189 | Yes
GEN-2024-327 | 01 NORTH | G01 29SP | 635398 REMSEN 3 345 635399 CHEROKEE 3 345 1 | P55:345:OPPD:S3458 3::FN13:EHV: | 0.05046 | Yes
GEN-2024-327 | 01 NORTH | G01 29SP | 635399 CHEROKEE 3 345 635400 HIGHLAND 3 345 1 | P55:345:OPPD:S3458 3::FN13:EHV: | 0.05047 | Yes
GEN-2024-327 | 01 NORTH | G01 29SP | 635200 RAUN 3 345 762779 G18-043 TAP 345 1 | P55:345:OPPD:S3740 3::FN13:EHV: | 0.05924 | Yes
GEN-2024-327 | 01 NORTH | G01 29SP | 635200 RAUN 3 345 645552 S3452 REACT3 345 1 | P55:345:OPPD:S3740 3::FN13:EHV: | 0.0603 | Yes
GEN-2024-327 | 01 NORTH | G01 29SP | 601004 WILMART3 345 631193 HUNTLEY3 345 1 | P55:345:XEL:CDL | 0.05714 | Yes
GEN-2024-327 | 01 NORTH | G01 29SP | 601003 PR ISLD3 345 601039 NROC 3 345 1 | P55:345:XEL:HMP2 | 0.07026 | Yes
GEN-2024-327 | 01 NORTH | G01 29SP | 601006 SPLT RK3 345 652536 WHITE-SRX3 345 1 | P55:345:XEL:HNL1 | 0.07581 | Yes
GEN-2024-327 | 01 NORTH | G01 29SP | 601004 WILMART3 345 601072 SHEAS LK3 345 1 | P55:345:XEL:MNN1 | 0.05682 | Yes
GEN-2024-327 | 01 NORTH | G01 29SP | 601050 HELENA 3 345 601072 SHEAS LK3 345 1 | P55:345:XEL:MNN1 | 0.05732 | Yes
GEN-2024-327 | 01 NORTH | G01 29SP | 601067 BISON 3 345 658049 ALXLNRCTRT 345 1 | P55:345:XEL:MNN1 | 0.05152 | Yes
GEN-2024-327 | 01 NORTH | G01 29SP | 658047 ALEXMRES3 345 658049 ALXLNRCTRT 345 Z1 | P55:345:XEL:MNN1 | 0.05152 | Yes
GEN-2024-327 | 01 NORTH | G01 29SP | 601039 NROC 3 345 613060 BYRON 3 345 1 | P55:345:XEL:MNN1 | 0.0526 | Yes
GEN-2024-327 | 01 NORTH | G01 29SP | 601039 NROC 3 345 601051 HMPT CNR3 345 1 | P55:345:XEL:NRH1 | 0.05379 | Yes
GEN-2024-327 | 01 NORTH | G01 29SP | 601005 ELM CRK3 345 601022 PARKERS3 345 1 | P55:345:XEL:PRI1 | 0.05308 | Yes
GEN-2024-327 | 01 NORTH | G01 29SP | 601001 FORBES 2 500 601013 ROSEAUS2 500 1 | P55:345:XEL:PRI1 | 0.06259 | Yes
GEN-2024-327 | 01 NORTH | G01 29SP | 601013 ROSEAUS2 500 601038 ROSEAUM 2 500 1 | P55:345:XEL:PRI1 | 0.06259 | Yes
GEN-2024-327 | 01 NORTH | G01 29SP | 601012 ROSEAUN2 500 667501 RIEL 2 500 1 | P55:345:XEL:PRI1 | 0.06259 | Yes
GEN-2024-327 | 01 NORTH | G01 29SP | 601012 ROSEAUN2 500 601038 ROSEAUM 2 500 1 | P55:345:XEL:PRI1 | 0.06259 | Yes
GEN-2024-327 | 01 NORTH | G01 29SP | 601004 WILMART3 345 601072 SHEAS LK3 345 1 | P55:345:XEL:PRI1 | 0.05779 | Yes
GEN-2024-327 | 01 NORTH | G01 29SP | 601001 FORBES 2 500 601017 CHIS-N 2 500 1 | P55:345:XEL:PRI1 | 0.07868 | Yes
GEN-2024-327 | 01 NORTH | G01 29SP | 601050 HELENA 3 345 601072 SHEAS LK3 345 1 | P55:345:XEL:PRI1 | 0.05829 | Yes
GEN-2024-327 | 01 NORTH | G01 29SP | 601016 CHIS CO2 500 601017 CHIS-N 2 500 1 | P55:345:XEL:PRI1 | 0.07868 | Yes
GEN-2024-327 | 01 NORTH | G01 29SP | 613060 BYRON 3 345 615306 GRE-PL VLLY3 345 1 | P55:345:XEL:PRI1 | 0.05126 | Yes
GEN-2024-327 | 01 NORTH | G01 29SP | 635368 OBRIEN 3 345 635400 HIGHLAND 3 345 1 | P55:345:XEL:PRI1 | 0.05709 | Yes
GEN-2024-327 | 01 NORTH | G01 29SP | 601039 NROC 3 345 613060 BYRON 3 345 1 | P55:345:XEL:PRI1 | 0.05227 | Yes
GEN-2024-327 | 01 NORTH | G01 29SP | 635200 RAUN 3 345 652564 SIOUXCY3 345 1 | P55:345:XEL:PRI1 | 0.07689 | Yes
GEN-2024-327 | 01 NORTH | G01 29SP | 601067 BISON 3 345 658049 ALXLNRCTRT 345 1 | P55:345:XEL:PRI1 | 0.05491 | Yes
GEN-2024-327 | 01 NORTH | G01 29SP | 658047 ALEXMRES3 345 658049 ALXLNRCTRT 345 Z1 | P55:345:XEL:PRI1 | 0.05491 | Yes
GEN-2024-327 | 01 NORTH | G01 29SP | 601004 WILMART3 345 631193 HUNTLEY3 345 1 | P55:345:XEL:PRI1 | 0.05031 | Yes
GEN-2024-327 | 01 NORTH | G01 29SP | 631138 LAKEFLD3 345 635368 OBRIEN 3 345 1 | P55:345:XEL:PRI1 | 0.06638 | Yes
GEN-2024-327 | 01 NORTH | G01 29SP | 601002 ADAMS 3 345 615306 GRE-PL VLLY3 345 1 | P55:345:XEL:PRI1 | 0.05222 | Yes
GEN-2024-327 | 01 NORTH | G01 29SP | 631193 HUNTLEY3 345 631197 LEDYARD3 345 1 | P55:345:XEL:PRI1 | 0.0658 | Yes
GEN-2024-327 | 01 NORTH | G01 29SP | 601006 SPLT RK3 345 652536 WHITE-SRX3 345 1 | P55:345:XEL:SBL BUS 1 | 0.07583 | Yes
GEN-2024-327 | 01 NORTH | G01 29SP | 608422 IRONRNG2 500 996492 IRRNTR1 230 1 | 601001 FORBES 2 500 601013 ROSEAUS2 500 1 | 0.06494 | Yes
GEN-2024-327 | 01 NORTH | G01 29SP | 608622 IRONRNG4 230 996492 IRRNTR1 230 1 | 601001 FORBES 2 500 601013 ROSEAUS2 500 1 | 0.06494 | Yes
GEN-2024-327 | 01 NORTH | G01 29SP | 608410 WARRVRN2 500 608411 WARRVRM2 500 1 | 601001 FORBES 2 500 601013 ROSEAUS2 500 1 | 0.06494 | Yes
GEN-2024-327 | 01 NORTH | G01 29SP | 608411 WARRVRM2 500 608412 WARRVRS2 500 1 | 601001 FORBES 2 500 601013 ROSEAUS2 500 1 | 0.06494 | Yes
GEN-2024-327 | 01 NORTH | G01 29SP | 608412 WARRVRS2 500 608423 IRRN-RX2 500 1 | 601001 FORBES 2 500 601013 ROSEAUS2 500 1 | 0.06494 | Yes
GEN-2024-327 | 01 NORTH | G01 29SP | 608410 WARRVRN2 500 667500 DORSEY 2 500 1 | 601001 FORBES 2 500 601013 ROSEAUS2 500 1 | 0.06494 | Yes
GEN-2024-327 | 01 NORTH | G01 29SP | 608422 IRONRNG2 500 608423 IRRN-RX2 500 Z | 601001 FORBES 2 500 601013 ROSEAUS2 500 1 | 0.06494 | Yes
GEN-2024-327 | 01 NORTH | G01 29SP | 620279 RUGBY OTP 7 115 652452 RUGBY 7 115 1 | 601001 FORBES 2 500 601013 ROSEAUS2 500 1 | 0.05516 | Yes
GEN-2024-327 | 01 NORTH | G01 29SP | 602057 PEACE GARD 5 230 620379 RUGBY 4 230 1 | 601001 FORBES 2 500 601013 ROSEAUS2 500 1 | 0.05593 | Yes
GEN-2024-327 | 01 NORTH | G01 29SP | 601067 BISON 3 345 658049 ALXLNRCTRT 345 1 | 601001 FORBES 2 500 601017 CHIS-N 2 500 1 | 0.06149 | Yes
GEN-2024-327 | 01 NORTH | G01 29SP | 658047 ALEXMRES3 345 658049 ALXLNRCTRT 345 Z1 | 601001 FORBES 2 500 601017 CHIS-N 2 500 1 | 0.06149 | Yes
GEN-2024-327 | 01 NORTH | G01 29SP | 602057 PEACE GARD 5 230 620379 RUGBY 4 230 1 | 601001 FORBES 2 500 601017 CHIS-N 2 500 1 | 0.05534 | Yes
GEN-2024-327 | 01 NORTH | G01 29SP | 601003 PR ISLD3 345 601039 NROC 3 345 1 | 601004 WILMART3 345 601039 NROC 3 345 1 | 0.05291 | Yes
GEN-2024-327 | 01 NORTH | G01 29SP | 601004 WILMART3 345 601072 SHEAS LK3 345 1 | 601004 WILMART3 345 601039 NROC 3 345 1 | 0.05891 | Yes
GEN-2024-327 | 01 NORTH | G01 29SP | 601050 HELENA 3 345 601072 SHEAS LK3 345 1 | 601004 WILMART3 345 601039 NROC 3 345 1 | 0.05946 | Yes
GEN-2024-327 | 01 NORTH | G01 29SP | 620369 JAMESTN3 345 657791 CENTER 3 345 1 | 601012 ROSEAUN2 500 601038 ROSEAUM 2 500 1 | 0.09315 | Yes
GEN-2024-327 | 01 NORTH | G01 29SP | 608422 IRONRNG2 500 996492 IRRNTR1 230 1 | 601012 ROSEAUN2 500 601038 ROSEAUM 2 500 1 | 0.06494 | Yes
GEN-2024-327 | 01 NORTH | G01 29SP | 608622 IRONRNG4 230 996492 IRRNTR1 230 1 | 601012 ROSEAUN2 500 601038 ROSEAUM 2 500 1 | 0.06494 | Yes
GEN-2024-327 | 01 NORTH | G01 29SP | 608410 WARRVRN2 500 608411 WARRVRM2 500 1 | 601012 ROSEAUN2 500 601038 ROSEAUM 2 500 1 | 0.06494 | Yes
GEN-2024-327 | 01 NORTH | G01 29SP | 608411 WARRVRM2 500 608412 WARRVRS2 500 1 | 601012 ROSEAUN2 500 601038 ROSEAUM 2 500 1 | 0.06494 | Yes
GEN-2024-327 | 01 NORTH | G01 29SP | 608412 WARRVRS2 500 608423 IRRN-RX2 500 1 | 601012 ROSEAUN2 500 601038 ROSEAUM 2 500 1 | 0.06494 | Yes
GEN-2024-327 | 01 NORTH | G01 29SP | 608410 WARRVRN2 500 667500 DORSEY 2 500 1 | 601012 ROSEAUN2 500 601038 ROSEAUM 2 500 1 | 0.06494 | Yes
GEN-2024-327 | 01 NORTH | G01 29SP | 608422 IRONRNG2 500 608423 IRRN-RX2 500 Z | 601012 ROSEAUN2 500 601038 ROSEAUM 2 500 1 | 0.06494 | Yes
GEN-2024-327 | 01 NORTH | G01 29SP | 620279 RUGBY OTP 7 115 652452 RUGBY 7 115 1 | 601012 ROSEAUN2 500 601038 ROSEAUM 2 500 1 | 0.05516 | Yes
GEN-2024-327 | 01 NORTH | G01 29SP | 602057 PEACE GARD 5 230 620379 RUGBY 4 230 1 | 601012 ROSEAUN2 500 601038 ROSEAUM 2 500 1 | 0.05593 | Yes
GEN-2024-327 | 01 NORTH | G01 29SP | 608422 IRONRNG2 500 996492 IRRNTR1 230 1 | 601013 ROSEAUS2 500 601038 ROSEAUM 2 500 1 | 0.06494 | Yes
GEN-2024-327 | 01 NORTH | G01 29SP | 608622 IRONRNG4 230 996492 IRRNTR1 230 1 | 601013 ROSEAUS2 500 601038 ROSEAUM 2 500 1 | 0.06494 | Yes
GEN-2024-327 | 01 NORTH | G01 29SP | 608410 WARRVRN2 500 608411 WARRVRM2 500 1 | 601013 ROSEAUS2 500 601038 ROSEAUM 2 500 1 | 0.06494 | Yes
GEN-2024-327 | 01 NORTH | G01 29SP | 608411 WARRVRM2 500 608412 WARRVRS2 500 1 | 601013 ROSEAUS2 500 601038 ROSEAUM 2 500 1 | 0.06494 | Yes
GEN-2024-327 | 01 NORTH | G01 29SP | 608412 WARRVRS2 500 608423 IRRN-RX2 500 1 | 601013 ROSEAUS2 500 601038 ROSEAUM 2 500 1 | 0.06494 | Yes
GEN-2024-327 | 01 NORTH | G01 29SP | 608410 WARRVRN2 500 667500 DORSEY 2 500 1 | 601013 ROSEAUS2 500 601038 ROSEAUM 2 500 1 | 0.06494 | Yes
GEN-2024-327 | 01 NORTH | G01 29SP | 608422 IRONRNG2 500 608423 IRRN-RX2 500 Z | 601013 ROSEAUS2 500 601038 ROSEAUM 2 500 1 | 0.06494 | Yes
GEN-2024-327 | 01 NORTH | G01 29SP | 620279 RUGBY OTP 7 115 652452 RUGBY 7 115 1 | 601013 ROSEAUS2 500 601038 ROSEAUM 2 500 1 | 0.05516 | Yes
GEN-2024-327 | 01 NORTH | G01 29SP | 602057 PEACE GARD 5 230 620379 RUGBY 4 230 1 | 601013 ROSEAUS2 500 601038 ROSEAUM 2 500 1 | 0.05593 | Yes
GEN-2024-327 | 01 NORTH | G01 29SP | 601067 BISON 3 345 658049 ALXLNRCTRT 345 1 | 601016 CHIS CO2 500 601017 CHIS-N 2 500 1 | 0.06149 | Yes
GEN-2024-327 | 01 NORTH | G01 29SP | 658047 ALEXMRES3 345 658049 ALXLNRCTRT 345 Z1 | 601016 CHIS CO2 500 601017 CHIS-N 2 500 1 | 0.06149 | Yes
GEN-2024-327 | 01 NORTH | G01 29SP | 602057 PEACE GARD 5 230 620379 RUGBY 4 230 1 | 601016 CHIS CO2 500 601017 CHIS-N 2 500 1 | 0.05534 | Yes
GEN-2024-327 | 01 NORTH | G01 29SP | 601006 SPLT RK3 345 652536 WHITE-SRX3 345 1 | 601031 BRKNGCO3 345 601077 HAWKSNEST 3 345 1 | 0.07581 | Yes
GEN-2024-327 | 01 NORTH | G01 29SP | 601006 SPLT RK3 345 652536 WHITE-SRX3 345 1 | 601031 BRKNGCO3 345 601087 STEEP BK LK3 345 2 | 0.07583 | Yes
GEN-2024-327 | 01 NORTH | G01 29SP | 601006 SPLT RK3 345 652864 SIOUXCY-LNX3 345 1 | 601034 NOBLES 3 345 631138 LAKEFLD3 345 1 | 0.07441 | Yes
GEN-2024-327 | 01 NORTH | G01 29SP | 601048 LYON CO 3 345 631138 LAKEFLD3 345 1 | 601034 NOBLES 3 345 631138 LAKEFLD3 345 1 | 0.06795 | Yes
GEN-2024-327 | 01 NORTH | G01 29SP | 631139 HAZLTON3 345 631270 LASALLE 3 345 1 | 601039 NROC 3 345 601083 TREMVAL3 345 1 | 0.05274 | Yes
GEN-2024-327 | 01 NORTH | G01 29SP | 631144 MITCHLCO3 345 631270 LASALLE 3 345 1 | 601039 NROC 3 345 601083 TREMVAL3 345 1 | 0.05274 | Yes
GEN-2024-327 | 01 NORTH | G01 29SP | 601002 ADAMS 3 345 631144 MITCHLCO3 345 1 | 601039 NROC 3 345 601083 TREMVAL3 345 1 | 0.05274 | Yes
GEN-2024-327 | 01 NORTH | G01 29SP | 601002 ADAMS 3 345 615306 GRE-PL VLLY3 345 1 | 601039 NROC 3 345 601083 TREMVAL3 345 1 | 0.05483 | Yes
GEN-2024-327 | 01 NORTH | G01 29SP | 601006 SPLT RK3 345 652536 WHITE-SRX3 345 1 | 601048 LYON CO 3 345 601087 STEEP BK LK3 345 2 | 0.07583 | Yes
GEN-2024-327 | 01 NORTH | G01 29SP | 601006 SPLT RK3 345 652536 WHITE-SRX3 345 1 | 601048 LYON CO 3 345 631138 LAKEFLD3 345 1 | 0.08527 | Yes
GEN-2024-327 | 01 NORTH | G01 29SP | 601048 LYON CO 3 345 631138 LAKEFLD3 345 1 | 601050 HELENA 3 345 615646 GRE-CDRMTH13 345 1 | 0.06615 | Yes
GEN-2024-327 | 01 NORTH | G01 29SP | 601048 LYON CO 3 345 631138 LAKEFLD3 345 1 | 601050 HELENA 3 345 615647 GRE-CDRMTH23 345 2 | 0.06617 | Yes
GEN-2024-327 | 01 NORTH | G01 29SP | 631139 HAZLTON3 345 631270 LASALLE 3 345 1 | 601083 TREMVAL3 345 694098 NMA B5 345 345 1 | 0.05745 | Yes
GEN-2024-327 | 01 NORTH | G01 29SP | 631144 MITCHLCO3 345 631270 LASALLE 3 345 1 | 601083 TREMVAL3 345 694098 NMA B5 345 345 1 | 0.05745 | Yes
GEN-2024-327 | 01 NORTH | G01 29SP | 601002 ADAMS 3 345 631144 MITCHLCO3 345 1 | 601083 TREMVAL3 345 694098 NMA B5 345 345 1 | 0.05745 | Yes
GEN-2024-327 | 01 NORTH | G01 29SP | 601002 ADAMS 3 345 615306 GRE-PL VLLY3 345 1 | 601083 TREMVAL3 345 694098 NMA B5 345 345 1 | 0.05911 | Yes
GEN-2024-327 | 01 NORTH | G01 29SP | 603022 SOURIS 7 115 603023 MALLARD7 115 1 | 602052 MAGIC CITY 4 230 3WXFMR MAGICCTY TR7 7 | 0.08085 | Yes
GEN-2024-327 | 01 NORTH | G01 29SP | 605634 VELVA TAP 115 615348 GRE-MCHENRY7 115 1 | 602052 MAGIC CITY 4 230 3WXFMR MAGICCTY TR7 7 | 0.08085 | Yes
GEN-2024-327 | 01 NORTH | G01 29SP | 615347 GRE-MCHENRY4 230 996453 615:6600412 115 1 | 602052 MAGIC CITY 4 230 3WXFMR MAGICCTY TR7 7 | 0.06051 | Yes
GEN-2024-327 | 01 NORTH | G01 29SP | 615348 GRE-MCHENRY7 115 996453 615:6600412 115 1 | 602052 MAGIC CITY 4 230 3WXFMR MAGICCTY TR7 7 | 0.06051 | Yes
GEN-2024-327 | 01 NORTH | G01 29SP | 603270 MAGIC CITY 7 115 605634 VELVA TAP 115 1 | 602052 MAGIC CITY 4 230 3WXFMR MAGICCTY TR7 7 | 0.08085 | Yes
GEN-2024-327 | 01 NORTH | G01 29SP | 601002 ADAMS 3 345 615306 GRE-PL VLLY3 345 1 | 606027 J1072 COL 34.5 601090 J1072 SUB 345 1 | 0.05268 | Yes
GEN-2024-327 | 01 NORTH | G01 29SP | 620369 JAMESTN3 345 657791 CENTER 3 345 1 | 608607 NELSNLK4 230 615901 GRE-STANTON4 230 1 | 0.06944 | Yes
GEN-2024-327 | 01 NORTH | G01 29SP | 603023 MALLARD7 115 652440 NELSON 7 115 1 | 608607 NELSNLK4 230 615901 GRE-STANTON4 230 1 | 0.05891 | Yes
GEN-2024-327 | 01 NORTH | G01 29SP | 603022 SOURIS 7 115 603023 MALLARD7 115 1 | 608607 NELSNLK4 230 615901 GRE-STANTON4 230 1 | 0.09957 | Yes
GEN-2024-327 | 01 NORTH | G01 29SP | 602057 PEACE GARD 5 230 620379 RUGBY 4 230 1 | 608607 NELSNLK4 230 615901 GRE-STANTON4 230 1 | 0.06851 | Yes
GEN-2024-327 | 01 NORTH | G01 29SP | 620279 RUGBY OTP 7 115 652452 RUGBY 7 115 1 | 615335 GRE-RAMSEY 4 230 3WXFMR 615:G3016-01 1 | 0.05729 | Yes
GEN-2024-327 | 01 NORTH | G01 29SP | 602057 PEACE GARD 5 230 667085 G82RPHT1 230 1 | 615335 GRE-RAMSEY 4 230 615907 GRE-RMSYCB24 230 Z | 0.06656 | Yes
GEN-2024-327 | 01 NORTH | G01 29SP | 620279 RUGBY OTP 7 115 652452 RUGBY 7 115 1 | 615336 GRE-RAMSEY 7 115 620265 DEVLS LK E7 115 1 | 0.05729 | Yes
GEN-2024-327 | 01 NORTH | G01 29SP | 615347 GRE-MCHENRY4 230 615900 GRE-COAL TP4 230 1 | 615903 GRE-BALTA 4 230 620290 HARVEY 4 230 1 | 0.05349 | Yes
GEN-2024-327 | 01 NORTH | G01 29SP | 602057 PEACE GARD 5 230 667085 G82RPHT1 230 1 | 615907 GRE-RMSYCB24 230 615908 GRE-RMSYCB14 230 Z | 0.06656 | Yes
GEN-2024-327 | 01 NORTH | G01 29SP | 602057 PEACE GARD 5 230 667085 G82RPHT1 230 1 | 615908 GRE-RMSYCB14 230 615912 GRE-FLICKRT4 230 1 | 0.06656 | Yes
GEN-2024-327 | 01 NORTH | G01 29SP | 602057 PEACE GARD 5 230 667085 G82RPHT1 230 1 | 615912 GRE-FLICKRT4 230 657755 PRAIRIE4 230 1 | 0.06656 | Yes
GEN-2024-327 | 01 NORTH | G01 29SP | 620480 DEUEL CO 3 345 620483 ASTORIA 3 345 1 | 620314 BIGSTON4 230 3WXFMR 620:BIG STONE 230- 2 | 0.07588 | Yes
GEN-2024-327 | 01 NORTH | G01 29SP | 620417 BSSOUTH3 345 620480 DEUEL CO 3 345 1 | 620314 BIGSTON4 230 3WXFMR 620:BIG STONE 230- 2 | 0.07588 | Yes
GEN-2024-327 | 01 NORTH | G01 29SP | 620358 BUFFALO3 345 620369 JAMESTN3 345 1 | 620369 JAMESTN3 345 620769 JMS SHUNT 3 345 Z | 0.07988 | Yes
GEN-2024-327 | 01 NORTH | G01 29SP | 601067 BISON 3 345 620358 BUFFALO3 345 1 | 620369 JAMESTN3 345 620769 JMS SHUNT 3 345 Z | 0.07867 | Yes
GEN-2024-327 | 01 NORTH | G01 29SP | 601031 BRKNGCO3 345 620483 ASTORIA 3 345 1 | 620417 BSSOUTH3 345 620427 HANKINSON 3 345 1 | 0.06248 | Yes
GEN-2024-327 | 01 NORTH | G01 29SP | 620480 DEUEL CO 3 345 620483 ASTORIA 3 345 1 | 620417 BSSOUTH3 345 620427 HANKINSON 3 345 1 | 0.06113 | Yes
GEN-2024-327 | 01 NORTH | G01 29SP | 620417 BSSOUTH3 345 620480 DEUEL CO 3 345 1 | 620417 BSSOUTH3 345 620427 HANKINSON 3 345 1 | 0.06113 | Yes
GEN-2024-327 | 01 NORTH | G01 29SP | 620480 DEUEL CO 3 345 620483 ASTORIA 3 345 1 | 620482 J510 ASTOR 3 345 620083 J510 ASTORG1 21.0 1 | 0.07314 | Yes
GEN-2024-327 | 01 NORTH | G01 29SP | 620417 BSSOUTH3 345 620480 DEUEL CO 3 345 1 | 620482 J510 ASTOR 3 345 620083 J510 ASTORG1 21.0 1 | 0.07314 | Yes
GEN-2024-327 | 01 NORTH | G01 29SP | 601002 ADAMS 3 345 631144 MITCHLCO3 345 1 | 627027 PIONR PR2 3 345 631144 MITCHLCO3 345 1 | 0.05109 | Yes
GEN-2024-327 | 01 NORTH | G01 29SP | 635999 IRVINGTON3 345 636000 WEBSTER3 345 1 | 627062 BISON 3 345 627217 BLUEBILL3 345 1 | 0.05831 | Yes
GEN-2024-327 | 01 NORTH | G01 29SP | 635369 KOSSUTH 3 345 635999 IRVINGTON3 345 1 | 627062 BISON 3 345 627217 BLUEBILL3 345 1 | 0.05831 | Yes
GEN-2024-327 | 01 NORTH | G01 29SP | 635999 IRVINGTON3 345 636000 WEBSTER3 345 1 | 627217 BLUEBILL3 345 631198 COLBY3 345 1 | 0.05831 | Yes
GEN-2024-327 | 01 NORTH | G01 29SP | 635369 KOSSUTH 3 345 635999 IRVINGTON3 345 1 | 627217 BLUEBILL3 345 631198 COLBY3 345 1 | 0.05831 | Yes
GEN-2024-327 | 01 NORTH | G01 29SP | 631197 LEDYARD3 345 635369 KOSSUTH 3 345 1 | 627217 BLUEBILL3 345 631198 COLBY3 345 1 | 0.05447 | Yes
GEN-2024-327 | 01 NORTH | G01 29SP | 631193 HUNTLEY3 345 631197 LEDYARD3 345 1 | 627217 BLUEBILL3 345 631198 COLBY3 345 1 | 0.05447 | Yes
GEN-2024-327 | 01 NORTH | G01 29SP | 631139 HAZLTON3 345 631270 LASALLE 3 345 1 | 629074 ARNOLD1G 22.0 631088 ARNOLD 5 161 1 | 0.05109 | Yes
GEN-2024-327 | 01 NORTH | G01 29SP | 631144 MITCHLCO3 345 631270 LASALLE 3 345 1 | 629074 ARNOLD1G 22.0 631088 ARNOLD 5 161 1 | 0.05109 | Yes
GEN-2024-327 | 01 NORTH | G01 29SP | 601002 ADAMS 3 345 631144 MITCHLCO3 345 1 | 629074 ARNOLD1G 22.0 631088 ARNOLD 5 161 1 | 0.05109 | Yes
GEN-2024-327 | 01 NORTH | G01 29SP | 601002 ADAMS 3 345 615306 GRE-PL VLLY3 345 1 | 629074 ARNOLD1G 22.0 631088 ARNOLD 5 161 1 | 0.05268 | Yes
GEN-2024-327 | 01 NORTH | G01 29SP | 631139 HAZLTON3 345 631270 LASALLE 3 345 1 | 631139 HAZLTON3 345 636199 BLACKHAWK 3 345 1 | 0.0526 | Yes
GEN-2024-327 | 01 NORTH | G01 29SP | 631144 MITCHLCO3 345 631270 LASALLE 3 345 1 | 631139 HAZLTON3 345 636199 BLACKHAWK 3 345 1 | 0.0526 | Yes
GEN-2024-327 | 01 NORTH | G01 29SP | 601002 ADAMS 3 345 631144 MITCHLCO3 345 1 | 631139 HAZLTON3 345 636199 BLACKHAWK 3 345 1 | 0.0526 | Yes
GEN-2024-327 | 01 NORTH | G01 29SP | 631193 HUNTLEY3 345 631197 LEDYARD3 345 1 | 631144 MITCHLCO3 345 631270 LASALLE 3 345 1 | 0.07379 | Yes
GEN-2024-327 | 01 NORTH | G01 29SP | 635999 IRVINGTON3 345 636000 WEBSTER3 345 1 | 631198 COLBY3 345 631199 KILLDEER3 345 1 | 0.05589 | Yes
GEN-2024-327 | 01 NORTH | G01 29SP | 635369 KOSSUTH 3 345 635999 IRVINGTON3 345 1 | 631198 COLBY3 345 631199 KILLDEER3 345 1 | 0.05589 | Yes
GEN-2024-327 | 01 NORTH | G01 29SP | 635999 IRVINGTON3 345 636000 WEBSTER3 345 1 | 631199 KILLDEER3 345 631206 QUINN3 345 1 | 0.0577 | Yes
GEN-2024-327 | 01 NORTH | G01 29SP | 635369 KOSSUTH 3 345 635999 IRVINGTON3 345 1 | 631199 KILLDEER3 345 631206 QUINN3 345 1 | 0.0577 | Yes
GEN-2024-327 | 01 NORTH | G01 29SP | 631139 HAZLTON3 345 631270 LASALLE 3 345 1 | 631206 QUINN3 345 636197 N FRANKLIN 3 345 1 | 0.05471 | Yes
GEN-2024-327 | 01 NORTH | G01 29SP | 635999 IRVINGTON3 345 636000 WEBSTER3 345 1 | 631206 QUINN3 345 636197 N FRANKLIN 3 345 1 | 0.0577 | Yes
GEN-2024-327 | 01 NORTH | G01 29SP | 631144 MITCHLCO3 345 631270 LASALLE 3 345 1 | 631206 QUINN3 345 636197 N FRANKLIN 3 345 1 | 0.05471 | Yes
GEN-2024-327 | 01 NORTH | G01 29SP | 635369 KOSSUTH 3 345 635999 IRVINGTON3 345 1 | 631206 QUINN3 345 636197 N FRANKLIN 3 345 1 | 0.0577 | Yes
GEN-2024-327 | 01 NORTH | G01 29SP | 601002 ADAMS 3 345 631144 MITCHLCO3 345 1 | 631206 QUINN3 345 636197 N FRANKLIN 3 345 1 | 0.05471 | Yes
GEN-2024-327 | 01 NORTH | G01 29SP | 635200 RAUN 3 345 762779 G18-043 TAP 345 1 | 635200 RAUN 3 345 645552 S3452 REACT3 345 1 | 0.08862 | Yes
GEN-2024-327 | 01 NORTH | G01 29SP | 635200 RAUN 3 345 645552 S3452 REACT3 345 1 | 635200 RAUN 3 345 762779 G18-043 TAP 345 1 | 0.0892 | Yes
GEN-2024-327 | 01 NORTH | G01 29SP | 635200 RAUN 3 345 652564 SIOUXCY3 345 1 | 635200 RAUN 3 345 762779 G18-043 TAP 345 1 | 0.06756 | Yes
GEN-2024-327 | 01 NORTH | G01 29SP | 636000 WEBSTER3 345 636010 LEHIGH 3 345 1 | 635219 GARD AVE 3 345 636017 LEHIGH GARX3 345 1 | 0.05563 | Yes
GEN-2024-327 | 01 NORTH | G01 29SP | 635368 OBRIEN 3 345 635400 HIGHLAND 3 345 1 | 635219 GARD AVE 3 345 636017 LEHIGH GARX3 345 1 | 0.05876 | Yes
GEN-2024-327 | 01 NORTH | G01 29SP | 635200 RAUN 3 345 635398 REMSEN 3 345 1 | 635369 KOSSUTH 3 345 635425 PALO ALTO 3 345 1 | 0.05928 | Yes
GEN-2024-327 | 01 NORTH | G01 29SP | 631138 LAKEFLD3 345 635368 OBRIEN 3 345 1 | 635369 KOSSUTH 3 345 635425 PALO ALTO 3 345 1 | 0.06273 | Yes
GEN-2024-327 | 01 NORTH | G01 29SP | 635398 REMSEN 3 345 635399 CHEROKEE 3 345 1 | 635369 KOSSUTH 3 345 635425 PALO ALTO 3 345 1 | 0.05928 | Yes
GEN-2024-327 | 01 NORTH | G01 29SP | 635399 CHEROKEE 3 345 635400 HIGHLAND 3 345 1 | 635369 KOSSUTH 3 345 635425 PALO ALTO 3 345 1 | 0.05928 | Yes
GEN-2024-327 | 01 NORTH | G01 29SP | 631193 HUNTLEY3 345 631197 LEDYARD3 345 1 | 635369 KOSSUTH 3 345 635425 PALO ALTO 3 345 1 | 0.06892 | Yes
GEN-2024-327 | 01 NORTH | G01 29SP | 631138 LAKEFLD3 345 635368 OBRIEN 3 345 1 | 635419 TRUMBULL LK3 345 635425 PALO ALTO 3 345 1 | 0.06273 | Yes
GEN-2024-327 | 01 NORTH | G01 29SP | 631193 HUNTLEY3 345 631197 LEDYARD3 345 1 | 635419 TRUMBULL LK3 345 635425 PALO ALTO 3 345 1 | 0.06892 | Yes
GEN-2024-327 | 01 NORTH | G01 29SP | 631139 HAZLTON3 345 631270 LASALLE 3 345 1 | 635999 IRVINGTON3 345 636000 WEBSTER3 345 1 | 0.055 | Yes
GEN-2024-327 | 01 NORTH | G01 29SP | 635200 RAUN 3 345 635398 REMSEN 3 345 1 | 635999 IRVINGTON3 345 636000 WEBSTER3 345 1 | 0.06721 | Yes
GEN-2024-327 | 01 NORTH | G01 29SP | 631144 MITCHLCO3 345 631270 LASALLE 3 345 1 | 635999 IRVINGTON3 345 636000 WEBSTER3 345 1 | 0.055 | Yes
GEN-2024-327 | 01 NORTH | G01 29SP | 601002 ADAMS 3 345 631144 MITCHLCO3 345 1 | 635999 IRVINGTON3 345 636000 WEBSTER3 345 1 | 0.055 | Yes
GEN-2024-327 | 01 NORTH | G01 29SP | 635398 REMSEN 3 345 635399 CHEROKEE 3 345 1 | 635999 IRVINGTON3 345 636000 WEBSTER3 345 1 | 0.06721 | Yes
GEN-2024-327 | 01 NORTH | G01 29SP | 635399 CHEROKEE 3 345 635400 HIGHLAND 3 345 1 | 635999 IRVINGTON3 345 636000 WEBSTER3 345 1 | 0.06721 | Yes
GEN-2024-327 | 01 NORTH | G01 29SP | 636000 WEBSTER3 345 636010 LEHIGH 3 345 1 | 636010 LEHIGH 3 345 636017 LEHIGH GARX3 345 Z | 0.05563 | Yes
GEN-2024-327 | 01 NORTH | G01 29SP | 635200 RAUN 3 345 652564 SIOUXCY3 345 1 | 636010 LEHIGH 3 345 636017 LEHIGH GARX3 345 Z | 0.07841 | Yes
GEN-2024-327 | 01 NORTH | G01 29SP | 635368 OBRIEN 3 345 635400 HIGHLAND 3 345 1 | 636010 LEHIGH 3 345 636017 LEHIGH GARX3 345 Z | 0.05876 | Yes
GEN-2024-327 | 01 NORTH | G01 29SP | 635600 GRIMES 3 345 636003 BEAVER CRK 3 345 1 | 636197 N FRANKLIN 3 345 636198 BLCKHWKRX 3 345 1 | 0.05502 | Yes
GEN-2024-327 | 01 NORTH | G01 29SP | 631139 HAZLTON3 345 631270 LASALLE 3 345 1 | 636197 N FRANKLIN 3 345 636198 BLCKHWKRX 3 345 1 | 0.05356 | Yes
GEN-2024-327 | 01 NORTH | G01 29SP | 636003 BEAVER CRK 3 345 636010 LEHIGH 3 345 1 | 636197 N FRANKLIN 3 345 636198 BLCKHWKRX 3 345 1 | 0.05502 | Yes
GEN-2024-327 | 01 NORTH | G01 29SP | 631144 MITCHLCO3 345 631270 LASALLE 3 345 1 | 636197 N FRANKLIN 3 345 636198 BLCKHWKRX 3 345 1 | 0.05356 | Yes
GEN-2024-327 | 01 NORTH | G01 29SP | 601002 ADAMS 3 345 631144 MITCHLCO3 345 1 | 636197 N FRANKLIN 3 345 636198 BLCKHWKRX 3 345 1 | 0.05356 | Yes
GEN-2024-327 | 01 NORTH | G01 29SP | 601002 ADAMS 3 345 615306 GRE-PL VLLY3 345 1 | 636197 N FRANKLIN 3 345 636198 BLCKHWKRX 3 345 1 | 0.05436 | Yes
GEN-2024-327 | 01 NORTH | G01 29SP | 635600 GRIMES 3 345 636003 BEAVER CRK 3 345 1 | 636198 BLCKHWKRX 3 345 636199 BLACKHAWK 3 345 Z | 0.05502 | Yes
GEN-2024-327 | 01 NORTH | G01 29SP | 631139 HAZLTON3 345 631270 LASALLE 3 345 1 | 636198 BLCKHWKRX 3 345 636199 BLACKHAWK 3 345 Z | 0.05356 | Yes
GEN-2024-327 | 01 NORTH | G01 29SP | 636003 BEAVER CRK 3 345 636010 LEHIGH 3 345 1 | 636198 BLCKHWKRX 3 345 636199 BLACKHAWK 3 345 Z | 0.05502 | Yes
GEN-2024-327 | 01 NORTH | G01 29SP | 631144 MITCHLCO3 345 631270 LASALLE 3 345 1 | 636198 BLCKHWKRX 3 345 636199 BLACKHAWK 3 345 Z | 0.05356 | Yes
GEN-2024-327 | 01 NORTH | G01 29SP | 601002 ADAMS 3 345 631144 MITCHLCO3 345 1 | 636198 BLCKHWKRX 3 345 636199 BLACKHAWK 3 345 Z | 0.05356 | Yes
GEN-2024-327 | 01 NORTH | G01 29SP | 601002 ADAMS 3 345 615306 GRE-PL VLLY3 345 1 | 636198 BLCKHWKRX 3 345 636199 BLACKHAWK 3 345 Z | 0.05436 | Yes
GEN-2024-327 | 01 NORTH | G01 29SP | 635200 RAUN 3 345 645552 S3452 REACT3 345 1 | 645451 S3451 3 345 645551 S3451-RAUN 3 345 Z1 | 0.0892 | Yes
GEN-2024-327 | 01 NORTH | G01 29SP | 635200 RAUN 3 345 652564 SIOUXCY3 345 1 | 645451 S3451 3 345 645551 S3451-RAUN 3 345 Z1 | 0.06756 | Yes
GEN-2024-327 | 01 NORTH | G01 29SP | 635200 RAUN 3 345 762779 G18-043 TAP 345 1 | 645452 S3452 3 345 645552 S3452 REACT3 345 Z1 | 0.08862 | Yes
GEN-2024-327 | 01 NORTH | G01 29SP | 635200 RAUN 3 345 645552 S3452 REACT3 345 1 | 645551 S3451-RAUN 3 345 762779 G18-043 TAP 345 1 | 0.0892 | Yes
GEN-2024-327 | 01 NORTH | G01 29SP | 635200 RAUN 3 345 652564 SIOUXCY3 345 1 | 645551 S3451-RAUN 3 345 762779 G18-043 TAP 345 1 | 0.06756 | Yes
GEN-2024-327 | 01 NORTH | G01 29SP | 603022 SOURIS 7 115 603270 MAGIC CITY 7 115 1 | 652440 NELSON 7 115 655690 MAX_____-CP7 115 1 | 0.1253 | Yes
GEN-2024-327 | 01 NORTH | G01 29SP | 605634 VELVA TAP 115 615348 GRE-MCHENRY7 115 1 | 652440 NELSON 7 115 655690 MAX_____-CP7 115 1 | 0.05469 | Yes
GEN-2024-327 | 01 NORTH | G01 29SP | 603270 MAGIC CITY 7 115 605634 VELVA TAP 115 1 | 652440 NELSON 7 115 655690 MAX_____-CP7 115 1 | 0.05469 | Yes
GEN-2024-327 | 01 NORTH | G01 29SP | 603270 MAGIC CITY 7 115 996506 MAGICCTY TR7 115 7 | 652440 NELSON 7 115 655690 MAX_____-CP7 115 1 | 0.07061 | Yes
GEN-2024-327 | 01 NORTH | G01 29SP | 602052 MAGIC CITY 4 230 996506 MAGICCTY TR7 115 7 | 652440 NELSON 7 115 655690 MAX_____-CP7 115 1 | 0.07061 | Yes
GEN-2024-327 | 01 NORTH | G01 29SP | 602052 MAGIC CITY 4 230 615347 GRE-MCHENRY4 230 1 | 652440 NELSON 7 115 655690 MAX_____-CP7 115 1 | 0.07061 | Yes
GEN-2024-327 | 01 NORTH | G01 29SP | 603023 MALLARD7 115 655655 E.RUTHVL-CP7 115 1 | 652440 NELSON 7 115 659190 ND.PW1__-BE7 115 Z | 0.05954 | Yes
GEN-2024-327 | 01 NORTH | G01 29SP | 603023 MALLARD7 115 652440 NELSON 7 115 1 | 652442 GARRISN7 115 652590 SNAKECR7 115 1 | 0.06322 | Yes
GEN-2024-327 | 01 NORTH | G01 29SP | 603022 SOURIS 7 115 603270 MAGIC CITY 7 115 1 | 652442 GARRISN7 115 655690 MAX_____-CP7 115 1 | 0.1253 | Yes
GEN-2024-327 | 01 NORTH | G01 29SP | 605634 VELVA TAP 115 615348 GRE-MCHENRY7 115 1 | 652442 GARRISN7 115 655690 MAX_____-CP7 115 1 | 0.05469 | Yes
GEN-2024-327 | 01 NORTH | G01 29SP | 603270 MAGIC CITY 7 115 605634 VELVA TAP 115 1 | 652442 GARRISN7 115 655690 MAX_____-CP7 115 1 | 0.05469 | Yes
GEN-2024-327 | 01 NORTH | G01 29SP | 603270 MAGIC CITY 7 115 996506 MAGICCTY TR7 115 7 | 652442 GARRISN7 115 655690 MAX_____-CP7 115 1 | 0.07061 | Yes
GEN-2024-327 | 01 NORTH | G01 29SP | 602052 MAGIC CITY 4 230 996506 MAGICCTY TR7 115 7 | 652442 GARRISN7 115 655690 MAX_____-CP7 115 1 | 0.07061 | Yes
GEN-2024-327 | 01 NORTH | G01 29SP | 602052 MAGIC CITY 4 230 615347 GRE-MCHENRY4 230 1 | 652442 GARRISN7 115 655690 MAX_____-CP7 115 1 | 0.07061 | Yes
GEN-2024-327 | 01 NORTH | G01 29SP | 603023 MALLARD7 115 655655 E.RUTHVL-CP7 115 1 | 652452 RUGBY 7 115 655665 RUGBY TP-CP7 115 Z | 0.05988 | Yes
GEN-2024-327 | 01 NORTH | G01 29SP | 603023 MALLARD7 115 655655 E.RUTHVL-CP7 115 1 | 652453 TOWNER 7 115 652464 DENBIGH TAP7 115 1 | 0.05889 | Yes
GEN-2024-327 | 01 NORTH | G01 29SP | 620279 RUGBY OTP 7 115 652452 RUGBY 7 115 1 | 652453 TOWNER 7 115 652464 DENBIGH TAP7 115 1 | 0.05418 | Yes
GEN-2024-327 | 01 NORTH | G01 29SP | 603023 MALLARD7 115 655655 E.RUTHVL-CP7 115 1 | 652464 DENBIGH TAP7 115 655643 VOLTAIR -CP7 115 1 | 0.05889 | Yes
GEN-2024-327 | 01 NORTH | G01 29SP | 620279 RUGBY OTP 7 115 652452 RUGBY 7 115 1 | 652464 DENBIGH TAP7 115 655643 VOLTAIR -CP7 115 1 | 0.05418 | Yes
GEN-2024-327 | 01 NORTH | G01 29SP | 603023 MALLARD7 115 652440 NELSON 7 115 1 | 652590 SNAKECR7 115 655702 GARRISON-CP7 115 1 | 0.06322 | Yes
GEN-2024-327 | 01 NORTH | G01 29SP | 603023 MALLARD7 115 655655 E.RUTHVL-CP7 115 1 | 655609 ROLETTE_-CP7 115 655665 RUGBY TP-CP7 115 1 | 0.05988 | Yes
GEN-2024-327 | 01 NORTH | G01 29SP | 603023 MALLARD7 115 652440 NELSON 7 115 1 | 655661 DOUGLS.C-CP7 115 655662 ROSEGLEN-CP7 115 1 | 0.06322 | Yes
GEN-2024-327 | 01 NORTH | G01 29SP | 603023 MALLARD7 115 652440 NELSON 7 115 1 | 655662 ROSEGLEN-CP7 115 655663 RAUB TAP-CP7 115 1 | 0.06322 | Yes
GEN-2024-327 | 01 NORTH | G01 29SP | 603023 MALLARD7 115 652440 NELSON 7 115 1 | 655663 RAUB TAP-CP7 115 655664 MAKOTI -CP7 115 1 | 0.06322 | Yes
GEN-2024-327 | 01 NORTH | G01 29SP | 659139 NESET___-BE7 115 661085 TIOGA4 7 115 1 | 655900 MOE -MW7 115 655902 PLSNTV_T-MW7 115 1 | 0.09641 | Yes
GEN-2024-327 | 01 NORTH | G01 29SP | 659139 NESET___-BE7 115 661085 TIOGA4 7 115 1 | 655902 PLSNTV_T-MW7 115 655930 WHTEARTH-MW7 115 1 | 0.09641 | Yes
GEN-2024-327 | 01 NORTH | G01 29SP | 659139 NESET___-BE7 115 661085 TIOGA4 7 115 1 | 655911 SIMPSON -MW7 115 655954 ELLISVIL-MW7 115 1 | 0.08587 | Yes
GEN-2024-327 | 01 NORTH | G01 29SP | 659308 KENASTON-BE7 115 661052 KENMARE7 115 1 | 655929 RATLAK.T-MW7 115 659141 NRTSHORE-BE7 115 1 | 0.14528 | Yes
GEN-2024-327 | 01 NORTH | G01 29SP | 661052 KENMARE7 115 661080 STANLEY7 115 1 | 655929 RATLAK.T-MW7 115 659141 NRTSHORE-BE7 115 1 | 0.14528 | Yes
GEN-2024-327 | 01 NORTH | G01 29SP | 659139 NESET___-BE7 115 661085 TIOGA4 7 115 1 | 655930 WHTEARTH-MW7 115 659139 NESET___-BE7 115 1 | 0.09641 | Yes
GEN-2024-327 | 01 NORTH | G01 29SP | 661080 STANLEY7 115 661085 TIOGA4 7 115 1 | 655930 WHTEARTH-MW7 115 659139 NESET___-BE7 115 1 | 0.14528 | Yes
GEN-2024-327 | 01 NORTH | G01 29SP | 659308 KENASTON-BE7 115 661052 KENMARE7 115 1 | 655947 PWRSLKTP-MW7 115 655948 LIBERTY -MW7 115 1 | 0.14376 | Yes
GEN-2024-327 | 01 NORTH | G01 29SP | 661052 KENMARE7 115 661080 STANLEY7 115 1 | 655947 PWRSLKTP-MW7 115 655948 LIBERTY -MW7 115 1 | 0.14376 | Yes
GEN-2024-327 | 01 NORTH | G01 29SP | 659139 NESET___-BE7 115 661085 TIOGA4 7 115 1 | 655947 PWRSLKTP-MW7 115 655948 LIBERTY -MW7 115 1 | 0.08335 | Yes
GEN-2024-327 | 01 NORTH | G01 29SP | 602006 SHEYNNE4 230 652435 FARGO 4 230 1 | 657758 WINGER 4 230 657761 WALLE 4 230 1 | 0.05257 | Yes
GEN-2024-327 | 01 NORTH | G01 29SP | 657756 SQBUTTE4 230 995910 620:CENTER # 230 2 | 657791 CENTER 3 345 3WXFMR 620:CENTER #1 345/ 1 | 0.07967 | Yes
GEN-2024-327 | 01 NORTH | G01 29SP | 657791 CENTER 3 345 995910 620:CENTER # 230 2 | 657791 CENTER 3 345 3WXFMR 620:CENTER #1 345/ 1 | 0.07967 | Yes
GEN-2024-327 | 01 NORTH | G01 29SP | 620480 DEUEL CO 3 345 620483 ASTORIA 3 345 1 | 658047 ALEXMRES3 345 658049 ALXLNRCTRT 345 Z1 | 0.08331 | Yes
GEN-2024-327 | 01 NORTH | G01 29SP | 603023 MALLARD7 115 652440 NELSON 7 115 1 | 659050 LOGAN__-BE3 345 659105 LELAND_O-BE3 345 1 | 0.07184 | Yes
GEN-2024-327 | 01 NORTH | G01 29SP | 603022 SOURIS 7 115 603270 MAGIC CITY 7 115 1 | 659050 LOGAN__-BE3 345 659105 LELAND_O-BE3 345 1 | 0.13458 | Yes
GEN-2024-327 | 01 NORTH | G01 29SP | 615347 GRE-MCHENRY4 230 615900 GRE-COAL TP4 230 1 | 659050 LOGAN__-BE3 345 659105 LELAND_O-BE3 345 1 | 0.06805 | Yes
GEN-2024-327 | 01 NORTH | G01 29SP | 603023 MALLARD7 115 659155 LOGAN___-BE7 115 1 | 659050 LOGAN__-BE3 345 659105 LELAND_O-BE3 345 1 | 0.20006 | Yes
GEN-2024-327 | 01 NORTH | G01 29SP | 605634 VELVA TAP 115 615348 GRE-MCHENRY7 115 1 | 659050 LOGAN__-BE3 345 659105 LELAND_O-BE3 345 1 | 0.05653 | Yes
GEN-2024-327 | 01 NORTH | G01 29SP | 620279 RUGBY OTP 7 115 652452 RUGBY 7 115 1 | 659050 LOGAN__-BE3 345 659105 LELAND_O-BE3 345 1 | 0.06642 | Yes
GEN-2024-327 | 01 NORTH | G01 29SP | 603270 MAGIC CITY 7 115 605634 VELVA TAP 115 1 | 659050 LOGAN__-BE3 345 659105 LELAND_O-BE3 345 1 | 0.05653 | Yes
GEN-2024-327 | 01 NORTH | G01 29SP | 661080 STANLEY7 115 661085 TIOGA4 7 115 1 | 659050 LOGAN__-BE3 345 659105 LELAND_O-BE3 345 1 | 0.14908 | Yes
GEN-2024-327 | 01 NORTH | G01 29SP | 603270 MAGIC CITY 7 115 996506 MAGICCTY TR7 115 7 | 659050 LOGAN__-BE3 345 659105 LELAND_O-BE3 345 1 | 0.07805 | Yes
GEN-2024-327 | 01 NORTH | G01 29SP | 602052 MAGIC CITY 4 230 996506 MAGICCTY TR7 115 7 | 659050 LOGAN__-BE3 345 659105 LELAND_O-BE3 345 1 | 0.07805 | Yes
GEN-2024-327 | 01 NORTH | G01 29SP | 602052 MAGIC CITY 4 230 615347 GRE-MCHENRY4 230 1 | 659050 LOGAN__-BE3 345 659105 LELAND_O-BE3 345 1 | 0.07805 | Yes
GEN-2024-327 | 01 NORTH | G01 29SP | 659308 KENASTON-BE7 115 661052 KENMARE7 115 1 | 659050 LOGAN__-BE3 345 659355 CRANECRK-BE3 345 1 | 0.14467 | Yes
GEN-2024-327 | 01 NORTH | G01 29SP | 661052 KENMARE7 115 661080 STANLEY7 115 1 | 659050 LOGAN__-BE3 345 659355 CRANECRK-BE3 345 1 | 0.14467 | Yes
GEN-2024-327 | 01 NORTH | G01 29SP | 659308 KENASTON-BE7 115 661052 KENMARE7 115 1 | 659070 W.BANK.S-BE3 345 655943 W.BANK.S-MW7 115 1 | 0.14421 | Yes
GEN-2024-327 | 01 NORTH | G01 29SP | 661052 KENMARE7 115 661080 STANLEY7 115 1 | 659070 W.BANK.S-BE3 345 655943 W.BANK.S-MW7 115 1 | 0.14421 | Yes
GEN-2024-327 | 01 NORTH | G01 29SP | 620369 JAMESTN3 345 657791 CENTER 3 345 1 | 659422 LO.LS-GR-BE3 345 659423 GR.LS-LO-BE3 345 1 | 0.10374 | Yes
GEN-2024-327 | 01 NORTH | G01 29SP | 620369 JAMESTN3 345 657791 CENTER 3 345 1 | 67020 MPC03839POI 345 657946 PRAIRIE3 345 1 | 0.0989 | Yes
GEN-2024-327 | 01 NORTH | G01 29SP | 620358 BUFFALO3 345 620369 JAMESTN3 345 1 | 67020 MPC03839POI 345 657946 PRAIRIE3 345 1 | 0.06938 | Yes
GEN-2024-327 | 01 NORTH | G01 29SP | 608607 NELSNLK4 230 615901 GRE-STANTON4 230 1 | 67020 MPC03839POI 345 657946 PRAIRIE3 345 1 | 0.08418 | Yes
GEN-2024-327 | 01 NORTH | G01 29SP | 601067 BISON 3 345 620358 BUFFALO3 345 1 | 67020 MPC03839POI 345 657946 PRAIRIE3 345 1 | 0.06849 | Yes
GEN-2024-327 | 01 NORTH | G01 29SP | 602057 PEACE GARD 5 230 667085 G82RPHT1 230 1 | 67020 MPC03839POI 345 657946 PRAIRIE3 345 1 | 0.06086 | Yes
GEN-2024-327 | 01 NORTH | G01 29SP | 620369 JAMESTN3 345 657791 CENTER 3 345 1 | 67020 MPC03839POI 345 657951 CNTSHNT3 345 1 | 0.0989 | Yes
GEN-2024-327 | 01 NORTH | G01 29SP | 620358 BUFFALO3 345 620369 JAMESTN3 345 1 | 67020 MPC03839POI 345 657951 CNTSHNT3 345 1 | 0.06938 | Yes
GEN-2024-327 | 01 NORTH | G01 29SP | 608607 NELSNLK4 230 615901 GRE-STANTON4 230 1 | 67020 MPC03839POI 345 657951 CNTSHNT3 345 1 | 0.08418 | Yes
GEN-2024-327 | 01 NORTH | G01 29SP | 601067 BISON 3 345 620358 BUFFALO3 345 1 | 67020 MPC03839POI 345 657951 CNTSHNT3 345 1 | 0.06849 | Yes
GEN-2024-327 | 01 NORTH | G01 29SP | 601001 FORBES 2 500 601013 ROSEAUS2 500 1 | 672510 CD NORTH2 6 138 672512 CONDIE 6 138 1 | 0.06286 | Yes
GEN-2024-327 | 01 NORTH | G01 29SP | 601012 ROSEAUN2 500 667501 RIEL 2 500 1 | 672510 CD NORTH2 6 138 672512 CONDIE 6 138 1 | 0.06286 | Yes
GEN-2024-327 | 01 NORTH | G01 29SP | 601013 ROSEAUS2 500 601038 ROSEAUM 2 500 1 | 672510 CD NORTH2 6 138 672512 CONDIE 6 138 1 | 0.06286 | Yes
GEN-2024-327 | 01 NORTH | G01 29SP | 601012 ROSEAUN2 500 601038 ROSEAUM 2 500 1 | 672510 CD NORTH2 6 138 672512 CONDIE 6 138 1 | 0.06286 | Yes
GEN-2024-327 | 01 NORTH | G01 29SP | 602057 PEACE GARD 5 230 667085 G82RPHT1 230 1 | 672602 BDX 4 230 672601 BD 4 230 2 | 0.05999 | Yes
GEN-2024-327 | 01 NORTH | G01 29SP | 620369 JAMESTN3 345 657791 CENTER 3 345 1 | Base Case | 0.09053 | Yes
GEN-2024-327 | 01 NORTH | G01 29SP | 603023 MALLARD7 115 652440 NELSON 7 115 1 | Base Case | 0.05529 | Yes
GEN-2024-327 | 01 NORTH | G01 29SP | 620358 BUFFALO3 345 620369 JAMESTN3 345 1 | Base Case | 0.06297 | Yes
GEN-2024-327 | 01 NORTH | G01 29SP | 601005 ELM CRK3 345 601022 PARKERS3 345 1 | Base Case | 0.05188 | Yes
GEN-2024-327 | 01 NORTH | G01 29SP | 608607 NELSNLK4 230 615901 GRE-STANTON4 230 1 | Base Case | 0.0925 | Yes
GEN-2024-327 | 01 NORTH | G01 29SP | 603022 SOURIS 7 115 603270 MAGIC CITY 7 115 1 | Base Case | 0.10869 | Yes
GEN-2024-327 | 01 NORTH | G01 29SP | 601067 BISON 3 345 620358 BUFFALO3 345 1 | Base Case | 0.06261 | Yes
GEN-2024-327 | 01 NORTH | G01 29SP | 635200 RAUN 3 345 762779 G18-043 TAP 345 1 | Base Case | 0.06249 | Yes
GEN-2024-327 | 01 NORTH | G01 29SP | 603023 MALLARD7 115 655655 E.RUTHVL-CP7 115 1 | Base Case | 0.05954 | Yes
GEN-2024-327 | 01 NORTH | G01 29SP | 615347 GRE-MCHENRY4 230 615900 GRE-COAL TP4 230 1 | Base Case | 0.05064 | Yes
GEN-2024-327 | 01 NORTH | G01 29SP | 601006 SPLT RK3 345 652536 WHITE-SRX3 345 1 | Base Case | 0.07112 | Yes
GEN-2024-327 | 01 NORTH | G01 29SP | 601013 ROSEAUS2 500 601038 ROSEAUM 2 500 1 | Base Case | 0.06286 | Yes
GEN-2024-327 | 01 NORTH | G01 29SP | 601012 ROSEAUN2 500 667501 RIEL 2 500 1 | Base Case | 0.06286 | Yes
GEN-2024-327 | 01 NORTH | G01 29SP | 601012 ROSEAUN2 500 601038 ROSEAUM 2 500 1 | Base Case | 0.06286 | Yes
GEN-2024-327 | 01 NORTH | G01 29SP | 601001 FORBES 2 500 601013 ROSEAUS2 500 1 | Base Case | 0.06286 | Yes
GEN-2024-327 | 01 NORTH | G01 29SP | 601003 PR ISLD3 345 601039 NROC 3 345 1 | Base Case | 0.05357 | Yes
GEN-2024-327 | 01 NORTH | G01 29SP | 635600 GRIMES 3 345 636003 BEAVER CRK 3 345 1 | Base Case | 0.053 | Yes
GEN-2024-327 | 01 NORTH | G01 29SP | 601031 BRKNGCO3 345 620483 ASTORIA 3 345 1 | Base Case | 0.0742 | Yes
GEN-2024-327 | 01 NORTH | G01 29SP | 636003 BEAVER CRK 3 345 636010 LEHIGH 3 345 1 | Base Case | 0.053 | Yes
GEN-2024-327 | 01 NORTH | G01 29SP | 601001 FORBES 2 500 601017 CHIS-N 2 500 1 | Base Case | 0.07924 | Yes
GEN-2024-327 | 01 NORTH | G01 29SP | 601016 CHIS CO2 500 601017 CHIS-N 2 500 1 | Base Case | 0.07924 | Yes
GEN-2024-327 | 01 NORTH | G01 29SP | 601006 SPLT RK3 345 652864 SIOUXCY-LNX3 345 1 | Base Case | 0.07001 | Yes
GEN-2024-327 | 01 NORTH | G01 29SP | 631139 HAZLTON3 345 631270 LASALLE 3 345 1 | Base Case | 0.05109 | Yes
GEN-2024-327 | 01 NORTH | G01 29SP | 603022 SOURIS 7 115 603023 MALLARD7 115 1 | Base Case | 0.10869 | Yes
GEN-2024-327 | 01 NORTH | G01 29SP | 631144 MITCHLCO3 345 631270 LASALLE 3 345 1 | Base Case | 0.05109 | Yes
GEN-2024-327 | 01 NORTH | G01 29SP | 620279 RUGBY OTP 7 115 652452 RUGBY 7 115 1 | Base Case | 0.05627 | Yes
GEN-2024-327 | 01 NORTH | G01 29SP | 659308 KENASTON-BE7 115 661052 KENMARE7 115 1 | Base Case | 0.14507 | Yes
GEN-2024-327 | 01 NORTH | G01 29SP | 635200 RAUN 3 345 635398 REMSEN 3 345 1 | Base Case | 0.05717 | Yes
GEN-2024-327 | 01 NORTH | G01 29SP | 635200 RAUN 3 345 645552 S3452 REACT3 345 1 | Base Case | 0.06367 | Yes
GEN-2024-327 | 01 NORTH | G01 29SP | 601004 WILMART3 345 601072 SHEAS LK3 345 1 | Base Case | 0.05774 | Yes
GEN-2024-327 | 01 NORTH | G01 29SP | 661052 KENMARE7 115 661080 STANLEY7 115 1 | Base Case | 0.14507 | Yes
GEN-2024-327 | 01 NORTH | G01 29SP | 601002 ADAMS 3 345 631144 MITCHLCO3 345 1 | Base Case | 0.05109 | Yes
GEN-2024-327 | 01 NORTH | G01 29SP | 601050 HELENA 3 345 601072 SHEAS LK3 345 1 | Base Case | 0.05827 | Yes
GEN-2024-327 | 01 NORTH | G01 29SP | 601067 BISON 3 345 658049 ALXLNRCTRT 345 1 | Base Case | 0.05512 | Yes
GEN-2024-327 | 01 NORTH | G01 29SP | 658047 ALEXMRES3 345 658049 ALXLNRCTRT 345 Z1 | Base Case | 0.05512 | Yes
GEN-2024-327 | 01 NORTH | G01 29SP | 620480 DEUEL CO 3 345 620483 ASTORIA 3 345 1 | Base Case | 0.07314 | Yes
GEN-2024-327 | 01 NORTH | G01 29SP | 601048 LYON CO 3 345 631138 LAKEFLD3 345 1 | Base Case | 0.06366 | Yes
GEN-2024-327 | 01 NORTH | G01 29SP | 635398 REMSEN 3 345 635399 CHEROKEE 3 345 1 | Base Case | 0.05717 | Yes
GEN-2024-327 | 01 NORTH | G01 29SP | 635200 RAUN 3 345 652564 SIOUXCY3 345 1 | Base Case | 0.07683 | Yes
GEN-2024-327 | 01 NORTH | G01 29SP | 602057 PEACE GARD 5 230 667085 G82RPHT1 230 1 | Base Case | 0.05999 | Yes
GEN-2024-327 | 01 NORTH | G01 29SP | 661080 STANLEY7 115 661085 TIOGA4 7 115 1 | Base Case | 0.14507 | Yes
GEN-2024-327 | 01 NORTH | G01 29SP | 603023 MALLARD7 115 659155 LOGAN___-BE7 115 1 | Base Case | 0.14915 | Yes
GEN-2024-327 | 01 NORTH | G01 29SP | 620417 BSSOUTH3 345 620480 DEUEL CO 3 345 1 | Base Case | 0.07314 | Yes
GEN-2024-327 | 01 NORTH | G01 29SP | 659139 NESET___-BE7 115 661085 TIOGA4 7 115 1 | Base Case | 0.09505 | Yes
GEN-2024-327 | 01 NORTH | G01 29SP | 635399 CHEROKEE 3 345 635400 HIGHLAND 3 345 1 | Base Case | 0.05717 | Yes
GEN-2024-327 | 01 NORTH | G01 29SP | 603270 MAGIC CITY 7 115 996506 MAGICCTY TR7 115 7 | Base Case | 0.06346 | Yes
GEN-2024-327 | 01 NORTH | G01 29SP | 602052 MAGIC CITY 4 230 996506 MAGICCTY TR7 115 7 | Base Case | 0.06346 | Yes
GEN-2024-327 | 01 NORTH | G01 29SP | 635368 OBRIEN 3 345 635400 HIGHLAND 3 345 1 | Base Case | 0.05717 | Yes
GEN-2024-327 | 01 NORTH | G01 29SP | 601002 ADAMS 3 345 615306 GRE-PL VLLY3 345 1 | Base Case | 0.05268 | Yes
GEN-2024-327 | 01 NORTH | G01 29SP | 613060 BYRON 3 345 615306 GRE-PL VLLY3 345 1 | Base Case | 0.05185 | Yes
GEN-2024-327 | 01 NORTH | G01 29SP | 602052 MAGIC CITY 4 230 615347 GRE-MCHENRY4 230 1 | Base Case | 0.06346 | Yes
GEN-2024-327 | 01 NORTH | G01 29SP | 601039 NROC 3 345 613060 BYRON 3 345 1 | Base Case | 0.05297 | Yes
GEN-2024-327 | 01 NORTH | G01 29SP | 636000 WEBSTER3 345 636010 LEHIGH 3 345 1 | Base Case | 0.06002 | Yes
GEN-2024-327 | 01 NORTH | G01 29SP | 631193 HUNTLEY3 345 631197 LEDYARD3 345 1 | Base Case | 0.06587 | Yes
GEN-2024-327 | 01 NORTH | G01 29SP | 601004 WILMART3 345 631193 HUNTLEY3 345 1 | Base Case | 0.0505 | Yes
GEN-2024-327 | 01 NORTH | G01 29SP | 631138 LAKEFLD3 345 635368 OBRIEN 3 345 1 | Base Case | 0.0664 | Yes
GEN-2024-327 | 01 NORTH | G01 29SP | 602057 PEACE GARD 5 230 620379 RUGBY 4 230 1 | Base Case | 0.05999 | Yes
GEN-2024-327 | 01 NORTH | G01 29SP | 635200 RAUN 3 345 762779 G18-043 TAP 345 1 | GEN645011 1 | 0.06249 | Yes
GEN-2024-327 | 01 NORTH | G01 29SP | 635200 RAUN 3 345 762779 G18-043 TAP 345 1 | GEN645011 1_Dup1 | 0.06249 | Yes
GEN-2024-327 | 01 NORTH | G01 29SP | 635200 RAUN 3 345 762779 G18-043 TAP 345 1 | GEN645012 2 | 0.06249 | Yes
GEN-2024-327 | 01 NORTH | G01 29SP | 601006 SPLT RK3 345 652864 SIOUXCY-LNX3 345 1 | GEN645012 2 | 0.07001 | Yes
GEN-2024-327 | 01 NORTH | G01 29SP | 635200 RAUN 3 345 645552 S3452 REACT3 345 1 | GEN645012 2 | 0.06367 | Yes
GEN-2024-327 | 01 NORTH | G01 29SP | 635200 RAUN 3 345 762779 G18-043 TAP 345 1 | GEN645012 2_Dup1 | 0.06249 | Yes
GEN-2024-327 | 01 NORTH | G01 29SP | 601006 SPLT RK3 345 652864 SIOUXCY-LNX3 345 1 | GEN645012 2_Dup1 | 0.07001 | Yes
GEN-2024-327 | 01 NORTH | G01 29SP | 635200 RAUN 3 345 645552 S3452 REACT3 345 1 | GEN645012 2_Dup1 | 0.06367 | Yes
GEN-2024-327 | 01 NORTH | G01 29SP | 603022 SOURIS 7 115 603270 MAGIC CITY 7 115 1 | GEN659103 1 | 0.10869 | Yes
GEN-2024-327 | 01 NORTH | G01 29SP | 603023 MALLARD7 115 659155 LOGAN___-BE7 115 1 | GEN659103 1 | 0.14915 | Yes
GEN-2024-327 | 01 NORTH | G01 29SP | 603023 MALLARD7 115 659155 LOGAN___-BE7 115 1 | GEN659103 1_Dup1 | 0.14915 | Yes
GEN-2024-327 | 01 NORTH | G01 29SP | 608607 NELSNLK4 230 615901 GRE-STANTON4 230 1 | GEN659107 2 | 0.0925 | Yes
GEN-2024-327 | 01 NORTH | G01 29SP | 603022 SOURIS 7 115 603270 MAGIC CITY 7 115 1 | GEN659107 2 | 0.10869 | Yes
GEN-2024-327 | 01 NORTH | G01 29SP | 603023 MALLARD7 115 659155 LOGAN___-BE7 115 1 | GEN659107 2 | 0.14915 | Yes
GEN-2024-327 | 01 NORTH | G01 29SP | 602052 MAGIC CITY 4 230 615347 GRE-MCHENRY4 230 1 | GEN659107 2 | 0.06346 | Yes
GEN-2024-327 | 01 NORTH | G01 29SP | 608607 NELSNLK4 230 615901 GRE-STANTON4 230 1 | GEN659107 2_Dup1 | 0.0925 | Yes
GEN-2024-327 | 01 NORTH | G01 29SP | 603022 SOURIS 7 115 603270 MAGIC CITY 7 115 1 | GEN659107 2_Dup1 | 0.10869 | Yes
GEN-2024-327 | 01 NORTH | G01 29SP | 603023 MALLARD7 115 659155 LOGAN___-BE7 115 1 | GEN659107 2_Dup1 | 0.14915 | Yes
GEN-2024-327 | 01 NORTH | G01 29SP | 603270 MAGIC CITY 7 115 996506 MAGICCTY TR7 115 7 | GEN659107 2_Dup1 | 0.06346 | Yes
GEN-2024-327 | 01 NORTH | G01 29SP | 608607 NELSNLK4 230 615901 GRE-STANTON4 230 1 | GEN659111 2 | 0.0925 | Yes
GEN-2024-327 | 01 NORTH | G01 29SP | 603023 MALLARD7 115 659155 LOGAN___-BE7 115 1 | GEN659111 2 | 0.14915 | Yes
GEN-2024-327 | 01 NORTH | G01 29SP | 608607 NELSNLK4 230 615901 GRE-STANTON4 230 1 | GEN659111 2_Dup1 | 0.0925 | Yes
GEN-2024-327 | 01 NORTH | G01 29SP | 603023 MALLARD7 115 659155 LOGAN___-BE7 115 1 | GEN659111 2_Dup1 | 0.14915 | Yes
GEN-2024-327 | 01 NORTH | G01 29SP | 603023 MALLARD7 115 655655 E.RUTHVL-CP7 115 1 | GEN659194 1 | 0.05954 | Yes
GEN-2024-327 | 01 NORTH | G01 29SP | 603023 MALLARD7 115 655655 E.RUTHVL-CP7 115 1 | GEN659194 1_Dup1 | 0.05954 | Yes
GEN-2024-327 | 01 NORTH | G01 29SP | 659308 KENASTON-BE7 115 661052 KENMARE7 115 1 | GEN659578 1 | 0.14507 | Yes
GEN-2024-327 | 01 NORTH | G01 29SP | 661052 KENMARE7 115 661080 STANLEY7 115 1 | GEN659578 1 | 0.14507 | Yes
GEN-2024-327 | 01 NORTH | G01 29SP | 659308 KENASTON-BE7 115 661052 KENMARE7 115 1 | GEN659578 1_Dup1 | 0.14507 | Yes
GEN-2024-327 | 01 NORTH | G01 29SP | 661052 KENMARE7 115 661080 STANLEY7 115 1 | GEN659578 1_Dup1 | 0.14507 | Yes
GEN-2024-327 | 01 NORTH | G01 29SP | 659308 KENASTON-BE7 115 661052 KENMARE7 115 1 | GEN659579 2 | 0.14507 | Yes
GEN-2024-327 | 01 NORTH | G01 29SP | 659308 KENASTON-BE7 115 661052 KENMARE7 115 1 | GEN659579 2_Dup1 | 0.14507 | Yes
GEN-2024-328 | 01 NORTH | G01 29SP | 652468 HEBRON 4 230 661053 MANDAN 4 230 1 | P11:0.7:UMZ:# N-1 #:: UNIT ND.SUN._-PPW-1 RATED 106.5 MW:HV: | 0.12117 | Yes
GEN-2024-328 | 01 NORTH | G01 29SP | 620480 DEUEL CO 3 345 620483 ASTORIA 3 345 1 | P11:0:OTP:J510ASTORG1:1 | 0.06224 | Yes
GEN-2024-328 | 01 NORTH | G01 29SP | 620417 BSSOUTH3 345 620480 DEUEL CO 3 345 1 | P11:0:OTP:J510ASTORG1:1 | 0.06224 | Yes
GEN-2024-328 | 01 NORTH | G01 29SP | 661005 BAKER 7 115 995811 BAKER TR1 115 1 | P11:115:MDU:GLENDIVE TURBINE:1: | 0.09598 | Yes
GEN-2024-328 | 01 NORTH | G01 29SP | 661005 BAKER 7 115 661034 KEYXLPS14 7 115 1 | P11:115:MDU:GLENDIVE TURBINE:1: | 0.09598 | Yes
GEN-2024-328 | 01 NORTH | G01 29SP | 661005 BAKER 7 115 995811 BAKER TR1 115 1 | P11:115:MDU:GLENDIVE TURBINE:2: | 0.09598 | Yes
GEN-2024-328 | 01 NORTH | G01 29SP | 661005 BAKER 7 115 661034 KEYXLPS14 7 115 1 | P11:115:MDU:GLENDIVE TURBINE:2: | 0.09598 | Yes
GEN-2024-328 | 01 NORTH | G01 29SP | 661033 CABINCR7 115 661034 KEYXLPS14 7 115 1 | P11:115:MDU:GLENDIVE TURBINE:2: | 0.09598 | Yes
GEN-2024-328 | 01 NORTH | G01 29SP | 601001 FORBES 2 500 601017 CHIS-N 2 500 1 | P11:115:XEL:HBR #6:7:8 | 0.05727 | Yes
GEN-2024-328 | 01 NORTH | G01 29SP | 601016 CHIS CO2 500 601017 CHIS-N 2 500 1 | P11:115:XEL:HBR #6:7:8 | 0.05727 | Yes
GEN-2024-328 | 01 NORTH | G01 29SP | 601001 FORBES 2 500 601017 CHIS-N 2 500 1 | P11:115:XEL:RIVRSID7:COMBINE CYCLE | 0.05727 | Yes
GEN-2024-328 | 01 NORTH | G01 29SP | 601016 CHIS CO2 500 601017 CHIS-N 2 500 1 | P11:115:XEL:RIVRSID7:COMBINE CYCLE | 0.05727 | Yes
GEN-2024-328 | 01 NORTH | G01 29SP | 601006 SPLT RK3 345 652536 WHITE-SRX3 345 1 | P11:17:XEL:ANS74G:4 | 0.05865 | Yes
GEN-2024-328 | 01 NORTH | G01 29SP | 652200 GLENDIVE7 115 661032 GLENDCT7 115 1 | P11:18.0:UMZ:# N-1 #:: UNIT P4_CTG_1-BEG-1 RATED 235.8 MW:HV: | 0.09598 | Yes
GEN-2024-328 | 01 NORTH | G01 29SP | 661005 BAKER 7 115 661034 KEYXLPS14 7 115 1 | P11:18.0:UMZ:# N-1 #:: UNIT P4_CTG_1-BEG-1 RATED 235.8 MW:HV: | 0.09598 | Yes
GEN-2024-328 | 01 NORTH | G01 29SP | 652200 GLENDIVE7 115 661032 GLENDCT7 115 1 | P11:18.0:UMZ:# N-1 #:: UNIT P4_CTG_2-BEG-2 RATED 235.8 MW:HV: | 0.09598 | Yes
GEN-2024-328 | 01 NORTH | G01 29SP | 661005 BAKER 7 115 661034 KEYXLPS14 7 115 1 | P11:18.0:UMZ:# N-1 #:: UNIT P4_CTG_2-BEG-2 RATED 235.8 MW:HV: | 0.09598 | Yes
GEN-2024-328 | 01 NORTH | G01 29SP | 601001 FORBES 2 500 601017 CHIS-N 2 500 1 | P11:20:XEL:KING31G:1 | 0.05727 | Yes
GEN-2024-328 | 01 NORTH | G01 29SP | 601016 CHIS CO2 500 601017 CHIS-N 2 500 1 | P11:20:XEL:KING31G:1 | 0.05727 | Yes
GEN-2024-328 | 01 NORTH | G01 29SP | 601001 FORBES 2 500 601017 CHIS-N 2 500 1 | P11:20:XEL:PR_ISLD:31G | 0.05727 | Yes
GEN-2024-328 | 01 NORTH | G01 29SP | 601016 CHIS CO2 500 601017 CHIS-N 2 500 1 | P11:20:XEL:PR_ISLD:31G | 0.05727 | Yes
GEN-2024-328 | 01 NORTH | G01 29SP | 601001 FORBES 2 500 601017 CHIS-N 2 500 1 | P11:20:XEL:PR_ISLD:32G | 0.05727 | Yes
GEN-2024-328 | 01 NORTH | G01 29SP | 601016 CHIS CO2 500 601017 CHIS-N 2 500 1 | P11:20:XEL:PR_ISLD:32G | 0.05727 | Yes
GEN-2024-328 | 01 NORTH | G01 29SP | 635200 RAUN 3 345 652564 SIOUXCY3 345 1 | P11:22:GRE:GRE-COAL41G:1 | 0.07095 | Yes
GEN-2024-328 | 01 NORTH | G01 29SP | 635200 RAUN 3 345 652564 SIOUXCY3 345 1 | P11:22:GRE:GRE-COAL42G:2 | 0.07095 | Yes
GEN-2024-328 | 01 NORTH | G01 29SP | 661005 BAKER 7 115 995811 BAKER TR1 115 1 | P11:24.0:UMZ:# N-1 #:: UNIT LRS_1___-MBG-1 RATED 625.2 MW:HV: | 0.09598 | Yes
GEN-2024-328 | 01 NORTH | G01 29SP | 652468 HEBRON 4 230 661053 MANDAN 4 230 1 | P11:24.0:UMZ:# N-1 #:: UNIT LRS_1___-MBG-1 RATED 625.2 MW:HV: | 0.12117 | Yes
GEN-2024-328 | 01 NORTH | G01 29SP | 620369 JAMESTN3 345 657791 CENTER 3 345 1 | P11:24:OTP:BIGSTN1G:1 | 0.07859 | Yes
GEN-2024-328 | 01 NORTH | G01 29SP | 635200 RAUN 3 345 652564 SIOUXCY3 345 1 | P11:24:OTP:BIGSTN1G:1 | 0.07095 | Yes
GEN-2024-328 | 01 NORTH | G01 29SP | 601001 FORBES 2 500 601017 CHIS-N 2 500 1 | P11:24:XEL:SHERCO31G:1 | 0.05727 | Yes
GEN-2024-328 | 01 NORTH | G01 29SP | 601016 CHIS CO2 500 601017 CHIS-N 2 500 1 | P11:24:XEL:SHERCO31G:1 | 0.05727 | Yes
GEN-2024-328 | 01 NORTH | G01 29SP | 631138 LAKEFLD3 345 635368 OBRIEN 3 345 1 | P11:24:XEL:SHERCO31G:1 | 0.05587 | Yes
GEN-2024-328 | 01 NORTH | G01 29SP | 601001 FORBES 2 500 601017 CHIS-N 2 500 1 | P11:24:XEL:SHERCO32G:2 | 0.05727 | Yes
GEN-2024-328 | 01 NORTH | G01 29SP | 601016 CHIS CO2 500 601017 CHIS-N 2 500 1 | P11:24:XEL:SHERCO32G:2 | 0.05727 | Yes
GEN-2024-328 | 01 NORTH | G01 29SP | 631138 LAKEFLD3 345 635368 OBRIEN 3 345 1 | P11:24:XEL:SHERCO32G:2 | 0.05587 | Yes
GEN-2024-328 | 01 NORTH | G01 29SP | 601067 BISON 3 345 620358 BUFFALO3 345 1 | P11:26:XEL:SHERCO33G:3 | 0.05732 | Yes
GEN-2024-328 | 01 NORTH | G01 29SP | 601001 FORBES 2 500 601017 CHIS-N 2 500 1 | P11:26:XEL:SHERCO33G:3 | 0.05727 | Yes
GEN-2024-328 | 01 NORTH | G01 29SP | 601016 CHIS CO2 500 601017 CHIS-N 2 500 1 | P11:26:XEL:SHERCO33G:3 | 0.05727 | Yes
GEN-2024-328 | 01 NORTH | G01 29SP | 635200 RAUN 3 345 652564 SIOUXCY3 345 1 | P11:26:XEL:SHERCO33G:3 | 0.07095 | Yes
GEN-2024-328 | 01 NORTH | G01 29SP | 631138 LAKEFLD3 345 635368 OBRIEN 3 345 1 | P11:26:XEL:SHERCO33G:3 | 0.05587 | Yes
GEN-2024-328 | 01 NORTH | G01 29SP | 601006 SPLT RK3 345 652536 WHITE-SRX3 345 1 | P11:345:MEC:NEAL:3 | 0.05865 | Yes
GEN-2024-328 | 01 NORTH | G01 29SP | 601006 SPLT RK3 345 652864 SIOUXCY-LNX3 345 1 | P11:345:MEC:NEAL:3 | 0.05959 | Yes
GEN-2024-328 | 01 NORTH | G01 29SP | 601006 SPLT RK3 345 652536 WHITE-SRX3 345 1 | P11:345:MEC:NEAL:4 | 0.05865 | Yes
GEN-2024-328 | 01 NORTH | G01 29SP | 601006 SPLT RK3 345 652864 SIOUXCY-LNX3 345 1 | P11:345:MEC:NEAL:4 | 0.05959 | Yes
GEN-2024-328 | 01 NORTH | G01 29SP | 635200 RAUN 3 345 762779 G18-043 TAP 345 1 | P11:345:MEC:WSEC:3 | 0.05746 | Yes
GEN-2024-328 | 01 NORTH | G01 29SP | 635200 RAUN 3 345 645552 S3452 REACT3 345 1 | P11:345:MEC:WSEC:3 | 0.05855 | Yes
GEN-2024-328 | 01 NORTH | G01 29SP | 635200 RAUN 3 345 762779 G18-043 TAP 345 1 | P11:345:MEC:WSEC:4 | 0.05746 | Yes
GEN-2024-328 | 01 NORTH | G01 29SP | 601006 SPLT RK3 345 652864 SIOUXCY-LNX3 345 1 | P11:345:MEC:WSEC:4 | 0.05959 | Yes
GEN-2024-328 | 01 NORTH | G01 29SP | 635200 RAUN 3 345 645552 S3452 REACT3 345 1 | P11:345:MEC:WSEC:4 | 0.05855 | Yes
GEN-2024-328 | 01 NORTH | G01 29SP | 635200 RAUN 3 345 762779 G18-043 TAP 345 1 | P11:345:OPPD:LX002:NC:732.0 NEBCITY G2 | 0.05516 | Yes
GEN-2024-328 | 01 NORTH | G01 29SP | 635200 RAUN 3 345 645552 S3452 REACT3 345 1 | P11:345:OPPD:LX002:NC:732.0 NEBCITY G2 | 0.05618 | Yes
GEN-2024-328 | 01 NORTH | G01 29SP | 601067 BISON 3 345 620358 BUFFALO3 345 1 | P12:115:OTP:CSLTNET7:BUFFALO7:1 | 0.05793 | Yes
GEN-2024-328 | 01 NORTH | G01 29SP | 601067 BISON 3 345 658049 ALXLNRCTRT 345 1 | P12:115:OTP-MRES::HOOT LK7:FERGSFL7 | 0.0512 | Yes
GEN-2024-328 | 01 NORTH | G01 29SP | 658047 ALEXMRES3 345 658049 ALXLNRCTRT 345 Z1 | P12:115:OTP-MRES::HOOT LK7:FERGSFL7 | 0.0512 | Yes
GEN-2024-328 | 01 NORTH | G01 29SP | 661032 GLENDCT7 115 661033 CABINCR7 115 1 | P12:115:UMZ:# 20117 #:: PROPER N-1 FOR ZBR WILISTN7:HV: | 0.09404 | Yes
GEN-2024-328 | 01 NORTH | G01 29SP | 661005 BAKER 7 115 995811 BAKER TR1 115 1 | P12:115:UMZ:# 20117 #:: PROPER N-1 FOR ZBR WILISTN7:HV: | 0.09404 | Yes
GEN-2024-328 | 01 NORTH | G01 29SP | 652200 GLENDIVE7 115 661032 GLENDCT7 115 1 | P12:230.0:UMZ:# N-1 #:: LINE BELFELD4-DAGLUM__-BE4-1 :HV: | 0.14478 | Yes
GEN-2024-328 | 01 NORTH | G01 29SP | 661005 BAKER 7 115 995811 BAKER TR1 115 1 | P12:230.0:UMZ:# N-1 #:: LINE BELFELD4-DAGLUM__-BE4-1 :HV: | 0.14478 | Yes
GEN-2024-328 | 01 NORTH | G01 29SP | 661005 BAKER 7 115 661034 KEYXLPS14 7 115 1 | P12:230.0:UMZ:# N-1 #:: LINE BELFELD4-DAGLUM__-BE4-1 :HV: | 0.14478 | Yes
GEN-2024-328 | 01 NORTH | G01 29SP | 661048 HETINGR7 115 995806 HETTINGR TR1 115 1 | P12:230.0:UMZ:# N-1 #:: LINE BELFELD4-DAGLUM__-BE4-1 :HV: | 0.09808 | Yes
GEN-2024-328 | 01 NORTH | G01 29SP | 655730 CENTIPED-UM7 115 661048 HETINGR7 115 1 | P12:230.0:UMZ:# N-1 #:: LINE BELFELD4-DAGLUM__-BE4-1 :HV: | 0.09808 | Yes
GEN-2024-328 | 01 NORTH | G01 29SP | 655730 CENTIPED-UM7 115 661070 N ENGLN7 115 1 | P12:230.0:UMZ:# N-1 #:: LINE BELFELD4-DAGLUM__-BE4-1 :HV: | 0.09808 | Yes
GEN-2024-328 | 01 NORTH | G01 29SP | 659125 DICKINSN-BE7 115 661070 N ENGLN7 115 1 | P12:230.0:UMZ:# N-1 #:: LINE BELFELD4-DAGLUM__-BE4-1 :HV: | 0.09808 | Yes
GEN-2024-328 | 01 NORTH | G01 29SP | 661033 CABINCR7 115 661034 KEYXLPS14 7 115 1 | P12:230.0:UMZ:# N-1 #:: LINE BELFELD4-DAGLUM__-BE4-1 :HV: | 0.14478 | Yes
GEN-2024-328 | 01 NORTH | G01 29SP | 601031 BRKNGCO3 345 620483 ASTORIA 3 345 1 | P12:230.0:UMZ:# N-1 #:: LINE BIGSTON4-BLAIR-ER4-1 :HV: | 0.06858 | Yes
GEN-2024-328 | 01 NORTH | G01 29SP | 620480 DEUEL CO 3 345 620483 ASTORIA 3 345 1 | P12:230.0:UMZ:# N-1 #:: LINE BIGSTON4-BLAIR-ER4-1 :HV: | 0.0677 | Yes
GEN-2024-328 | 01 NORTH | G01 29SP | 620417 BSSOUTH3 345 620480 DEUEL CO 3 345 1 | P12:230.0:UMZ:# N-1 #:: LINE BIGSTON4-BLAIR-ER4-1 :HV: | 0.0677 | Yes
GEN-2024-328 | 01 NORTH | G01 29SP | 661032 GLENDCT7 115 661033 CABINCR7 115 1 | P12:230.0:UMZ:# N-1 #:: LINE DAGLUM__-BE4-BRADY___-PP4-1 :HV: | 0.09615 | Yes
GEN-2024-328 | 01 NORTH | G01 29SP | 661005 BAKER 7 115 995811 BAKER TR1 115 1 | P12:230.0:UMZ:# N-1 #:: LINE DAGLUM__-BE4-BRADY___-PP4-1 :HV: | 0.09615 | Yes
GEN-2024-328 | 01 NORTH | G01 29SP | 652468 HEBRON 4 230 661053 MANDAN 4 230 1 | P12:230.0:UMZ:# N-1 #:: LINE DAGLUM__-BE4-BRADY___-PP4-1 :HV: | 0.12252 | Yes
GEN-2024-328 | 01 NORTH | G01 29SP | 661032 GLENDCT7 115 661033 CABINCR7 115 1 | P12:230.0:UMZ:# N-1 #:: LINE DAWSONC4-MI CTYE4-1 :HV: | 0.12936 | Yes
GEN-2024-328 | 01 NORTH | G01 29SP | 661033 CABINCR7 115 661034 KEYXLPS14 7 115 1 | P12:230.0:UMZ:# N-1 #:: LINE DAWSONC4-MI CTYE4-1 :HV: | 0.12936 | Yes
GEN-2024-328 | 01 NORTH | G01 29SP | 652200 GLENDIVE7 115 661032 GLENDCT7 115 1 | P12:230.0:UMZ:# N-1 #:: LINE DAWSONC4-MINGUSVILLE4-1 :HV: | 0.09241 | Yes
GEN-2024-328 | 01 NORTH | G01 29SP | 661005 BAKER 7 115 995811 BAKER TR1 115 1 | P12:230.0:UMZ:# N-1 #:: LINE DAWSONC4-MINGUSVILLE4-1 :HV: | 0.09241 | Yes
GEN-2024-328 | 01 NORTH | G01 29SP | 661005 BAKER 7 115 661034 KEYXLPS14 7 115 1 | P12:230.0:UMZ:# N-1 #:: LINE DAWSONC4-MINGUSVILLE4-1 :HV: | 0.09241 | Yes
GEN-2024-328 | 01 NORTH | G01 29SP | 661033 CABINCR7 115 661034 KEYXLPS14 7 115 1 | P12:230.0:UMZ:# N-1 #:: LINE DAWSONC4-MINGUSVILLE4-1 :HV: | 0.09241 | Yes
GEN-2024-328 | 01 NORTH | G01 29SP | 601006 SPLT RK3 345 652536 WHITE-SRX3 345 1 | P12:230.0:UMZ:# N-1 #:: LINE HANLON 4-STORLA__-BE4-1 :HV: | 0.06065 | Yes
GEN-2024-328 | 01 NORTH | G01 29SP | 661018 COYOTE 7 115 661021 WSTMD1 7 115 1 | P12:230.0:UMZ:# N-1 #:: LINE HEBRON 4-DICKINSN-BE4-1 :HV: | 0.06383 | Yes
GEN-2024-328 | 01 NORTH | G01 29SP | 661020 DIXGREENRVR7 115 661021 WSTMD1 7 115 1 | P12:230.0:UMZ:# N-1 #:: LINE HEBRON 4-DICKINSN-BE4-1 :HV: | 0.06383 | Yes
GEN-2024-328 | 01 NORTH | G01 29SP | 661019 MATHSON7 115 661020 DIXGREENRVR7 115 1 | P12:230.0:UMZ:# N-1 #:: LINE HEBRON 4-DICKINSN-BE4-1 :HV: | 0.05112 | Yes
GEN-2024-328 | 01 NORTH | G01 29SP | 659195 DICKINS2-BE7 115 661019 MATHSON7 115 1 | P12:230.0:UMZ:# N-1 #:: LINE HEBRON 4-DICKINSN-BE4-1 :HV: | 0.05112 | Yes
GEN-2024-328 | 01 NORTH | G01 29SP | 652468 HEBRON 4 230 661053 MANDAN 4 230 1 | P12:230.0:UMZ:# N-1 #:: LINE HEBRON 4-ND.SUN._-PP4-1 :HV: | 0.12289 | Yes
GEN-2024-328 | 01 NORTH | G01 29SP | 652200 GLENDIVE7 115 661032 GLENDCT7 115 1 | P12:230.0:UMZ:# N-1 #:: LINE MI CTYE4-BAKER 4-1 :HV: | 0.16001 | Yes
GEN-2024-328 | 01 NORTH | G01 29SP | 661005 BAKER 7 115 995811 BAKER TR1 115 1 | P12:230.0:UMZ:# N-1 #:: LINE MI CTYE4-BAKER 4-1 :HV: | 0.16001 | Yes
GEN-2024-328 | 01 NORTH | G01 29SP | 661005 BAKER 7 115 661034 KEYXLPS14 7 115 1 | P12:230.0:UMZ:# N-1 #:: LINE MI CTYE4-BAKER 4-1 :HV: | 0.16001 | Yes
GEN-2024-328 | 01 NORTH | G01 29SP | 661048 HETINGR7 115 995806 HETTINGR TR1 115 1 | P12:230.0:UMZ:# N-1 #:: LINE MI CTYE4-BAKER 4-1 :HV: | 0.05851 | Yes
GEN-2024-328 | 01 NORTH | G01 29SP | 661033 CABINCR7 115 661034 KEYXLPS14 7 115 1 | P12:230.0:UMZ:# N-1 #:: LINE MI CTYE4-BAKER 4-1 :HV: | 0.16001 | Yes
GEN-2024-328 | 01 NORTH | G01 29SP | 620369 JAMESTN3 345 657791 CENTER 3 345 1 | P12:230.0:UMZ:# N-1 #:: LINE OWAN -MW4-JUDSON__-BE4-Z :HV: | 0.07859 | Yes
GEN-2024-328 | 01 NORTH | G01 29SP | 620358 BUFFALO3 345 620369 JAMESTN3 345 1 | P12:230.0:UMZ:# N-1 #:: LINE OWAN -MW4-JUDSON__-BE4-Z :HV: | 0.05807 | Yes
GEN-2024-328 | 01 NORTH | G01 29SP | 601067 BISON 3 345 620358 BUFFALO3 345 1 | P12:230.0:UMZ:# N-1 #:: LINE OWAN -MW4-JUDSON__-BE4-Z :HV: | 0.05732 | Yes
GEN-2024-328 | 01 NORTH | G01 29SP | 601006 SPLT RK3 345 652536 WHITE-SRX3 345 1 | P12:230.0:UMZ:# N-1 #:: LINE OWAN -MW4-JUDSON__-BE4-Z :HV: | 0.05865 | Yes
GEN-2024-328 | 01 NORTH | G01 29SP | 661032 GLENDCT7 115 661033 CABINCR7 115 1 | P12:230.0:UMZ:# N-1 #:: LINE OWAN -MW4-JUDSON__-BE4-Z :HV: | 0.09598 | Yes
GEN-2024-328 | 01 NORTH | G01 29SP | 601001 FORBES 2 500 601017 CHIS-N 2 500 1 | P12:230.0:UMZ:# N-1 #:: LINE OWAN -MW4-JUDSON__-BE4-Z :HV: | 0.05727 | Yes
GEN-2024-328 | 01 NORTH | G01 29SP | 601016 CHIS CO2 500 601017 CHIS-N 2 500 1 | P12:230.0:UMZ:# N-1 #:: LINE OWAN -MW4-JUDSON__-BE4-Z :HV: | 0.05727 | Yes
GEN-2024-328 | 01 NORTH | G01 29SP | 661033 CABINCR7 115 661034 KEYXLPS14 7 115 1 | P12:230.0:UMZ:# N-1 #:: LINE OWAN -MW4-JUDSON__-BE4-Z :HV: | 0.09598 | Yes
GEN-2024-328 | 01 NORTH | G01 29SP | 661032 GLENDCT7 115 661033 CABINCR7 115 1 | P12:230.0:UMZ:# N-1 #:: LINE RHAME___-BE4-BOWMAN.W-UA4-1 :HV: | 0.09598 | Yes
GEN-2024-328 | 01 NORTH | G01 29SP | 661032 GLENDCT7 115 661033 CABINCR7 115 1 | P12:230.0:UMZ:# N-1 #:: LINE RHAME___-BE4-DAGLUM__-BE4-1 :HV: | 0.14589 | Yes
GEN-2024-328 | 01 NORTH | G01 29SP | 661005 BAKER 7 115 995811 BAKER TR1 115 1 | P12:230.0:UMZ:# N-1 #:: LINE RHAME___-BE4-DAGLUM__-BE4-1 :HV: | 0.14589 | Yes
GEN-2024-328 | 01 NORTH | G01 29SP | 620358 BUFFALO3 345 620369 JAMESTN3 345 1 | P12:230.0:UMZ:# N-1 #:: LINE SHEYNNE4-FARGO 4-1 :HV: | 0.06456 | Yes
GEN-2024-328 | 01 NORTH | G01 29SP | 601006 SPLT RK3 345 652864 SIOUXCY-LNX3 345 1 | P12:230.0:UMZ:# N-1 #:: LINE SIOUXFL4-PAHOJA__-BE4-1 :HV: | 0.06679 | Yes
GEN-2024-328 | 01 NORTH | G01 29SP | 601006 SPLT RK3 345 652864 SIOUXCY-LNX3 345 1 | P12:230.0:UMZ:# N-1 #:: LINE UTICAJC4-RASMUSN-ER4-1 :HV: | 0.06255 | Yes
GEN-2024-328 | 01 NORTH | G01 29SP | 652468 HEBRON 4 230 661053 MANDAN 4 230 1 | P12:230.0:UMZ:# N-1 #:: LINE WARD 4-MANDAN 4-1 :HV: | 0.11671 | Yes
GEN-2024-328 | 01 NORTH | G01 29SP | 620358 BUFFALO3 345 620369 JAMESTN3 345 1 | P12:230:MDU:ELLENDALE:ELLENDALE345:Z: | 0.05883 | Yes
GEN-2024-328 | 01 NORTH | G01 29SP | 601067 BISON 3 345 620358 BUFFALO3 345 1 | P12:230:MDU:ELLENDALE:ELLENDALE345:Z: | 0.05803 | Yes
GEN-2024-328 | 01 NORTH | G01 29SP | 601031 BRKNGCO3 345 620483 ASTORIA 3 345 1 | P12:230:MDU:ELLENDALE:ELLENDALE345:Z: | 0.06416 | Yes
GEN-2024-328 | 01 NORTH | G01 29SP | 620480 DEUEL CO 3 345 620483 ASTORIA 3 345 1 | P12:230:MDU:ELLENDALE:ELLENDALE345:Z: | 0.06333 | Yes
GEN-2024-328 | 01 NORTH | G01 29SP | 620417 BSSOUTH3 345 620480 DEUEL CO 3 345 1 | P12:230:MDU:ELLENDALE:ELLENDALE345:Z: | 0.06333 | Yes
GEN-2024-328 | 01 NORTH | G01 29SP | 620369 JAMESTN3 345 657791 CENTER 3 345 1 | P12:230:MDU:MANDAN:NAPOLEON SW:1: | 0.09204 | Yes
GEN-2024-328 | 01 NORTH | G01 29SP | 620369 JAMESTN3 345 657791 CENTER 3 345 1 | P12:230:MDU:MANDAN:ROUGHRIDER:1: | 0.06795 | Yes
GEN-2024-328 | 01 NORTH | G01 29SP | 661016 COYOTE 3 345 995810 661:COYOTE T 115 1 | P12:230:MDU:MANDAN:ROUGHRIDER:1: | 0.05461 | Yes
GEN-2024-328 | 01 NORTH | G01 29SP | 661018 COYOTE 7 115 995810 661:COYOTE T 115 1 | P12:230:MDU:MANDAN:ROUGHRIDER:1: | 0.05461 | Yes
GEN-2024-328 | 01 NORTH | G01 29SP | 620358 BUFFALO3 345 620369 JAMESTN3 345 1 | P12:230:MDU:MANDAN:ROUGHRIDER:1: | 0.05305 | Yes
GEN-2024-328 | 01 NORTH | G01 29SP | 601067 BISON 3 345 620358 BUFFALO3 345 1 | P12:230:MDU:MANDAN:ROUGHRIDER:1: | 0.05264 | Yes
GEN-2024-328 | 01 NORTH | G01 29SP | 652468 HEBRON 4 230 661053 MANDAN 4 230 1 | P12:230:MDU:MANDAN:WARD:1: | 0.11671 | Yes
GEN-2024-328 | 01 NORTH | G01 29SP | 620369 JAMESTN3 345 657791 CENTER 3 345 1 | P12:230:MDU:MERRICOURT:WISHEK:1: | 0.09204 | Yes
GEN-2024-328 | 01 NORTH | G01 29SP | 652296 WARD 4 230 661053 MANDAN 4 230 1 | P12:230:MDU:MERRICOURT:WISHEK:1: | 0.05492 | Yes
GEN-2024-328 | 01 NORTH | G01 29SP | 657751 CENTER 4 230 657756 SQBUTTE4 230 1 | P12:230:MDU:MERRICOURT:WISHEK:1: | 0.05609 | Yes
GEN-2024-328 | 01 NORTH | G01 29SP | 652468 HEBRON 4 230 661053 MANDAN 4 230 1 | P12:230:MDU:MERRICOURT:WISHEK:1: | 0.1169 | Yes
GEN-2024-328 | 01 NORTH | G01 29SP | 620369 JAMESTN3 345 657791 CENTER 3 345 1 | P12:230:MDU:NAPOLEON SW:WISHEK:1: | 0.09204 | Yes
GEN-2024-328 | 01 NORTH | G01 29SP | 652296 WARD 4 230 661053 MANDAN 4 230 1 | P12:230:MDU:NAPOLEON SW:WISHEK:1: | 0.05492 | Yes
GEN-2024-328 | 01 NORTH | G01 29SP | 652468 HEBRON 4 230 661053 MANDAN 4 230 1 | P12:230:MDU:NAPOLEON SW:WISHEK:1: | 0.1169 | Yes
GEN-2024-328 | 01 NORTH | G01 29SP | 601031 BRKNGCO3 345 620483 ASTORIA 3 345 1 | P12:230:OTP:AUTO-SINGLE:BIGSTON4:BLAIR-ER41:HV: | 0.06858 | Yes
GEN-2024-328 | 01 NORTH | G01 29SP | 620480 DEUEL CO 3 345 620483 ASTORIA 3 345 1 | P12:230:OTP:AUTO-SINGLE:BIGSTON4:BLAIR-ER41:HV: | 0.0677 | Yes
GEN-2024-328 | 01 NORTH | G01 29SP | 620417 BSSOUTH3 345 620480 DEUEL CO 3 345 1 | P12:230:OTP:AUTO-SINGLE:BIGSTON4:BLAIR-ER41:HV: | 0.0677 | Yes
GEN-2024-328 | 01 NORTH | G01 29SP | 620369 JAMESTN3 345 657791 CENTER 3 345 1 | P12:230:OTP:ROUGHRIDER4:CENTER4:1 | 0.06795 | Yes
GEN-2024-328 | 01 NORTH | G01 29SP | 661016 COYOTE 3 345 995810 661:COYOTE T 115 1 | P12:230:OTP:ROUGHRIDER4:CENTER4:1 | 0.05461 | Yes
GEN-2024-328 | 01 NORTH | G01 29SP | 661018 COYOTE 7 115 995810 661:COYOTE T 115 1 | P12:230:OTP:ROUGHRIDER4:CENTER4:1 | 0.05461 | Yes
GEN-2024-328 | 01 NORTH | G01 29SP | 620358 BUFFALO3 345 620369 JAMESTN3 345 1 | P12:230:OTP:ROUGHRIDER4:CENTER4:1 | 0.05305 | Yes
GEN-2024-328 | 01 NORTH | G01 29SP | 601067 BISON 3 345 620358 BUFFALO3 345 1 | P12:230:OTP:ROUGHRIDER4:CENTER4:1 | 0.05264 | Yes
GEN-2024-328 | 01 NORTH | G01 29SP | 601067 BISON 3 345 658049 ALXLNRCTRT 345 1 | P12:230:OTP:WAHPETN4:FERGSFL4:1 | 0.05113 | Yes
GEN-2024-328 | 01 NORTH | G01 29SP | 658047 ALEXMRES3 345 658049 ALXLNRCTRT 345 Z1 | P12:230:OTP:WAHPETN4:FERGSFL4:1 | 0.05113 | Yes
GEN-2024-328 | 01 NORTH | G01 29SP | 652296 WARD 4 230 661053 MANDAN 4 230 1 | P12:230:UMZ:# 20092 #:: PROPER N-1 FOR TAP WASHBRN4:HV: | 0.05137 | Yes
GEN-2024-328 | 01 NORTH | G01 29SP | 620358 BUFFALO3 345 620369 JAMESTN3 345 1 | P12:230:XEL-WAPA:SHEYNNE4:FARGO4:1 | 0.06456 | Yes
GEN-2024-328 | 01 NORTH | G01 29SP | 652468 HEBRON 4 230 661053 MANDAN 4 230 1 | P12:345.0:UMZ:# N-1 #:: LINE ANTELOPE-BE3-ROUNDUP_-BE3-1 :EHV: | 0.13178 | Yes
GEN-2024-328 | 01 NORTH | G01 29SP | 652200 GLENDIVE7 115 661032 GLENDCT7 115 1 | P12:345.0:UMZ:# N-1 #:: LINE BELFELD3-CHARL_CK-BE3-1 :EHV: | 0.1043 | Yes
GEN-2024-328 | 01 NORTH | G01 29SP | 661005 BAKER 7 115 995811 BAKER TR1 115 1 | P12:345.0:UMZ:# N-1 #:: LINE BELFELD3-CHARL_CK-BE3-1 :EHV: | 0.1043 | Yes
GEN-2024-328 | 01 NORTH | G01 29SP | 661005 BAKER 7 115 661034 KEYXLPS14 7 115 1 | P12:345.0:UMZ:# N-1 #:: LINE BELFELD3-CHARL_CK-BE3-1 :EHV: | 0.1043 | Yes
GEN-2024-328 | 01 NORTH | G01 29SP | 601006 SPLT RK3 345 652864 SIOUXCY-LNX3 345 1 | P12:345.0:UMZ:# N-1 #:: LINE FTTHOM2-LNX3-GRPRAR2-LNX3-1 :EHV: | 0.06912 | Yes
GEN-2024-328 | 01 NORTH | G01 29SP | 601006 SPLT RK3 345 652864 SIOUXCY-LNX3 345 1 | P12:345.0:UMZ:# N-1 #:: LINE FTTHOMP3-FTTHOM2-LNX3-Z :EHV: | 0.06912 | Yes
GEN-2024-328 | 01 NORTH | G01 29SP | 601006 SPLT RK3 345 652536 WHITE-SRX3 345 1 | P12:345.0:UMZ:# N-1 #:: LINE GR PRAIRIE 3-GRPRAR1-LNX3-Z :EHV: | 0.06296 | Yes
GEN-2024-328 | 01 NORTH | G01 29SP | 601006 SPLT RK3 345 652864 SIOUXCY-LNX3 345 1 | P12:345.0:UMZ:# N-1 #:: LINE GR PRAIRIE 3-GRPRAR1-LNX3-Z :EHV: | 0.06757 | Yes
GEN-2024-328 | 01 NORTH | G01 29SP | 635200 RAUN 3 345 635398 REMSEN 3 345 1 | P12:345.0:UMZ:# N-1 #:: LINE GR PRAIRIE 3-GRPRAR1-LNX3-Z :EHV: | 0.05309 | Yes
GEN-2024-328 | 01 NORTH | G01 29SP | 601048 LYON CO 3 345 631138 LAKEFLD3 345 1 | P12:345.0:UMZ:# N-1 #:: LINE GR PRAIRIE 3-GRPRAR1-LNX3-Z :EHV: | 0.05961 | Yes
GEN-2024-328 | 01 NORTH | G01 29SP | 635398 REMSEN 3 345 635399 CHEROKEE 3 345 1 | P12:345.0:UMZ:# N-1 #:: LINE GR PRAIRIE 3-GRPRAR1-LNX3-Z :EHV: | 0.05309 | Yes
GEN-2024-328 | 01 NORTH | G01 29SP | 635399 CHEROKEE 3 345 635400 HIGHLAND 3 345 1 | P12:345.0:UMZ:# N-1 #:: LINE GR PRAIRIE 3-GRPRAR1-LNX3-Z :EHV: | 0.05309 | Yes
GEN-2024-328 | 01 NORTH | G01 29SP | 631193 HUNTLEY3 345 631197 LEDYARD3 345 1 | P12:345.0:UMZ:# N-1 #:: LINE GR PRAIRIE 3-GRPRAR1-LNX3-Z :EHV: | 0.06119 | Yes
GEN-2024-328 | 01 NORTH | G01 29SP | 601006 SPLT RK3 345 652864 SIOUXCY-LNX3 345 1 | P12:345.0:UMZ:# N-1 #:: LINE GR PRAIRIE 3-GRPRAR2-LNX3-Z :EHV: | 0.06912 | Yes
GEN-2024-328 | 01 NORTH | G01 29SP | 620369 JAMESTN3 345 657791 CENTER 3 345 1 | P12:345.0:UMZ:# N-1 #:: LINE GROTON__-BE3-GR.LS-LO-BE3-Z :EHV: | 0.08911 | Yes
GEN-2024-328 | 01 NORTH | G01 29SP | 601006 SPLT RK3 345 652536 WHITE-SRX3 345 1 | P12:345.0:UMZ:# N-1 #:: LINE HOLT.CO3-GRPRAR1-LNX3-1 :EHV: | 0.06296 | Yes
GEN-2024-328 | 01 NORTH | G01 29SP | 601006 SPLT RK3 345 652864 SIOUXCY-LNX3 345 1 | P12:345.0:UMZ:# N-1 #:: LINE HOLT.CO3-GRPRAR1-LNX3-1 :EHV: | 0.06757 | Yes
GEN-2024-328 | 01 NORTH | G01 29SP | 635200 RAUN 3 345 635398 REMSEN 3 345 1 | P12:345.0:UMZ:# N-1 #:: LINE HOLT.CO3-GRPRAR1-LNX3-1 :EHV: | 0.05309 | Yes
GEN-2024-328 | 01 NORTH | G01 29SP | 601048 LYON CO 3 345 631138 LAKEFLD3 345 1 | P12:345.0:UMZ:# N-1 #:: LINE HOLT.CO3-GRPRAR1-LNX3-1 :EHV: | 0.05961 | Yes
GEN-2024-328 | 01 NORTH | G01 29SP | 635398 REMSEN 3 345 635399 CHEROKEE 3 345 1 | P12:345.0:UMZ:# N-1 #:: LINE HOLT.CO3-GRPRAR1-LNX3-1 :EHV: | 0.05309 | Yes
GEN-2024-328 | 01 NORTH | G01 29SP | 635399 CHEROKEE 3 345 635400 HIGHLAND 3 345 1 | P12:345.0:UMZ:# N-1 #:: LINE HOLT.CO3-GRPRAR1-LNX3-1 :EHV: | 0.05309 | Yes
GEN-2024-328 | 01 NORTH | G01 29SP | 631193 HUNTLEY3 345 631197 LEDYARD3 345 1 | P12:345.0:UMZ:# N-1 #:: LINE HOLT.CO3-GRPRAR1-LNX3-1 :EHV: | 0.06119 | Yes
GEN-2024-328 | 01 NORTH | G01 29SP | 620369 JAMESTN3 345 657791 CENTER 3 345 1 | P12:345.0:UMZ:# N-1 #:: LINE LELAND_O-BE3-LO.LS-GR-BE3-Z :EHV: | 0.08911 | Yes
GEN-2024-328 | 01 NORTH | G01 29SP | 601048 LYON CO 3 345 631138 LAKEFLD3 345 1 | P12:345.0:UMZ:# N-1 #:: LINE SPLT RK3-WHITE-SRX3-1 :EHV: | 0.07028 | Yes
GEN-2024-328 | 01 NORTH | G01 29SP | 635200 RAUN 3 345 652564 SIOUXCY3 345 1 | P12:345.0:UMZ:# N-1 #:: LINE SPLT RK3-WHITE-SRX3-1 :EHV: | 0.06136 | Yes
GEN-2024-328 | 01 NORTH | G01 29SP | 620369 JAMESTN3 345 657791 CENTER 3 345 1 | P12:345.0:UMZ:# N-1 #:: LINE WATERTN3-CROCKER_-BE3-1 :EHV: | 0.08262 | Yes
GEN-2024-328 | 01 NORTH | G01 29SP | 601031 BRKNGCO3 345 620483 ASTORIA 3 345 1 | P12:345.0:UMZ:# N-1 #:: LINE WATERTN3-CROCKER_-BE3-1 :EHV: | 0.07352 | Yes
GEN-2024-328 | 01 NORTH | G01 29SP | 620480 DEUEL CO 3 345 620483 ASTORIA 3 345 1 | P12:345.0:UMZ:# N-1 #:: LINE WATERTN3-CROCKER_-BE3-1 :EHV: | 0.07238 | Yes
GEN-2024-328 | 01 NORTH | G01 29SP | 620417 BSSOUTH3 345 620480 DEUEL CO 3 345 1 | P12:345.0:UMZ:# N-1 #:: LINE WATERTN3-CROCKER_-BE3-1 :EHV: | 0.07238 | Yes
GEN-2024-328 | 01 NORTH | G01 29SP | 601031 BRKNGCO3 345 620483 ASTORIA 3 345 1 | P12:345.0:UMZ:# N-1 #:: LINE WATERTN3-WATERTN-LNX3-Z :EHV: | 0.0843 | Yes
GEN-2024-328 | 01 NORTH | G01 29SP | 620480 DEUEL CO 3 345 620483 ASTORIA 3 345 1 | P12:345.0:UMZ:# N-1 #:: LINE WATERTN3-WATERTN-LNX3-Z :EHV: | 0.08219 | Yes
GEN-2024-328 | 01 NORTH | G01 29SP | 620417 BSSOUTH3 345 620480 DEUEL CO 3 345 1 | P12:345.0:UMZ:# N-1 #:: LINE WATERTN3-WATERTN-LNX3-Z :EHV: | 0.08219 | Yes
GEN-2024-328 | 01 NORTH | G01 29SP | 601031 BRKNGCO3 345 620483 ASTORIA 3 345 1 | P12:345.0:UMZ:# N-1 #:: LINE WHITE 3-DEERCREK-BE3-1 :EHV: | 0.06082 | Yes
GEN-2024-328 | 01 NORTH | G01 29SP | 601031 BRKNGCO3 345 620483 ASTORIA 3 345 1 | P12:345.0:UMZ:# N-1 #:: LINE WHITE 3-WATERTN-LNX3-1 :EHV: | 0.0843 | Yes
GEN-2024-328 | 01 NORTH | G01 29SP | 620480 DEUEL CO 3 345 620483 ASTORIA 3 345 1 | P12:345.0:UMZ:# N-1 #:: LINE WHITE 3-WATERTN-LNX3-1 :EHV: | 0.08219 | Yes
GEN-2024-328 | 01 NORTH | G01 29SP | 620417 BSSOUTH3 345 620480 DEUEL CO 3 345 1 | P12:345.0:UMZ:# N-1 #:: LINE WHITE 3-WATERTN-LNX3-1 :EHV: | 0.08219 | Yes
GEN-2024-328 | 01 NORTH | G01 29SP | 601048 LYON CO 3 345 631138 LAKEFLD3 345 1 | P12:345.0:UMZ:# N-1 #:: LINE WHITE-SRX3-WHITE 3-SX :EHV: | 0.07028 | Yes
GEN-2024-328 | 01 NORTH | G01 29SP | 635200 RAUN 3 345 652564 SIOUXCY3 345 1 | P12:345.0:UMZ:# N-1 #:: LINE WHITE-SRX3-WHITE 3-SX :EHV: | 0.06136 | Yes
GEN-2024-328 | 01 NORTH | G01 29SP | 601002 ADAMS 3 345 615306 GRE-PL VLLY3 345 1 | P12:345:ATC-XEL:W-13:NMAB5_345:BRIGGSRDNLL:EHV: | 0.05015 | Yes
GEN-2024-328 | 01 NORTH | G01 29SP | 631193 HUNTLEY3 345 631197 LEDYARD3 345 1 | P12:345:ITCM-MEC:HAZLTON:LASALLE:1 | 0.06293 | Yes
GEN-2024-328 | 01 NORTH | G01 29SP | 635200 RAUN 3 345 635398 REMSEN 3 345 1 | P12:345:MEC:KOSSUTH:IRVINGTON:1 | 0.05535 | Yes
GEN-2024-328 | 01 NORTH | G01 29SP | 635398 REMSEN 3 345 635399 CHEROKEE 3 345 1 | P12:345:MEC:KOSSUTH:IRVINGTON:1 | 0.05535 | Yes
GEN-2024-328 | 01 NORTH | G01 29SP | 635399 CHEROKEE 3 345 635400 HIGHLAND 3 345 1 | P12:345:MEC:KOSSUTH:IRVINGTON:1 | 0.05535 | Yes
GEN-2024-328 | 01 NORTH | G01 29SP | 631138 LAKEFLD3 345 635368 OBRIEN 3 345 1 | P12:345:MEC:PALO ALTO:KOSSUTH:1REACTOR:EHV: | 0.05168 | Yes
GEN-2024-328 | 01 NORTH | G01 29SP | 631193 HUNTLEY3 345 631197 LEDYARD3 345 1 | P12:345:MEC:PALO ALTO:KOSSUTH:1REACTOR:EHV: | 0.05966 | Yes
GEN-2024-328 | 01 NORTH | G01 29SP | 601006 SPLT RK3 345 652864 SIOUXCY-LNX3 345 1 | P12:345:MEC:RAUN:REMSEN:1 | 0.0685 | Yes
GEN-2024-328 | 01 NORTH | G01 29SP | 635200 RAUN 3 345 635398 REMSEN 3 345 1 | P12:345:MEC:WEBSTER:IRVINGTON:1REACTOR:EHV: | 0.05535 | Yes
GEN-2024-328 | 01 NORTH | G01 29SP | 635398 REMSEN 3 345 635399 CHEROKEE 3 345 1 | P12:345:MEC:WEBSTER:IRVINGTON:1REACTOR:EHV: | 0.05535 | Yes
GEN-2024-328 | 01 NORTH | G01 29SP | 635399 CHEROKEE 3 345 635400 HIGHLAND 3 345 1 | P12:345:MEC:WEBSTER:IRVINGTON:1REACTOR:EHV: | 0.05535 | Yes
GEN-2024-328 | 01 NORTH | G01 29SP | 620480 DEUEL CO 3 345 620483 ASTORIA 3 345 1 | P12:345:MRES:ALXLNRCTRT:BISON 3:CAPX-ALXLNRCTRT-BISON 3 | 0.07117 | Yes
GEN-2024-328 | 01 NORTH | G01 29SP | 620417 BSSOUTH3 345 620480 DEUEL CO 3 345 1 | P12:345:MRES:ALXLNRCTRT:BISON 3:CAPX-ALXLNRCTRT-BISON 3 | 0.07117 | Yes
GEN-2024-328 | 01 NORTH | G01 29SP | 635200 RAUN 3 345 645552 S3452 REACT3 345 1 | P12:345:OPPD-MEC:S3451-RAUN:::EHV: | 0.08202 | Yes
GEN-2024-328 | 01 NORTH | G01 29SP | 635200 RAUN 3 345 652564 SIOUXCY3 345 1 | P12:345:OPPD-MEC:S3451-RAUN:::EHV: | 0.06243 | Yes
GEN-2024-328 | 01 NORTH | G01 29SP | 620480 DEUEL CO 3 345 620483 ASTORIA 3 345 1 | P12:345:OTP:ASTORIA3:J510ASTOR3:1 | 0.06224 | Yes
GEN-2024-328 | 01 NORTH | G01 29SP | 620417 BSSOUTH3 345 620480 DEUEL CO 3 345 1 | P12:345:OTP:ASTORIA3:J510ASTOR3:1 | 0.06224 | Yes
GEN-2024-328 | 01 NORTH | G01 29SP | 620358 BUFFALO3 345 620369 JAMESTN3 345 1 | P12:345:OTP:BSSOUTH3:TWINBRKS3:1 | 0.07211 | Yes
GEN-2024-328 | 01 NORTH | G01 29SP | 601067 BISON 3 345 620358 BUFFALO3 345 1 | P12:345:OTP:BSSOUTH3:TWINBRKS3:1 | 0.07077 | Yes
GEN-2024-328 | 01 NORTH | G01 29SP | 602006 SHEYNNE4 230 652435 FARGO 4 230 1 | P12:345:OTP:BUFFALO3:JAMESTN3:1 | 0.05061 | Yes
GEN-2024-328 | 01 NORTH | G01 29SP | 620416 TWIN BRKS 3 345 620417 BSSOUTH3 345 1 | P12:345:OTP:BUFFALO3:JAMESTN3:1 | 0.05468 | Yes
GEN-2024-328 | 01 NORTH | G01 29SP | 620369 JAMESTN3 345 620769 JMS SHUNT 3 345 Z | P12:345:OTP:BUFFALO3:JAMESTN3:1 | 0.05074 | Yes
GEN-2024-328 | 01 NORTH | G01 29SP | 620769 JMS SHUNT 3 345 661952 ELN345SHNT23 345 1 | P12:345:OTP:BUFFALO3:JAMESTN3:1 | 0.05074 | Yes
GEN-2024-328 | 01 NORTH | G01 29SP | 661097 ELLENDL345 3 345 661952 ELN345SHNT23 345 Z | P12:345:OTP:BUFFALO3:JAMESTN3:1 | 0.05074 | Yes
GEN-2024-328 | 01 NORTH | G01 29SP | 661097 ELLENDL345 3 345 661950 ELN345SHNT 3 345 Z | P12:345:OTP:BUFFALO3:JAMESTN3:1 | 0.05468 | Yes
GEN-2024-328 | 01 NORTH | G01 29SP | 620416 TWIN BRKS 3 345 661950 ELN345SHNT 3 345 1 | P12:345:OTP:BUFFALO3:JAMESTN3:1 | 0.05468 | Yes
GEN-2024-328 | 01 NORTH | G01 29SP | 620369 JAMESTN3 345 657791 CENTER 3 345 1 | P12:345:OTP:CENTER3:CNTSHNT3:Z1 | 0.08803 | Yes
GEN-2024-328 | 01 NORTH | G01 29SP | 620358 BUFFALO3 345 620369 JAMESTN3 345 1 | P12:345:OTP:CENTER3:CNTSHNT3:Z1 | 0.0653 | Yes
GEN-2024-328 | 01 NORTH | G01 29SP | 601067 BISON 3 345 620358 BUFFALO3 345 1 | P12:345:OTP:CENTER3:CNTSHNT3:Z1 | 0.06395 | Yes
GEN-2024-328 | 01 NORTH | G01 29SP | 657751 CENTER 4 230 657756 SQBUTTE4 230 1 | P12:345:OTP:CENTER3:COYOTE3:1 RAS OFF:EHV: | 0.05888 | Yes
GEN-2024-328 | 01 NORTH | G01 29SP | 602006 SHEYNNE4 230 652435 FARGO 4 230 1 | P12:345:OTP:JAMESTN3:CENTER3:1 | 0.05387 | Yes
GEN-2024-328 | 01 NORTH | G01 29SP | 661091 NAPOLEON SW4 230 661094 WISHEK 4 230 1 | P12:345:OTP:JAMESTN3:CENTER3:1 | 0.05521 | Yes
GEN-2024-328 | 01 NORTH | G01 29SP | 661093 MERRCRT4 230 661094 WISHEK 4 230 1 | P12:345:OTP:JAMESTN3:CENTER3:1 | 0.05521 | Yes
GEN-2024-328 | 01 NORTH | G01 29SP | 652296 WARD 4 230 661053 MANDAN 4 230 1 | P12:345:OTP:JAMESTN3:CENTER3:1 | 0.05159 | Yes
GEN-2024-328 | 01 NORTH | G01 29SP | 661053 MANDAN 4 230 661091 NAPOLEON SW4 230 1 | P12:345:OTP:JAMESTN3:CENTER3:1 | 0.05521 | Yes
GEN-2024-328 | 01 NORTH | G01 29SP | 601001 FORBES 2 500 601017 CHIS-N 2 500 1 | P12:345:OTP:JAMESTN3:CENTER3:1 | 0.063 | Yes
GEN-2024-328 | 01 NORTH | G01 29SP | 601016 CHIS CO2 500 601017 CHIS-N 2 500 1 | P12:345:OTP:JAMESTN3:CENTER3:1 | 0.063 | Yes
GEN-2024-328 | 01 NORTH | G01 29SP | 652468 HEBRON 4 230 661053 MANDAN 4 230 1 | P12:345:OTP:JAMESTN3:CENTER3:1 | 0.11885 | Yes
GEN-2024-328 | 01 NORTH | G01 29SP | 601003 PR ISLD3 345 601039 NROC 3 345 1 | P12:345:XEL:ASK-ECL | 0.05328 | Yes
GEN-2024-328 | 01 NORTH | G01 29SP | 601014 AS KING3 345 601021 KOLMNLK3 345 1 | P12:345:XEL:ASKING3:CHISCO3:1 | 0.05012 | Yes
GEN-2024-328 | 01 NORTH | G01 29SP | 601048 LYON CO 3 345 631138 LAKEFLD3 345 1 | P12:345:XEL:HELENA3:GRE-CDRMTH13:1 | 0.05704 | Yes
GEN-2024-328 | 01 NORTH | G01 29SP | 601048 LYON CO 3 345 631138 LAKEFLD3 345 1 | P12:345:XEL:HELENA3:GRE-CDRMTH23:2 | 0.05705 | Yes
GEN-2024-328 | 01 NORTH | G01 29SP | 601006 SPLT RK3 345 652536 WHITE-SRX3 345 1 | P12:345:XEL:LYONCO3:HAWKSNEST3:1 | 0.06299 | Yes
GEN-2024-328 | 01 NORTH | G01 29SP | 601003 PR ISLD3 345 601039 NROC 3 345 1 | P12:345:XEL:NROC3:HMPTCNR3:1 | 0.06357 | Yes
GEN-2024-328 | 01 NORTH | G01 29SP | 601039 NROC 3 345 601051 HMPT CNR3 345 1 | P12:345:XEL:PRISLD3:NROC3:1 | 0.05889 | Yes
GEN-2024-328 | 01 NORTH | G01 29SP | 620416 TWIN BRKS 3 345 620417 BSSOUTH3 345 1 | P12:345:XEL-OTP:BISON3:BUFFALO3:1 | 0.0515 | Yes
GEN-2024-328 | 01 NORTH | G01 29SP | 661097 ELLENDL345 3 345 661950 ELN345SHNT 3 345 Z | P12:345:XEL-OTP:BISON3:BUFFALO3:1 | 0.0515 | Yes
GEN-2024-328 | 01 NORTH | G01 29SP | 620416 TWIN BRKS 3 345 661950 ELN345SHNT 3 345 1 | P12:345:XEL-OTP:BISON3:BUFFALO3:1 | 0.0515 | Yes
GEN-2024-328 | 01 NORTH | G01 29SP | 601067 BISON 3 345 658049 ALXLNRCTRT 345 1 | P12:345:XEL-OTP:BRKNGCO3:ASTORIA3:1 | 0.05491 | Yes
GEN-2024-328 | 01 NORTH | G01 29SP | 658047 ALEXMRES3 345 658049 ALXLNRCTRT 345 Z1 | P12:345:XEL-OTP:BRKNGCO3:ASTORIA3:1 | 0.05491 | Yes
GEN-2024-328 | 01 NORTH | G01 29SP | 601067 BISON 3 345 658049 ALXLNRCTRT 345 1 | P12:500:XEL-GRE-MP:FORBES-CHISAGO COUNTY 500 | 0.05298 | Yes
GEN-2024-328 | 01 NORTH | G01 29SP | 658047 ALEXMRES3 345 658049 ALXLNRCTRT 345 Z1 | P12:500:XEL-GRE-MP:FORBES-CHISAGO COUNTY 500 | 0.05298 | Yes
GEN-2024-328 | 01 NORTH | G01 29SP | 620358 BUFFALO3 345 620369 JAMESTN3 345 1 | P13:034-230-345:MDU:ELLENDALE345:1: | 0.05807 | Yes
GEN-2024-328 | 01 NORTH | G01 29SP | 601067 BISON 3 345 620358 BUFFALO3 345 1 | P13:034-230-345:MDU:ELLENDALE345:1: | 0.05732 | Yes
GEN-2024-328 | 01 NORTH | G01 29SP | 661005 BAKER 7 115 995811 BAKER TR1 115 1 | P13:115:MDU:GLENDIVE TURBINE:1:GLENDIVE 1 GSU LOSS | 0.09598 | Yes
GEN-2024-328 | 01 NORTH | G01 29SP | 661005 BAKER 7 115 661034 KEYXLPS14 7 115 1 | P13:115:MDU:GLENDIVE TURBINE:1:GLENDIVE 1 GSU LOSS | 0.09598 | Yes
GEN-2024-328 | 01 NORTH | G01 29SP | 661005 BAKER 7 115 995811 BAKER TR1 115 1 | P13:115:MDU:GLENDIVE TURBINE:1:GLENDIVE 2 GSU LOSS | 0.09598 | Yes
GEN-2024-328 | 01 NORTH | G01 29SP | 661005 BAKER 7 115 661034 KEYXLPS14 7 115 1 | P13:115:MDU:GLENDIVE TURBINE:1:GLENDIVE 2 GSU LOSS | 0.09598 | Yes
GEN-2024-328 | 01 NORTH | G01 29SP | 652200 GLENDIVE7 115 661032 GLENDCT7 115 1 | P13:115-13.8:UMZ:# N-1 #:: 2WND CULB_GEN-BE7-CULBRTSN-BEG-1 :HV: | 0.09588 | Yes
GEN-2024-328 | 01 NORTH | G01 29SP | 661005 BAKER 7 115 995811 BAKER TR1 115 1 | P13:230:MDU:HETTINGER:1:THUNDER SPIRIT GSUS & COLLECTOR LOSS | 0.09598 | Yes
GEN-2024-328 | 01 NORTH | G01 29SP | 657756 SQBUTTE4 230 995911 620:CENTER # 230 1 | P13:230:OTP:SQBUTTE4:CENTER3:CENTR2TE2:HV: | 0.05715 | Yes
GEN-2024-328 | 01 NORTH | G01 29SP | 657791 CENTER 3 345 995911 620:CENTER # 230 1 | P13:230:OTP:SQBUTTE4:CENTER3:CENTR2TE2:HV: | 0.05715 | Yes
GEN-2024-328 | 01 NORTH | G01 29SP | 620369 JAMESTN3 345 657791 CENTER 3 345 1 | P13:230-24:OTP:BIGSTON4:BIGSTN1G:1 | 0.07859 | Yes
GEN-2024-328 | 01 NORTH | G01 29SP | 661005 BAKER 7 115 995811 BAKER TR1 115 1 | P13:230-34.5:UMZ:# N-1 #:: 2WND HETINGR4-THDRSPTCLC 9-1 :HV: | 0.09598 | Yes
GEN-2024-328 | 01 NORTH | G01 29SP | 661032 GLENDCT7 115 661033 CABINCR7 115 1 | P13:230-34.5:UMZ:# N-1 #:: 3WND BOWMAN.W-UA4-BOWMAN.W-UA9-BOWMAN.T-UA9-1 652_ BOWMAN WIND_:HV: | 0.09598 | Yes
GEN-2024-328 | 01 NORTH | G01 29SP | 652468 HEBRON 4 230 661053 MANDAN 4 230 1 | P13:230-34.5:UMZ:# N-1 #:: 3WND ND.SUN._-PP4-ND.SUN._-PP9-ND.SUN.T-PP9-1 SFW.GSU.T1:HV: | 0.12289 | Yes
GEN-2024-328 | 01 NORTH | G01 29SP | 635200 RAUN 3 345 762779 G18-043 TAP 345 1 | P13:345:OPPD:NEBCTY2G:::EHV: | 0.05516 | Yes
GEN-2024-328 | 01 NORTH | G01 29SP | 635200 RAUN 3 345 645552 S3452 REACT3 345 1 | P13:345:OPPD:NEBCTY2G:::EHV: | 0.05618 | Yes
GEN-2024-328 | 01 NORTH | G01 29SP | 601016 CHIS CO2 500 996557 C055765(2-4) 345 9 | P13:345:XEL:CHISCO2:CHISCO3:CHIST1910:EHV: | 0.0555 | Yes
GEN-2024-328 | 01 NORTH | G01 29SP | 601018 CHIS CO3 345 996557 C055765(2-4) 345 9 | P13:345:XEL:CHISCO2:CHISCO3:CHIST1910:EHV: | 0.0555 | Yes
GEN-2024-328 | 01 NORTH | G01 29SP | 601016 CHIS CO2 500 996556 C073455(1-2) 345 10 | P13:345:XEL:CHISCO2:CHISCO3:CHIST299:EHV: | 0.05545 | Yes
GEN-2024-328 | 01 NORTH | G01 29SP | 601018 CHIS CO3 345 996556 C073455(1-2) 345 10 | P13:345:XEL:CHISCO2:CHISCO3:CHIST299:EHV: | 0.05545 | Yes
GEN-2024-328 | 01 NORTH | G01 29SP | 601001 FORBES 2 500 601017 CHIS-N 2 500 1 | P13:345:XEL:MNTCE31G:MNTCELO3:1 | 0.05727 | Yes
GEN-2024-328 | 01 NORTH | G01 29SP | 601016 CHIS CO2 500 601017 CHIS-N 2 500 1 | P13:345:XEL:MNTCE31G:MNTCELO3:1 | 0.05727 | Yes
GEN-2024-328 | 01 NORTH | G01 29SP | 601001 FORBES 2 500 601017 CHIS-N 2 500 1 | P13:345:XEL:PRIS31G:PRISLD3:1 | 0.05727 | Yes
GEN-2024-328 | 01 NORTH | G01 29SP | 601016 CHIS CO2 500 601017 CHIS-N 2 500 1 | P13:345:XEL:PRIS31G:PRISLD3:1 | 0.05727 | Yes
GEN-2024-328 | 01 NORTH | G01 29SP | 601001 FORBES 2 500 601017 CHIS-N 2 500 1 | P13:345:XEL:PRIS32G:PRISLD3:2 | 0.05727 | Yes
GEN-2024-328 | 01 NORTH | G01 29SP | 601016 CHIS CO2 500 601017 CHIS-N 2 500 1 | P13:345:XEL:PRIS32G:PRISLD3:2 | 0.05727 | Yes
GEN-2024-328 | 01 NORTH | G01 29SP | 652200 GLENDIVE7 115 661032 GLENDCT7 115 1 | P13:345-18.0:UMZ:# N-1 #:: 2WND PIONEER_-BE3-P4_CTG_1-BEG-1 :EHV: | 0.09598 | Yes
GEN-2024-328 | 01 NORTH | G01 29SP | 661005 BAKER 7 115 661034 KEYXLPS14 7 115 1 | P13:345-18.0:UMZ:# N-1 #:: 2WND PIONEER_-BE3-P4_CTG_1-BEG-1 :EHV: | 0.09598 | Yes
GEN-2024-328 | 01 NORTH | G01 29SP | 652200 GLENDIVE7 115 661032 GLENDCT7 115 1 | P13:345-18.0:UMZ:# N-1 #:: 2WND PIONEER_-BE3-P4_CTG_2-BEG-1 :EHV: | 0.09588 | Yes
GEN-2024-328 | 01 NORTH | G01 29SP | 601031 BRKNGCO3 345 620483 ASTORIA 3 345 1 | P13:345-18.0:UMZ:# N-1 #:: 3WND DEERCREK-BE3-DEERC_CT-BEG-DEERC_ST-BEG-1 DEERCRK KU1A:EHV: | 0.06082 | Yes
GEN-2024-328 | 01 NORTH | G01 29SP | 661005 BAKER 7 115 995811 BAKER TR1 115 1 | P13:345-24.0:UMZ:# N-1 #:: 2WND LRS_1___-MBG-LARAMIE_-MB3-1 :EHV: | 0.09608 | Yes
GEN-2024-328 | 01 NORTH | G01 29SP | 652468 HEBRON 4 230 661053 MANDAN 4 230 1 | P13:345-24.0:UMZ:# N-1 #:: 2WND LRS_1___-MBG-LARAMIE_-MB3-1 :EHV: | 0.12188 | Yes
GEN-2024-328 | 01 NORTH | G01 29SP | 620369 JAMESTN3 345 657791 CENTER 3 345 1 | P14:345:UMZ:# 7211 #:: PROPER TAKE LINE WITH GROTON-LELAND OLDS LINE REACTOR:EHV: | 0.08911 | Yes
GEN-2024-328 | 01 NORTH | G01 29SP | 620369 JAMESTN3 345 657791 CENTER 3 345 1 | P14:345:UMZ:# 7212 #:: PROPER TAKE LINE WITH LELAND OLDS-GROTON LINE REACTOR:EHV: | 0.08911 | Yes
GEN-2024-328 | 01 NORTH | G01 29SP | 620369 JAMESTN3 345 657791 CENTER 3 345 1 | P14:345:UMZ:# 7220 #:: PROPER MINNKOTA CON FOR CENTER SHUNT TAKES LINE:EHV: | 0.08803 | Yes
GEN-2024-328 | 01 NORTH | G01 29SP | 620358 BUFFALO3 345 620369 JAMESTN3 345 1 | P14:345:UMZ:# 7220 #:: PROPER MINNKOTA CON FOR CENTER SHUNT TAKES LINE:EHV: | 0.0653 | Yes
GEN-2024-328 | 01 NORTH | G01 29SP | 601067 BISON 3 345 620358 BUFFALO3 345 1 | P14:345:UMZ:# 7220 #:: PROPER MINNKOTA CON FOR CENTER SHUNT TAKES LINE:EHV: | 0.06395 | Yes
GEN-2024-328 | 01 NORTH | G01 29SP | 661048 HETINGR7 115 995806 HETTINGR TR1 115 1 | P21:230:MDU:BAKER:LITTLE MISSOURI:1: | 0.07117 | Yes
GEN-2024-328 | 01 NORTH | G01 29SP | 655730 CENTIPED-UM7 115 661048 HETINGR7 115 1 | P21:230:MDU:BAKER:LITTLE MISSOURI:1: | 0.07117 | Yes
GEN-2024-328 | 01 NORTH | G01 29SP | 655730 CENTIPED-UM7 115 661070 N ENGLN7 115 1 | P21:230:MDU:BAKER:LITTLE MISSOURI:1: | 0.07117 | Yes
GEN-2024-328 | 01 NORTH | G01 29SP | 659125 DICKINSN-BE7 115 661070 N ENGLN7 115 1 | P21:230:MDU:BAKER:LITTLE MISSOURI:1: | 0.07117 | Yes
GEN-2024-328 | 01 NORTH | G01 29SP | 661032 GLENDCT7 115 661033 CABINCR7 115 1 | P21:230:MDU:LITTLE MISSOURI:RHAME:1: | 0.27962 | Yes
GEN-2024-328 | 01 NORTH | G01 29SP | 661033 CABINCR7 115 661034 KEYXLPS14 7 115 1 | P21:230:MDU:LITTLE MISSOURI:RHAME:1: | 0.27962 | Yes
GEN-2024-328 | 01 NORTH | G01 29SP | 620358 BUFFALO3 345 620369 JAMESTN3 345 1 | P21:345:MDU:ELLENDALE JETX REACTOR:JMS SHUNT REACTOR:1: | 0.07065 | Yes
GEN-2024-328 | 01 NORTH | G01 29SP | 601067 BISON 3 345 620358 BUFFALO3 345 1 | P21:345:MDU:ELLENDALE JETX REACTOR:JMS SHUNT REACTOR:1: | 0.06928 | Yes
GEN-2024-328 | 01 NORTH | G01 29SP | 620358 BUFFALO3 345 620369 JAMESTN3 345 1 | P21:345:MDU:ELLENDALE345:ELLENDALE JETX REACTOR:Z: | 0.07065 | Yes
GEN-2024-328 | 01 NORTH | G01 29SP | 601067 BISON 3 345 620358 BUFFALO3 345 1 | P21:345:MDU:ELLENDALE345:ELLENDALE JETX REACTOR:Z: | 0.06928 | Yes
GEN-2024-328 | 01 NORTH | G01 29SP | 601006 SPLT RK3 345 652864 SIOUXCY-LNX3 345 1 | P21:345:UMZW:# 2410 #:: FT2 IN SD. FT2-FT22LNX3 OPENED:EHV: | 0.06912 | Yes
GEN-2024-328 | 01 NORTH | G01 29SP | 601006 SPLT RK3 345 652864 SIOUXCY-LNX3 345 1 | P21:345:UMZW:# 324 #:: FT2 IN SD. OPENING OF A LINE SECTION W/O A FAULT:EHV: | 0.06912 | Yes
GEN-2024-328 | 01 NORTH | G01 29SP | 601031 BRKNGCO3 345 620483 ASTORIA 3 345 1 | P21:345:UMZW:# 326 #:: WT2 IN SD. OPENING OF A LINE SECTION W/O A FAULT (WT2-WT2LNX3 LINE REACTOR):EHV: | 0.0843 | Yes
GEN-2024-328 | 01 NORTH | G01 29SP | 620480 DEUEL CO 3 345 620483 ASTORIA 3 345 1 | P21:345:UMZW:# 326 #:: WT2 IN SD. OPENING OF A LINE SECTION W/O A FAULT (WT2-WT2LNX3 LINE REACTOR):EHV: | 0.08219 | Yes
GEN-2024-328 | 01 NORTH | G01 29SP | 620417 BSSOUTH3 345 620480 DEUEL CO 3 345 1 | P21:345:UMZW:# 326 #:: WT2 IN SD. OPENING OF A LINE SECTION W/O A FAULT (WT2-WT2LNX3 LINE REACTOR):EHV: | 0.08219 | Yes
GEN-2024-328 | 01 NORTH | G01 29SP | 620480 DEUEL CO 3 345 620483 ASTORIA 3 345 1 | P21:345:XEL-OTP:BISON3:ALEXMRES3:1:EHV: | 0.07117 | Yes
GEN-2024-328 | 01 NORTH | G01 29SP | 620417 BSSOUTH3 345 620480 DEUEL CO 3 345 1 | P21:345:XEL-OTP:BISON3:ALEXMRES3:1:EHV: | 0.07117 | Yes
GEN-2024-328 | 01 NORTH | G01 29SP | 601048 LYON CO 3 345 631138 LAKEFLD3 345 1 | P22:345:GRE:CMT HEL 1:::EHV: | 0.05704 | Yes
GEN-2024-328 | 01 NORTH | G01 29SP | 601048 LYON CO 3 345 631138 LAKEFLD3 345 1 | P22:345:GRE:CMT HEL 2:::EHV: | 0.05705 | Yes
GEN-2024-328 | 01 NORTH | G01 29SP | 635200 RAUN 3 345 645552 S3452 REACT3 345 1 | P22:345:OPPD:S3451-RAUN:::EHV: | 0.08202 | Yes
GEN-2024-328 | 01 NORTH | G01 29SP | 635200 RAUN 3 345 652564 SIOUXCY3 345 1 | P22:345:OPPD:S3451-RAUN:::EHV: | 0.06243 | Yes
GEN-2024-328 | 01 NORTH | G01 29SP | 635200 RAUN 3 345 762779 G18-043 TAP 345 1 | P22:345:OPPD:S3458 NEBCTY1G:LT::EHV: | 0.05746 | Yes
GEN-2024-328 | 01 NORTH | G01 29SP | 635200 RAUN 3 345 762779 G18-043 TAP 345 1 | P22:345:OPPD:S3458 NEBCTY2G:::EHV: | 0.05516 | Yes
GEN-2024-328 | 01 NORTH | G01 29SP | 635200 RAUN 3 345 645552 S3452 REACT3 345 1 | P22:345:OPPD:S3458 NEBCTY2G:::EHV: | 0.05618 | Yes
GEN-2024-328 | 01 NORTH | G01 29SP | 635200 RAUN 3 345 762779 G18-043 TAP 345 1 | P22:345:OPPD:S3458 NEBCTY2G:LT::EHV: | 0.05746 | Yes
GEN-2024-328 | 01 NORTH | G01 29SP | 635200 RAUN 3 345 645552 S3452 REACT3 345 1 | P22:345:OPPD:S3458 NEBCTY2G:LT::EHV: | 0.05855 | Yes
GEN-2024-328 | 01 NORTH | G01 29SP | 652200 GLENDIVE7 115 661032 GLENDCT7 115 1 | P22:345:UMZW:# 386 #:: BEF IN ND. 345 BUS FAULT :EHV: | 0.1043 | Yes
GEN-2024-328 | 01 NORTH | G01 29SP | 661005 BAKER 7 115 995811 BAKER TR1 115 1 | P22:345:UMZW:# 386 #:: BEF IN ND. 345 BUS FAULT :EHV: | 0.1043 | Yes
GEN-2024-328 | 01 NORTH | G01 29SP | 661005 BAKER 7 115 661034 KEYXLPS14 7 115 1 | P22:345:UMZW:# 386 #:: BEF IN ND. 345 BUS FAULT :EHV: | 0.1043 | Yes
GEN-2024-328 | 01 NORTH | G01 29SP | 601048 LYON CO 3 345 631138 LAKEFLD3 345 1 | P23:345:GRE:CMT 302JB6:::EHV: | 0.05822 | Yes
GEN-2024-328 | 01 NORTH | G01 29SP | 635999 IRVINGTON3 345 636000 WEBSTER3 345 1 | P23:345:ITCM:BISON 3 3681-3682-3683:IA-NW::EHV: | 0.05092 | Yes
GEN-2024-328 | 01 NORTH | G01 29SP | 635369 KOSSUTH 3 345 635999 IRVINGTON3 345 1 | P23:345:ITCM:BISON 3 3681-3682-3683:IA-NW::EHV: | 0.05092 | Yes
GEN-2024-328 | 01 NORTH | G01 29SP | 635999 IRVINGTON3 345 636000 WEBSTER3 345 1 | P23:345:ITCM:KILLDEER3 3828:IA-MVP::EHV: | 0.05009 | Yes
GEN-2024-328 | 01 NORTH | G01 29SP | 635369 KOSSUTH 3 345 635999 IRVINGTON3 345 1 | P23:345:ITCM:KILLDEER3 3828:IA-MVP::EHV: | 0.05009 | Yes
GEN-2024-328 | 01 NORTH | G01 29SP | 631193 HUNTLEY3 345 631197 LEDYARD3 345 1 | P23:345:ITCM:LASALLE3 3904-3905-3906:IA-NW::EHV: | 0.06293 | Yes
GEN-2024-328 | 01 NORTH | G01 29SP | 635999 IRVINGTON3 345 636000 WEBSTER3 345 1 | P23:345:ITCM:QUINN3 3762-3763-3764:IA::EHV: | 0.05009 | Yes
GEN-2024-328 | 01 NORTH | G01 29SP | 635369 KOSSUTH 3 345 635999 IRVINGTON3 345 1 | P23:345:ITCM:QUINN3 3762-3763-3764:IA::EHV: | 0.05009 | Yes
GEN-2024-328 | 01 NORTH | G01 29SP | 620358 BUFFALO3 345 620369 JAMESTN3 345 1 | P23:345:MDU:ELLENDALE345:EL5-EL6: | 0.07065 | Yes
GEN-2024-328 | 01 NORTH | G01 29SP | 601067 BISON 3 345 620358 BUFFALO3 345 1 | P23:345:MDU:ELLENDALE345:EL5-EL6: | 0.06928 | Yes
GEN-2024-328 | 01 NORTH | G01 29SP | 635200 RAUN 3 345 762779 G18-043 TAP 345 1 | P23:345:MEC:CBEC:905::EHV: | 0.05803 | Yes
GEN-2024-328 | 01 NORTH | G01 29SP | 601006 SPLT RK3 345 652864 SIOUXCY-LNX3 345 1 | P23:345:MEC:CBEC:905::EHV: | 0.05973 | Yes
GEN-2024-328 | 01 NORTH | G01 29SP | 635200 RAUN 3 345 645552 S3452 REACT3 345 1 | P23:345:MEC:CBEC:905::EHV: | 0.05915 | Yes
GEN-2024-328 | 01 NORTH | G01 29SP | 635200 RAUN 3 345 762779 G18-043 TAP 345 1 | P23:345:MEC:CBEC:908::EHV: | 0.05747 | Yes
GEN-2024-328 | 01 NORTH | G01 29SP | 635200 RAUN 3 345 645552 S3452 REACT3 345 1 | P23:345:MEC:CBEC:908::EHV: | 0.05855 | Yes
GEN-2024-328 | 01 NORTH | G01 29SP | 635200 RAUN 3 345 635398 REMSEN 3 345 1 | P23:345:MEC:IRVINGTON:901::EHV: | 0.05535 | Yes
GEN-2024-328 | 01 NORTH | G01 29SP | 635398 REMSEN 3 345 635399 CHEROKEE 3 345 1 | P23:345:MEC:IRVINGTON:901::EHV: | 0.05535 | Yes
GEN-2024-328 | 01 NORTH | G01 29SP | 635399 CHEROKEE 3 345 635400 HIGHLAND 3 345 1 | P23:345:MEC:IRVINGTON:901::EHV: | 0.05535 | Yes
GEN-2024-328 | 01 NORTH | G01 29SP | 635200 RAUN 3 345 635398 REMSEN 3 345 1 | P23:345:MEC:IRVINGTON:902::EHV: | 0.05535 | Yes
GEN-2024-328 | 01 NORTH | G01 29SP | 635398 REMSEN 3 345 635399 CHEROKEE 3 345 1 | P23:345:MEC:IRVINGTON:902::EHV: | 0.05535 | Yes
GEN-2024-328 | 01 NORTH | G01 29SP | 635399 CHEROKEE 3 345 635400 HIGHLAND 3 345 1 | P23:345:MEC:IRVINGTON:902::EHV: | 0.05535 | Yes
GEN-2024-328 | 01 NORTH | G01 29SP | 635200 RAUN 3 345 635398 REMSEN 3 345 1 | P23:345:MEC:IRVINGTON:903::EHV: | 0.05535 | Yes
GEN-2024-328 | 01 NORTH | G01 29SP | 635398 REMSEN 3 345 635399 CHEROKEE 3 345 1 | P23:345:MEC:IRVINGTON:903::EHV: | 0.05535 | Yes
GEN-2024-328 | 01 NORTH | G01 29SP | 635399 CHEROKEE 3 345 635400 HIGHLAND 3 345 1 | P23:345:MEC:IRVINGTON:903::EHV: | 0.05535 | Yes
GEN-2024-328 | 01 NORTH | G01 29SP | 635200 RAUN 3 345 635398 REMSEN 3 345 1 | P23:345:MEC:KOSSUTH:901::EHV: | 0.05332 | Yes
GEN-2024-328 | 01 NORTH | G01 29SP | 635398 REMSEN 3 345 635399 CHEROKEE 3 345 1 | P23:345:MEC:KOSSUTH:901::EHV: | 0.05332 | Yes
GEN-2024-328 | 01 NORTH | G01 29SP | 635399 CHEROKEE 3 345 635400 HIGHLAND 3 345 1 | P23:345:MEC:KOSSUTH:901::EHV: | 0.05332 | Yes
GEN-2024-328 | 01 NORTH | G01 29SP | 631138 LAKEFLD3 345 635368 OBRIEN 3 345 1 | P23:345:MEC:KOSSUTH:901::EHV: | 0.05651 | Yes
GEN-2024-328 | 01 NORTH | G01 29SP | 635200 RAUN 3 345 635398 REMSEN 3 345 1 | P23:345:MEC:KOSSUTH:902::EHV: | 0.05332 | Yes
GEN-2024-328 | 01 NORTH | G01 29SP | 635398 REMSEN 3 345 635399 CHEROKEE 3 345 1 | P23:345:MEC:KOSSUTH:902::EHV: | 0.05332 | Yes
GEN-2024-328 | 01 NORTH | G01 29SP | 635399 CHEROKEE 3 345 635400 HIGHLAND 3 345 1 | P23:345:MEC:KOSSUTH:902::EHV: | 0.05332 | Yes
GEN-2024-328 | 01 NORTH | G01 29SP | 631138 LAKEFLD3 345 635368 OBRIEN 3 345 1 | P23:345:MEC:KOSSUTH:902::EHV: | 0.05651 | Yes
GEN-2024-328 | 01 NORTH | G01 29SP | 635200 RAUN 3 345 635398 REMSEN 3 345 1 | P23:345:MEC:KOSSUTH:904::EHV: | 0.05332 | Yes
GEN-2024-328 | 01 NORTH | G01 29SP | 635398 REMSEN 3 345 635399 CHEROKEE 3 345 1 | P23:345:MEC:KOSSUTH:904::EHV: | 0.05332 | Yes
GEN-2024-328 | 01 NORTH | G01 29SP | 635399 CHEROKEE 3 345 635400 HIGHLAND 3 345 1 | P23:345:MEC:KOSSUTH:904::EHV: | 0.05332 | Yes
GEN-2024-328 | 01 NORTH | G01 29SP | 631138 LAKEFLD3 345 635368 OBRIEN 3 345 1 | P23:345:MEC:KOSSUTH:904::EHV: | 0.05651 | Yes
GEN-2024-328 | 01 NORTH | G01 29SP | 635200 RAUN 3 345 762779 G18-043 TAP 345 1 | P23:345:MEC:LEHIGH:360::EHV: | 0.06148 | Yes
GEN-2024-328 | 01 NORTH | G01 29SP | 635200 RAUN 3 345 645552 S3452 REACT3 345 1 | P23:345:MEC:LEHIGH:360::EHV: | 0.06265 | Yes
GEN-2024-328 | 01 NORTH | G01 29SP | 635200 RAUN 3 345 652564 SIOUXCY3 345 1 | P23:345:MEC:LEHIGH:360::EHV: | 0.07459 | Yes
GEN-2024-328 | 01 NORTH | G01 29SP | 635200 RAUN 3 345 652564 SIOUXCY3 345 1 | P23:345:MEC:LEHIGH:390::EHV: | 0.07172 | Yes
GEN-2024-328 | 01 NORTH | G01 29SP | 631193 HUNTLEY3 345 631197 LEDYARD3 345 1 | P23:345:MEC:LEHIGH:390::EHV: | 0.05567 | Yes
GEN-2024-328 | 01 NORTH | G01 29SP | 631138 LAKEFLD3 345 635368 OBRIEN 3 345 1 | P23:345:MEC:PALO ALTO:903::EHV: | 0.05168 | Yes
GEN-2024-328 | 01 NORTH | G01 29SP | 631193 HUNTLEY3 345 631197 LEDYARD3 345 1 | P23:345:MEC:PALO ALTO:903::EHV: | 0.05966 | Yes
GEN-2024-328 | 01 NORTH | G01 29SP | 631193 HUNTLEY3 345 631197 LEDYARD3 345 1 | P23:345:MEC:PALO ALTO:904::EHV: | 0.05618 | Yes
GEN-2024-328 | 01 NORTH | G01 29SP | 635999 IRVINGTON3 345 636000 WEBSTER3 345 1 | P23:345:MEC:RAUN:150::EHV: | 0.05155 | Yes
GEN-2024-328 | 01 NORTH | G01 29SP | 635369 KOSSUTH 3 345 635999 IRVINGTON3 345 1 | P23:345:MEC:RAUN:150::EHV: | 0.05155 | Yes
GEN-2024-328 | 01 NORTH | G01 29SP | 635200 RAUN 3 345 635398 REMSEN 3 345 1 | P23:345:MEC:WEBSTER:905::EHV: | 0.06048 | Yes
GEN-2024-328 | 01 NORTH | G01 29SP | 635398 REMSEN 3 345 635399 CHEROKEE 3 345 1 | P23:345:MEC:WEBSTER:905::EHV: | 0.06048 | Yes
GEN-2024-328 | 01 NORTH | G01 29SP | 635399 CHEROKEE 3 345 635400 HIGHLAND 3 345 1 | P23:345:MEC:WEBSTER:905::EHV: | 0.06048 | Yes
GEN-2024-328 | 01 NORTH | G01 29SP | 620480 DEUEL CO 3 345 620483 ASTORIA 3 345 1 | P23:345:MRES:ALEXMRES3:3375::EHV: | 0.07138 | Yes
GEN-2024-328 | 01 NORTH | G01 29SP | 620417 BSSOUTH3 345 620480 DEUEL CO 3 345 1 | P23:345:MRES:ALEXMRES3:3375::EHV: | 0.07138 | Yes
GEN-2024-328 | 01 NORTH | G01 29SP | 635200 RAUN 3 345 645552 S3452 REACT3 345 1 | P23:345:OPPD:S3451-RAUN:::EHV: | 0.08202 | Yes
GEN-2024-328 | 01 NORTH | G01 29SP | 635200 RAUN 3 345 652564 SIOUXCY3 345 1 | P23:345:OPPD:S3451-RAUN:::EHV: | 0.06243 | Yes
GEN-2024-328 | 01 NORTH | G01 29SP | 635200 RAUN 3 345 762779 G18-043 TAP 345 1 | P23:345:OPPD:S3458 NEBCTY1G:LT::EHV: | 0.05746 | Yes
GEN-2024-328 | 01 NORTH | G01 29SP | 635200 RAUN 3 345 762779 G18-043 TAP 345 1 | P23:345:OPPD:S3458 NEBCTY2G:LT::EHV: | 0.05746 | Yes
GEN-2024-328 | 01 NORTH | G01 29SP | 635200 RAUN 3 345 645552 S3452 REACT3 345 1 | P23:345:OPPD:S3458 NEBCTY2G:LT::EHV: | 0.05855 | Yes
GEN-2024-328 | 01 NORTH | G01 29SP | 620480 DEUEL CO 3 345 620483 ASTORIA 3 345 1 | P23:345:OTP::ASTORIA 3:BRK-A5:EHV: | 0.06224 | Yes
GEN-2024-328 | 01 NORTH | G01 29SP | 620417 BSSOUTH3 345 620480 DEUEL CO 3 345 1 | P23:345:OTP::ASTORIA 3:BRK-A5:EHV: | 0.06224 | Yes
GEN-2024-328 | 01 NORTH | G01 29SP | 620358 BUFFALO3 345 620369 JAMESTN3 345 1 | P23:345:OTP::TWIN BRKS 3:3815:EHV: | 0.07211 | Yes
GEN-2024-328 | 01 NORTH | G01 29SP | 601067 BISON 3 345 620358 BUFFALO3 345 1 | P23:345:OTP::TWIN BRKS 3:3815:EHV: | 0.07077 | Yes
GEN-2024-328 | 01 NORTH | G01 29SP | 620358 BUFFALO3 345 620369 JAMESTN3 345 1 | P23:345:OTP:TWINBRKS3:BKR4::EHV: | 0.07211 | Yes
GEN-2024-328 | 01 NORTH | G01 29SP | 601067 BISON 3 345 620358 BUFFALO3 345 1 | P23:345:OTP:TWINBRKS3:BKR4::EHV: | 0.07077 | Yes
GEN-2024-328 | 01 NORTH | G01 29SP | 652468 HEBRON 4 230 661053 MANDAN 4 230 1 | P23:345:UMZB:# 3706 #:: RP IN ND. BREAKER FAULT ROUND UP (496):EHV: | 0.13178 | Yes
GEN-2024-328 | 01 NORTH | G01 29SP | 601031 BRKNGCO3 345 620483 ASTORIA 3 345 1 | P23:345:UMZB:# 7110 #:: CKE IN SD. CKE BREAKER FAULT (192):EHV: | 0.07352 | Yes
GEN-2024-328 | 01 NORTH | G01 29SP | 601031 BRKNGCO3 345 620483 ASTORIA 3 345 1 | P23:345:UMZB:# 7111 #:: CKE IN SD. CKE BREAKER FAULT (292):EHV: | 0.07352 | Yes
GEN-2024-328 | 01 NORTH | G01 29SP | 601031 BRKNGCO3 345 620483 ASTORIA 3 345 1 | P23:345:UMZB:# 7112 #:: CKE IN SD. CKE BREAKER FAULT (392):EHV: | 0.07352 | Yes
GEN-2024-328 | 01 NORTH | G01 29SP | 601031 BRKNGCO3 345 620483 ASTORIA 3 345 1 | P23:345:UMZW:# 823 #:: WH IN SD. :EHV: | 0.08428 | Yes
GEN-2024-328 | 01 NORTH | G01 29SP | 620480 DEUEL CO 3 345 620483 ASTORIA 3 345 1 | P23:345:UMZW:# 823 #:: WH IN SD. :EHV: | 0.08217 | Yes
GEN-2024-328 | 01 NORTH | G01 29SP | 620417 BSSOUTH3 345 620480 DEUEL CO 3 345 1 | P23:345:UMZW:# 823 #:: WH IN SD. :EHV: | 0.08217 | Yes
GEN-2024-328 | 01 NORTH | G01 29SP | 601031 BRKNGCO3 345 620483 ASTORIA 3 345 1 | P23:345:UMZW:# 824 #:: WH IN SD. :EHV: | 0.08428 | Yes
GEN-2024-328 | 01 NORTH | G01 29SP | 620480 DEUEL CO 3 345 620483 ASTORIA 3 345 1 | P23:345:UMZW:# 824 #:: WH IN SD. :EHV: | 0.08217 | Yes
GEN-2024-328 | 01 NORTH | G01 29SP | 620417 BSSOUTH3 345 620480 DEUEL CO 3 345 1 | P23:345:UMZW:# 824 #:: WH IN SD. :EHV: | 0.08217 | Yes
GEN-2024-328 | 01 NORTH | G01 29SP | 601001 FORBES 2 500 601017 CHIS-N 2 500 1 | P23:345:XEL:8N22 SHC:::EHV: | 0.05727 | Yes
GEN-2024-328 | 01 NORTH | G01 29SP | 601016 CHIS CO2 500 601017 CHIS-N 2 500 1 | P23:345:XEL:8N22 SHC:::EHV: | 0.05727 | Yes
GEN-2024-328 | 01 NORTH | G01 29SP | 601006 SPLT RK3 345 652536 WHITE-SRX3 345 1 | P23:345:XEL:8N60 LYC:::EHV: | 0.06202 | Yes
GEN-2024-328 | 01 NORTH | G01 29SP | 601048 LYON CO 3 345 631138 LAKEFLD3 345 1 | P23:345:XEL:8N60 LYC:::EHV: | 0.06406 | Yes
GEN-2024-328 | 01 NORTH | G01 29SP | 601006 SPLT RK3 345 652536 WHITE-SRX3 345 1 | P23:345:XEL:8N63 LYC:::EHV: | 0.06341 | Yes
GEN-2024-328 | 01 NORTH | G01 29SP | 601001 FORBES 2 500 601017 CHIS-N 2 500 1 | P23:345:XEL:8N8 MNN:::EHV: | 0.05727 | Yes
GEN-2024-328 | 01 NORTH | G01 29SP | 601016 CHIS CO2 500 601017 CHIS-N 2 500 1 | P23:345:XEL:8N8 MNN:::EHV: | 0.05727 | Yes
GEN-2024-328 | 01 NORTH | G01 29SP | 601001 FORBES 2 500 601017 CHIS-N 2 500 1 | P23:345:XEL:8P2 KING:::EHV: | 0.05538 | Yes
GEN-2024-328 | 01 NORTH | G01 29SP | 601016 CHIS CO2 500 601017 CHIS-N 2 500 1 | P23:345:XEL:8P2 KING:::EHV: | 0.05538 | Yes
GEN-2024-328 | 01 NORTH | G01 29SP | 601048 LYON CO 3 345 631138 LAKEFLD3 345 1 | P23:345:XEL:8S67 HNA:::EHV: | 0.05704 | Yes
GEN-2024-328 | 01 NORTH | G01 29SP | 601048 LYON CO 3 345 631138 LAKEFLD3 345 1 | P23:345:XEL:8S68 HNA:::EHV: | 0.05704 | Yes
GEN-2024-328 | 01 NORTH | G01 29SP | 601048 LYON CO 3 345 631138 LAKEFLD3 345 1 | P23:345:XEL:8S70 HNA:::EHV: | 0.05705 | Yes
GEN-2024-328 | 01 NORTH | G01 29SP | 601039 NROC 3 345 601051 HMPT CNR3 345 1 | P23:345:XEL:8S85 NRH:::EHV: | 0.05735 | Yes
GEN-2024-328 | 01 NORTH | G01 29SP | 601067 BISON 3 345 658049 ALXLNRCTRT 345 1 | P23:345:XEL:8X37 BOK:::EHV: | 0.05522 | Yes
GEN-2024-328 | 01 NORTH | G01 29SP | 658047 ALEXMRES3 345 658049 ALXLNRCTRT 345 Z1 | P23:345:XEL:8X37 BOK:::EHV: | 0.05522 | Yes
GEN-2024-328 | 01 NORTH | G01 29SP | 601048 LYON CO 3 345 631138 LAKEFLD3 345 1 | P23:345:XEL:BKR:GRE_CEDARM:302JB4:EHV: | 0.0582 | Yes
GEN-2024-328 | 01 NORTH | G01 29SP | 601048 LYON CO 3 345 631138 LAKEFLD3 345 1 | P23:345:XEL:BKR:GRE_CEDARM:302JB7:EHV: | 0.05823 | Yes
GEN-2024-328 | 01 NORTH | G01 29SP | 601003 PR ISLD3 345 601039 NROC 3 345 1 | P23:345:XEL:FUTURE 8S49 HMP:::EHV: | 0.05726 | Yes
GEN-2024-328 | 01 NORTH | G01 29SP | 601003 PR ISLD3 345 601039 NROC 3 345 1 | P23:345:XEL:FUTURE 8S84 NRH:::EHV: | 0.06172 | Yes
GEN-2024-328 | 01 NORTH | G01 29SP | 601006 SPLT RK3 345 652536 WHITE-SRX3 345 1 | P23:345:XEL:HAWKSNEST3:8N82::EHV: | 0.06299 | Yes
GEN-2024-328 | 01 NORTH | G01 29SP | 601048 LYON CO 3 345 631138 LAKEFLD3 345 1 | P23:345:XEL:HELENA3:8S68::EHV: | 0.05704 | Yes
GEN-2024-328 | 01 NORTH | G01 29SP | 601006 SPLT RK3 345 652536 WHITE-SRX3 345 1 | P23:345:XEL:LYONCO3:8N60::EHV: | 0.06206 | Yes
GEN-2024-328 | 01 NORTH | G01 29SP | 601006 SPLT RK3 345 652864 SIOUXCY-LNX3 345 1 | P23:345:XEL:LYONCO3:8N60::EHV: | 0.06143 | Yes
GEN-2024-328 | 01 NORTH | G01 29SP | 601001 FORBES 2 500 601017 CHIS-N 2 500 1 | P23:345:XEL:LYONCO3:8N60::EHV: | 0.05916 | Yes
GEN-2024-328 | 01 NORTH | G01 29SP | 601048 LYON CO 3 345 631138 LAKEFLD3 345 1 | P23:345:XEL:LYONCO3:8N60::EHV: | 0.06413 | Yes
GEN-2024-328 | 01 NORTH | G01 29SP | 601016 CHIS CO2 500 601017 CHIS-N 2 500 1 | P23:345:XEL:LYONCO3:8N60::EHV: | 0.05916 | Yes
GEN-2024-328 | 01 NORTH | G01 29SP | 601067 BISON 3 345 658049 ALXLNRCTRT 345 1 | P23:345:XEL:LYONCO3:8N60::EHV: | 0.0502 | Yes
GEN-2024-328 | 01 NORTH | G01 29SP | 658047 ALEXMRES3 345 658049 ALXLNRCTRT 345 Z1 | P23:345:XEL:LYONCO3:8N60::EHV: | 0.0502 | Yes
GEN-2024-328 | 01 NORTH | G01 29SP | 601006 SPLT RK3 345 652536 WHITE-SRX3 345 1 | P23:345:XEL:LYONCO3:8N63::EHV: | 0.06341 | Yes
GEN-2024-328 | 01 NORTH | G01 29SP | 601001 FORBES 2 500 601017 CHIS-N 2 500 1 | P23:345:XEL:PRISLD3:8H14::EHV: | 0.05735 | Yes
GEN-2024-328 | 01 NORTH | G01 29SP | 601016 CHIS CO2 500 601017 CHIS-N 2 500 1 | P23:345:XEL:PRISLD3:8H14::EHV: | 0.05735 | Yes
GEN-2024-328 | 01 NORTH | G01 29SP | 601001 FORBES 2 500 601017 CHIS-N 2 500 1 | P23:345:XEL:PRISLD3:8H17::EHV: | 0.05682 | Yes
GEN-2024-328 | 01 NORTH | G01 29SP | 601016 CHIS CO2 500 601017 CHIS-N 2 500 1 | P23:345:XEL:PRISLD3:8H17::EHV: | 0.05682 | Yes
GEN-2024-328 | 01 NORTH | G01 29SP | 601003 PR ISLD3 345 601039 NROC 3 345 1 | P23:345:XEL-GRE:FUTURE 8S46 HMP:::EHV: | 0.06324 | Yes
GEN-2024-328 | 01 NORTH | G01 29SP | 601039 NROC 3 345 601051 HMPT CNR3 345 1 | P23:345:XEL-SMMPA:8H8 PRI AS:::EHV: | 0.05838 | Yes
GEN-2024-328 | 01 NORTH | G01 29SP | 601016 CHIS CO2 500 996557 C055765(2-4) 345 9 | P23:500:XEL:CHISCO3:8P42 AS::EHV: | 0.05129 | Yes
GEN-2024-328 | 01 NORTH | G01 29SP | 601018 CHIS CO3 345 996557 C055765(2-4) 345 9 | P23:500:XEL:CHISCO3:8P42 AS::EHV: | 0.05129 | Yes
GEN-2024-328 | 01 NORTH | G01 29SP | 601067 BISON 3 345 658049 ALXLNRCTRT 345 1 | P23:500:XEL:CHISCO3:9P1::EHV: | 0.05298 | Yes
GEN-2024-328 | 01 NORTH | G01 29SP | 658047 ALEXMRES3 345 658049 ALXLNRCTRT 345 Z1 | P23:500:XEL:CHISCO3:9P1::EHV: | 0.05298 | Yes
GEN-2024-328 | 01 NORTH | G01 29SP | 601067 BISON 3 345 658049 ALXLNRCTRT 345 1 | P23:500:XEL:CHISCO3:9P20::EHV: | 0.05298 | Yes
GEN-2024-328 | 01 NORTH | G01 29SP | 658047 ALEXMRES3 345 658049 ALXLNRCTRT 345 Z1 | P23:500:XEL:CHISCO3:9P20::EHV: | 0.05298 | Yes
GEN-2024-328 | 01 NORTH | G01 29SP | 620358 BUFFALO3 345 620369 JAMESTN3 345 1 | P42:345:MDU:ELLENDALE345:JAMESTOWN:EL5: | 0.07065 | Yes
GEN-2024-328 | 01 NORTH | G01 29SP | 601067 BISON 3 345 620358 BUFFALO3 345 1 | P42:345:MDU:ELLENDALE345:JAMESTOWN:EL5: | 0.06928 | Yes
GEN-2024-328 | 01 NORTH | G01 29SP | 661016 COYOTE 3 345 995810 661:COYOTE T 115 1 | P42:345:UMZB:# 2504 #:: AVS IN ND. STUCK BREAKER (4396):EHV: | 0.05128 | Yes
GEN-2024-328 | 01 NORTH | G01 29SP | 661018 COYOTE 7 115 995810 661:COYOTE T 115 1 | P42:345:UMZB:# 2504 #:: AVS IN ND. STUCK BREAKER (4396):EHV: | 0.05128 | Yes
GEN-2024-328 | 01 NORTH | G01 29SP | 652200 GLENDIVE7 115 661032 GLENDCT7 115 1 | P42:345:UMZB:# 2504 #:: AVS IN ND. STUCK BREAKER (4396):EHV: | 0.09554 | Yes
GEN-2024-328 | 01 NORTH | G01 29SP | 652468 HEBRON 4 230 661053 MANDAN 4 230 1 | P42:345:UMZB:# 2504 #:: AVS IN ND. STUCK BREAKER (4396):EHV: | 0.13206 | Yes
GEN-2024-328 | 01 NORTH | G01 29SP | 601031 BRKNGCO3 345 620483 ASTORIA 3 345 1 | P42:345:UMZB:# 7114 #:: CKE IN SD. CKE-WT2 BRANCH FAULT & CKE 292 STUCK BKR:EHV: | 0.07352 | Yes
GEN-2024-328 | 01 NORTH | G01 29SP | 601031 BRKNGCO3 345 620483 ASTORIA 3 345 1 | P42:345:UMZB:# 7115 #:: CKE IN SD. CKE-GRT BRANCH FAULT & CKE 292 STUCK BKR:EHV: | 0.07352 | Yes
GEN-2024-328 | 01 NORTH | G01 29SP | 601031 BRKNGCO3 345 620483 ASTORIA 3 345 1 | P42:345:UMZB:# 7116 #:: CKE IN SD. CKE-GRT BRANCH FAULT & CKE 392 STUCK BKR:EHV: | 0.07352 | Yes
GEN-2024-328 | 01 NORTH | G01 29SP | 601031 BRKNGCO3 345 620483 ASTORIA 3 345 1 | P42:345:UMZB:# 7117 #:: CKE IN SD. CKE-CKW BRANCH FAULT & CKE 192 STUCK BKR:EHV: | 0.07352 | Yes
GEN-2024-328 | 01 NORTH | G01 29SP | 620480 DEUEL CO 3 345 620483 ASTORIA 3 345 1 | P42:345:UMZB:# 7117 #:: CKE IN SD. CKE-CKW BRANCH FAULT & CKE 192 STUCK BKR:EHV: | 0.07238 | Yes
GEN-2024-328 | 01 NORTH | G01 29SP | 601031 BRKNGCO3 345 620483 ASTORIA 3 345 1 | P42:345:UMZB:# 7118 #:: CKE IN SD. CKE-CKW BRANCH FAULT & CKE 392 STUCK BKR:EHV: | 0.07352 | Yes
GEN-2024-328 | 01 NORTH | G01 29SP | 601006 SPLT RK3 345 652864 SIOUXCY-LNX3 345 1 | P51:22:KCPL:LACYGNE7:::EHV: | 0.0588 | Yes
GEN-2024-328 | 01 NORTH | G01 29SP | 601067 BISON 3 345 658049 ALXLNRCTRT 345 1 | P54:500:XEL:CHI | 0.05298 | Yes
GEN-2024-328 | 01 NORTH | G01 29SP | 658047 ALEXMRES3 345 658049 ALXLNRCTRT 345 Z1 | P54:500:XEL:CHI | 0.05298 | Yes
GEN-2024-328 | 01 NORTH | G01 29SP | 635200 RAUN 3 345 635398 REMSEN 3 345 1 | P55:345:MEC:IRVINGTON | 0.05535 | Yes
GEN-2024-328 | 01 NORTH | G01 29SP | 635398 REMSEN 3 345 635399 CHEROKEE 3 345 1 | P55:345:MEC:IRVINGTON | 0.05535 | Yes
GEN-2024-328 | 01 NORTH | G01 29SP | 635399 CHEROKEE 3 345 635400 HIGHLAND 3 345 1 | P55:345:MEC:IRVINGTON | 0.05535 | Yes
GEN-2024-328 | 01 NORTH | G01 29SP | 635200 RAUN 3 345 635398 REMSEN 3 345 1 | P55:345:MEC:KOSSUTH | 0.05332 | Yes
GEN-2024-328 | 01 NORTH | G01 29SP | 635398 REMSEN 3 345 635399 CHEROKEE 3 345 1 | P55:345:MEC:KOSSUTH | 0.05332 | Yes
GEN-2024-328 | 01 NORTH | G01 29SP | 635399 CHEROKEE 3 345 635400 HIGHLAND 3 345 1 | P55:345:MEC:KOSSUTH | 0.05332 | Yes
GEN-2024-328 | 01 NORTH | G01 29SP | 631138 LAKEFLD3 345 635368 OBRIEN 3 345 1 | P55:345:MEC:KOSSUTH | 0.05651 | Yes
GEN-2024-328 | 01 NORTH | G01 29SP | 631193 HUNTLEY3 345 631197 LEDYARD3 345 1 | P55:345:MEC:PALO ALTO | 0.05966 | Yes
GEN-2024-328 | 01 NORTH | G01 29SP | 631138 LAKEFLD3 345 635368 OBRIEN 3 345 1 | P55:345:MEC:PALO ALTO | 0.05168 | Yes
GEN-2024-328 | 01 NORTH | G01 29SP | 601006 SPLT RK3 345 652536 WHITE-SRX3 345 1 | P55:345:OPPD:S3458 3::FN13:EHV: | 0.05605 | Yes
GEN-2024-328 | 01 NORTH | G01 29SP | 635018 NORTHBORO 3 345 635570 ORIENT 3 345 1 | P55:345:OPPD:S3458 3::FN13:EHV: | 0.0528 | Yes
GEN-2024-328 | 01 NORTH | G01 29SP | 601006 SPLT RK3 345 652864 SIOUXCY-LNX3 345 1 | P55:345:OPPD:S3458 3::FN13:EHV: | 0.05536 | Yes
GEN-2024-328 | 01 NORTH | G01 29SP | 635017 ATCHISON 3 345 635018 NORTHBORO 3 345 1 | P55:345:OPPD:S3458 3::FN13:EHV: | 0.0528 | Yes
GEN-2024-328 | 01 NORTH | G01 29SP | 635017 ATCHISON 3 345 640139 COOPER 3 345 1 | P55:345:OPPD:S3458 3::FN13:EHV: | 0.0528 | Yes
GEN-2024-328 | 01 NORTH | G01 29SP | 635200 RAUN 3 345 762779 G18-043 TAP 345 1 | P55:345:OPPD:S3740 3::FN13:EHV: | 0.05439 | Yes
GEN-2024-328 | 01 NORTH | G01 29SP | 635200 RAUN 3 345 645552 S3452 REACT3 345 1 | P55:345:OPPD:S3740 3::FN13:EHV: | 0.05536 | Yes
GEN-2024-328 | 01 NORTH | G01 29SP | 601003 PR ISLD3 345 601039 NROC 3 345 1 | P55:345:XEL:HMP2 | 0.05831 | Yes
GEN-2024-328 | 01 NORTH | G01 29SP | 601006 SPLT RK3 345 652536 WHITE-SRX3 345 1 | P55:345:XEL:HNL1 | 0.06299 | Yes
GEN-2024-328 | 01 NORTH | G01 29SP | 601001 FORBES 2 500 601017 CHIS-N 2 500 1 | P55:345:XEL:PRI1 | 0.05682 | Yes
GEN-2024-328 | 01 NORTH | G01 29SP | 601016 CHIS CO2 500 601017 CHIS-N 2 500 1 | P55:345:XEL:PRI1 | 0.05682 | Yes
GEN-2024-328 | 01 NORTH | G01 29SP | 635200 RAUN 3 345 652564 SIOUXCY3 345 1 | P55:345:XEL:PRI1 | 0.07101 | Yes
GEN-2024-328 | 01 NORTH | G01 29SP | 631138 LAKEFLD3 345 635368 OBRIEN 3 345 1 | P55:345:XEL:PRI1 | 0.05586 | Yes
GEN-2024-328 | 01 NORTH | G01 29SP | 631193 HUNTLEY3 345 631197 LEDYARD3 345 1 | P55:345:XEL:PRI1 | 0.05612 | Yes
GEN-2024-328 | 01 NORTH | G01 29SP | 601006 SPLT RK3 345 652536 WHITE-SRX3 345 1 | P55:345:XEL:SBL BUS 1 | 0.063 | Yes
GEN-2024-328 | 01 NORTH | G01 29SP | 601067 BISON 3 345 658049 ALXLNRCTRT 345 1 | 601001 FORBES 2 500 601017 CHIS-N 2 500 1 | 0.05298 | Yes
GEN-2024-328 | 01 NORTH | G01 29SP | 658047 ALEXMRES3 345 658049 ALXLNRCTRT 345 Z1 | 601001 FORBES 2 500 601017 CHIS-N 2 500 1 | 0.05298 | Yes
GEN-2024-328 | 01 NORTH | G01 29SP | 620369 JAMESTN3 345 657791 CENTER 3 345 1 | 601012 ROSEAUN2 500 601038 ROSEAUM 2 500 1 | 0.08042 | Yes
GEN-2024-328 | 01 NORTH | G01 29SP | 601067 BISON 3 345 658049 ALXLNRCTRT 345 1 | 601016 CHIS CO2 500 601017 CHIS-N 2 500 1 | 0.05298 | Yes
GEN-2024-328 | 01 NORTH | G01 29SP | 658047 ALEXMRES3 345 658049 ALXLNRCTRT 345 Z1 | 601016 CHIS CO2 500 601017 CHIS-N 2 500 1 | 0.05298 | Yes
GEN-2024-328 | 01 NORTH | G01 29SP | 601006 SPLT RK3 345 652536 WHITE-SRX3 345 1 | 601031 BRKNGCO3 345 601077 HAWKSNEST 3 345 1 | 0.06299 | Yes
GEN-2024-328 | 01 NORTH | G01 29SP | 601006 SPLT RK3 345 652536 WHITE-SRX3 345 1 | 601031 BRKNGCO3 345 601087 STEEP BK LK3 345 2 | 0.063 | Yes
GEN-2024-328 | 01 NORTH | G01 29SP | 601006 SPLT RK3 345 652864 SIOUXCY-LNX3 345 1 | 601034 NOBLES 3 345 631138 LAKEFLD3 345 1 | 0.06442 | Yes
GEN-2024-328 | 01 NORTH | G01 29SP | 601048 LYON CO 3 345 631138 LAKEFLD3 345 1 | 601034 NOBLES 3 345 631138 LAKEFLD3 345 1 | 0.05922 | Yes
GEN-2024-328 | 01 NORTH | G01 29SP | 601006 SPLT RK3 345 652536 WHITE-SRX3 345 1 | 601048 LYON CO 3 345 601087 STEEP BK LK3 345 2 | 0.063 | Yes
GEN-2024-328 | 01 NORTH | G01 29SP | 601006 SPLT RK3 345 652536 WHITE-SRX3 345 1 | 601048 LYON CO 3 345 631138 LAKEFLD3 345 1 | 0.07076 | Yes
GEN-2024-328 | 01 NORTH | G01 29SP | 601048 LYON CO 3 345 631138 LAKEFLD3 345 1 | 601050 HELENA 3 345 615646 GRE-CDRMTH13 345 1 | 0.05704 | Yes
GEN-2024-328 | 01 NORTH | G01 29SP | 601048 LYON CO 3 345 631138 LAKEFLD3 345 1 | 601050 HELENA 3 345 615647 GRE-CDRMTH23 345 2 | 0.05705 | Yes
GEN-2024-328 | 01 NORTH | G01 29SP | 601002 ADAMS 3 345 615306 GRE-PL VLLY3 345 1 | 601083 TREMVAL3 345 694098 NMA B5 345 345 1 | 0.05015 | Yes
GEN-2024-328 | 01 NORTH | G01 29SP | 620369 JAMESTN3 345 657791 CENTER 3 345 1 | 608607 NELSNLK4 230 615901 GRE-STANTON4 230 1 | 0.07341 | Yes
GEN-2024-328 | 01 NORTH | G01 29SP | 657741 ROUGHRIDER 4 230 657751 CENTER 4 230 1 | 608607 NELSNLK4 230 615901 GRE-STANTON4 230 1 | 0.05019 | Yes
GEN-2024-328 | 01 NORTH | G01 29SP | 661016 COYOTE 3 345 995810 661:COYOTE T 115 1 | 608607 NELSNLK4 230 615901 GRE-STANTON4 230 1 | 0.05034 | Yes
GEN-2024-328 | 01 NORTH | G01 29SP | 661018 COYOTE 7 115 995810 661:COYOTE T 115 1 | 608607 NELSNLK4 230 615901 GRE-STANTON4 230 1 | 0.05034 | Yes
GEN-2024-328 | 01 NORTH | G01 29SP | 657741 ROUGHRIDER 4 230 661053 MANDAN 4 230 1 | 608607 NELSNLK4 230 615901 GRE-STANTON4 230 1 | 0.05019 | Yes
GEN-2024-328 | 01 NORTH | G01 29SP | 620358 BUFFALO3 345 620369 JAMESTN3 345 1 | 608607 NELSNLK4 230 615901 GRE-STANTON4 230 1 | 0.05467 | Yes
GEN-2024-328 | 01 NORTH | G01 29SP | 601067 BISON 3 345 620358 BUFFALO3 345 1 | 608607 NELSNLK4 230 615901 GRE-STANTON4 230 1 | 0.05412 | Yes
GEN-2024-328 | 01 NORTH | G01 29SP | 657751 CENTER 4 230 657756 SQBUTTE4 230 1 | 608607 NELSNLK4 230 615901 GRE-STANTON4 230 1 | 0.05019 | Yes
GEN-2024-328 | 01 NORTH | G01 29SP | 652468 HEBRON 4 230 661053 MANDAN 4 230 1 | 608607 NELSNLK4 230 615901 GRE-STANTON4 230 1 | 0.123 | Yes
GEN-2024-328 | 01 NORTH | G01 29SP | 620480 DEUEL CO 3 345 620483 ASTORIA 3 345 1 | 620314 BIGSTON4 230 3WXFMR 620:BIG STONE 230- 2 | 0.06478 | Yes
GEN-2024-328 | 01 NORTH | G01 29SP | 620417 BSSOUTH3 345 620480 DEUEL CO 3 345 1 | 620314 BIGSTON4 230 3WXFMR 620:BIG STONE 230- 2 | 0.06478 | Yes
GEN-2024-328 | 01 NORTH | G01 29SP | 620358 BUFFALO3 345 620369 JAMESTN3 345 1 | 620369 JAMESTN3 345 620769 JMS SHUNT 3 345 Z | 0.07065 | Yes
GEN-2024-328 | 01 NORTH | G01 29SP | 601067 BISON 3 345 620358 BUFFALO3 345 1 | 620369 JAMESTN3 345 620769 JMS SHUNT 3 345 Z | 0.06928 | Yes
GEN-2024-328 | 01 NORTH | G01 29SP | 601031 BRKNGCO3 345 620483 ASTORIA 3 345 1 | 620417 BSSOUTH3 345 620427 HANKINSON 3 345 1 | 0.05369 | Yes
GEN-2024-328 | 01 NORTH | G01 29SP | 620480 DEUEL CO 3 345 620483 ASTORIA 3 345 1 | 620417 BSSOUTH3 345 620427 HANKINSON 3 345 1 | 0.05264 | Yes
GEN-2024-328 | 01 NORTH | G01 29SP | 620417 BSSOUTH3 345 620480 DEUEL CO 3 345 1 | 620417 BSSOUTH3 345 620427 HANKINSON 3 345 1 | 0.05264 | Yes
GEN-2024-328 | 01 NORTH | G01 29SP | 620480 DEUEL CO 3 345 620483 ASTORIA 3 345 1 | 620482 J510 ASTOR 3 345 620083 J510 ASTORG1 21.0 1 | 0.06224 | Yes
GEN-2024-328 | 01 NORTH | G01 29SP | 620417 BSSOUTH3 345 620480 DEUEL CO 3 345 1 | 620482 J510 ASTOR 3 345 620083 J510 ASTORG1 21.0 1 | 0.06224 | Yes
GEN-2024-328 | 01 NORTH | G01 29SP | 635999 IRVINGTON3 345 636000 WEBSTER3 345 1 | 627062 BISON 3 345 627217 BLUEBILL3 345 1 | 0.05092 | Yes
GEN-2024-328 | 01 NORTH | G01 29SP | 635369 KOSSUTH 3 345 635999 IRVINGTON3 345 1 | 627062 BISON 3 345 627217 BLUEBILL3 345 1 | 0.05092 | Yes
GEN-2024-328 | 01 NORTH | G01 29SP | 635999 IRVINGTON3 345 636000 WEBSTER3 345 1 | 627217 BLUEBILL3 345 631198 COLBY3 345 1 | 0.05092 | Yes
GEN-2024-328 | 01 NORTH | G01 29SP | 635369 KOSSUTH 3 345 635999 IRVINGTON3 345 1 | 627217 BLUEBILL3 345 631198 COLBY3 345 1 | 0.05092 | Yes
GEN-2024-328 | 01 NORTH | G01 29SP | 631193 HUNTLEY3 345 631197 LEDYARD3 345 1 | 631144 MITCHLCO3 345 631270 LASALLE 3 345 1 | 0.06293 | Yes
GEN-2024-328 | 01 NORTH | G01 29SP | 635999 IRVINGTON3 345 636000 WEBSTER3 345 1 | 631199 KILLDEER3 345 631206 QUINN3 345 1 | 0.05009 | Yes
GEN-2024-328 | 01 NORTH | G01 29SP | 635369 KOSSUTH 3 345 635999 IRVINGTON3 345 1 | 631199 KILLDEER3 345 631206 QUINN3 345 1 | 0.05009 | Yes
GEN-2024-328 | 01 NORTH | G01 29SP | 635999 IRVINGTON3 345 636000 WEBSTER3 345 1 | 631206 QUINN3 345 636197 N FRANKLIN 3 345 1 | 0.05009 | Yes
GEN-2024-328 | 01 NORTH | G01 29SP | 635369 KOSSUTH 3 345 635999 IRVINGTON3 345 1 | 631206 QUINN3 345 636197 N FRANKLIN 3 345 1 | 0.05009 | Yes
GEN-2024-328 | 01 NORTH | G01 29SP | 635200 RAUN 3 345 762779 G18-043 TAP 345 1 | 635200 RAUN 3 345 645552 S3452 REACT3 345 1 | 0.08149 | Yes
GEN-2024-328 | 01 NORTH | G01 29SP | 635200 RAUN 3 345 645552 S3452 REACT3 345 1 | 635200 RAUN 3 345 762779 G18-043 TAP 345 1 | 0.08202 | Yes
GEN-2024-328 | 01 NORTH | G01 29SP | 635200 RAUN 3 345 652564 SIOUXCY3 345 1 | 635200 RAUN 3 345 762779 G18-043 TAP 345 1 | 0.06243 | Yes
GEN-2024-328 | 01 NORTH | G01 29SP | 631138 LAKEFLD3 345 635368 OBRIEN 3 345 1 | 635369 KOSSUTH 3 345 635425 PALO ALTO 3 345 1 | 0.05168 | Yes
GEN-2024-328 | 01 NORTH | G01 29SP | 631193 HUNTLEY3 345 631197 LEDYARD3 345 1 | 635369 KOSSUTH 3 345 635425 PALO ALTO 3 345 1 | 0.05966 | Yes
GEN-2024-328 | 01 NORTH | G01 29SP | 631138 LAKEFLD3 345 635368 OBRIEN 3 345 1 | 635419 TRUMBULL LK3 345 635425 PALO ALTO 3 345 1 | 0.05168 | Yes
GEN-2024-328 | 01 NORTH | G01 29SP | 631193 HUNTLEY3 345 631197 LEDYARD3 345 1 | 635419 TRUMBULL LK3 345 635425 PALO ALTO 3 345 1 | 0.05966 | Yes
GEN-2024-328 | 01 NORTH | G01 29SP | 635200 RAUN 3 345 635398 REMSEN 3 345 1 | 635999 IRVINGTON3 345 636000 WEBSTER3 345 1 | 0.05535 | Yes
GEN-2024-328 | 01 NORTH | G01 29SP | 635398 REMSEN 3 345 635399 CHEROKEE 3 345 1 | 635999 IRVINGTON3 345 636000 WEBSTER3 345 1 | 0.05535 | Yes
GEN-2024-328 | 01 NORTH | G01 29SP | 635399 CHEROKEE 3 345 635400 HIGHLAND 3 345 1 | 635999 IRVINGTON3 345 636000 WEBSTER3 345 1 | 0.05535 | Yes
GEN-2024-328 | 01 NORTH | G01 29SP | 635200 RAUN 3 345 652564 SIOUXCY3 345 1 | 636010 LEHIGH 3 345 636017 LEHIGH GARX3 345 Z | 0.07172 | Yes
GEN-2024-328 | 01 NORTH | G01 29SP | 635200 RAUN 3 345 645552 S3452 REACT3 345 1 | 645451 S3451 3 345 645551 S3451-RAUN 3 345 Z1 | 0.08202 | Yes
GEN-2024-328 | 01 NORTH | G01 29SP | 635200 RAUN 3 345 652564 SIOUXCY3 345 1 | 645451 S3451 3 345 645551 S3451-RAUN 3 345 Z1 | 0.06243 | Yes
GEN-2024-328 | 01 NORTH | G01 29SP | 635200 RAUN 3 345 762779 G18-043 TAP 345 1 | 645452 S3452 3 345 645552 S3452 REACT3 345 Z1 | 0.08149 | Yes
GEN-2024-328 | 01 NORTH | G01 29SP | 635200 RAUN 3 345 645552 S3452 REACT3 345 1 | 645551 S3451-RAUN 3 345 762779 G18-043 TAP 345 1 | 0.08202 | Yes
GEN-2024-328 | 01 NORTH | G01 29SP | 635200 RAUN 3 345 652564 SIOUXCY3 345 1 | 645551 S3451-RAUN 3 345 762779 G18-043 TAP 345 1 | 0.06243 | Yes
GEN-2024-328 | 01 NORTH | G01 29SP | 661032 GLENDCT7 115 661033 CABINCR7 115 1 | 652400 WILISTN4 230 652403 DAWSONC4 230 1 | 0.08279 | Yes
GEN-2024-328 | 01 NORTH | G01 29SP | 661033 CABINCR7 115 661034 KEYXLPS14 7 115 1 | 652400 WILISTN4 230 652403 DAWSONC4 230 1 | 0.08279 | Yes
GEN-2024-328 | 01 NORTH | G01 29SP | 661032 GLENDCT7 115 661033 CABINCR7 115 1 | 652421 WILISTN7 115 659262 CULBSN.E-BE7 115 1 | 0.09522 | Yes
GEN-2024-328 | 01 NORTH | G01 29SP | 661005 BAKER 7 115 995811 BAKER TR1 115 1 | 652421 WILISTN7 115 659262 CULBSN.E-BE7 115 1 | 0.09522 | Yes
GEN-2024-328 | 01 NORTH | G01 29SP | 652296 WARD 4 230 661053 MANDAN 4 230 1 | 652426 BISMARK4 230 652456 WASHBRN4 230 1 | 0.05137 | Yes
GEN-2024-328 | 01 NORTH | G01 29SP | 661016 COYOTE 3 345 995810 661:COYOTE T 115 1 | 652442 GARRISN7 115 659543 PICKCITY-RR7 115 1 | 0.05293 | Yes
GEN-2024-328 | 01 NORTH | G01 29SP | 661018 COYOTE 7 115 995810 661:COYOTE T 115 1 | 652442 GARRISN7 115 659543 PICKCITY-RR7 115 1 | 0.05293 | Yes
GEN-2024-328 | 01 NORTH | G01 29SP | 652296 WARD 4 230 661053 MANDAN 4 230 1 | 652456 WASHBRN4 230 659106 LELAND_O-BE4 230 1 | 0.05137 | Yes
GEN-2024-328 | 01 NORTH | G01 29SP | 661048 HETINGR7 115 995806 HETTINGR TR1 115 1 | 652497 MAURINE4 230 659351 BISON___-GE4 230 1 | 0.09353 | Yes
GEN-2024-328 | 01 NORTH | G01 29SP | 655730 CENTIPED-UM7 115 661048 HETINGR7 115 1 | 652497 MAURINE4 230 659351 BISON___-GE4 230 1 | 0.09353 | Yes
GEN-2024-328 | 01 NORTH | G01 29SP | 655730 CENTIPED-UM7 115 661070 N ENGLN7 115 1 | 652497 MAURINE4 230 659351 BISON___-GE4 230 1 | 0.09353 | Yes
GEN-2024-328 | 01 NORTH | G01 29SP | 657756 SQBUTTE4 230 995910 620:CENTER # 230 2 | 657791 CENTER 3 345 3WXFMR 620:CENTER #1 345/ 1 | 0.05701 | Yes
GEN-2024-328 | 01 NORTH | G01 29SP | 657791 CENTER 3 345 995910 620:CENTER # 230 2 | 657791 CENTER 3 345 3WXFMR 620:CENTER #1 345/ 1 | 0.05701 | Yes
GEN-2024-328 | 01 NORTH | G01 29SP | 620480 DEUEL CO 3 345 620483 ASTORIA 3 345 1 | 658047 ALEXMRES3 345 658049 ALXLNRCTRT 345 Z1 | 0.07117 | Yes
GEN-2024-328 | 01 NORTH | G01 29SP | 661016 COYOTE 3 345 995810 661:COYOTE T 115 1 | 659300 STANTN.T-BE7 115 659543 PICKCITY-RR7 115 1 | 0.05293 | Yes
GEN-2024-328 | 01 NORTH | G01 29SP | 661018 COYOTE 7 115 995810 661:COYOTE T 115 1 | 659300 STANTN.T-BE7 115 659543 PICKCITY-RR7 115 1 | 0.05293 | Yes
GEN-2024-328 | 01 NORTH | G01 29SP | 652200 GLENDIVE7 115 661032 GLENDCT7 115 1 | 659351 BISON___-GE4 230 661047 HETINGR4 230 1 | 0.11181 | Yes
GEN-2024-328 | 01 NORTH | G01 29SP | 661048 HETINGR7 115 995806 HETTINGR TR1 115 1 | 659351 BISON___-GE4 230 661047 HETINGR4 230 1 | 0.09353 | Yes
GEN-2024-328 | 01 NORTH | G01 29SP | 659125 DICKINSN-BE7 115 659195 DICKINS2-BE7 115 1 | 659351 BISON___-GE4 230 661047 HETINGR4 230 1 | 0.06877 | Yes
GEN-2024-328 | 01 NORTH | G01 29SP | 655730 CENTIPED-UM7 115 661048 HETINGR7 115 1 | 659351 BISON___-GE4 230 661047 HETINGR4 230 1 | 0.09353 | Yes
GEN-2024-328 | 01 NORTH | G01 29SP | 655730 CENTIPED-UM7 115 661070 N ENGLN7 115 1 | 659351 BISON___-GE4 230 661047 HETINGR4 230 1 | 0.09353 | Yes
GEN-2024-328 | 01 NORTH | G01 29SP | 659125 DICKINSN-BE7 115 661070 N ENGLN7 115 1 | 659351 BISON___-GE4 230 661047 HETINGR4 230 1 | 0.09353 | Yes
GEN-2024-328 | 01 NORTH | G01 29SP | 620369 JAMESTN3 345 657791 CENTER 3 345 1 | 659422 LO.LS-GR-BE3 345 659423 GR.LS-LO-BE3 345 1 | 0.08911 | Yes
GEN-2024-328 | 01 NORTH | G01 29SP | 657741 ROUGHRIDER 4 230 657751 CENTER 4 230 1 | 661016 COYOTE 3 345 3WXFMR 661:COYOTE TR1 1 | 0.05888 | Yes
GEN-2024-328 | 01 NORTH | G01 29SP | 657741 ROUGHRIDER 4 230 661053 MANDAN 4 230 1 | 661016 COYOTE 3 345 3WXFMR 661:COYOTE TR1 1 | 0.05888 | Yes
GEN-2024-328 | 01 NORTH | G01 29SP | 652200 GLENDIVE7 115 661032 GLENDCT7 115 1 | 661034 KEYXLPS14 7 115 661058 KYSTNLD7 115 1 | 0.09598 | Yes
GEN-2024-328 | 01 NORTH | G01 29SP | 661033 CABINCR7 115 661034 KEYXLPS14 7 115 1 | 661034 KEYXLPS14 7 115 661058 KYSTNLD7 115 1 | 0.09598 | Yes
GEN-2024-328 | 01 NORTH | G01 29SP | 652200 GLENDIVE7 115 661032 GLENDCT7 115 1 | 661058 KYSTNLD7 115 661059 PLEVNA 7 115 1 | 0.09598 | Yes
GEN-2024-328 | 01 NORTH | G01 29SP | 661033 CABINCR7 115 661034 KEYXLPS14 7 115 1 | 661058 KYSTNLD7 115 661059 PLEVNA 7 115 1 | 0.09598 | Yes
GEN-2024-328 | 01 NORTH | G01 29SP | 620369 JAMESTN3 345 657791 CENTER 3 345 1 | 67020 MPC03839POI 345 657946 PRAIRIE3 345 1 | 0.08803 | Yes
GEN-2024-328 | 01 NORTH | G01 29SP | 620358 BUFFALO3 345 620369 JAMESTN3 345 1 | 67020 MPC03839POI 345 657946 PRAIRIE3 345 1 | 0.0653 | Yes
GEN-2024-328 | 01 NORTH | G01 29SP | 601067 BISON 3 345 620358 BUFFALO3 345 1 | 67020 MPC03839POI 345 657946 PRAIRIE3 345 1 | 0.06395 | Yes
GEN-2024-328 | 01 NORTH | G01 29SP | 620369 JAMESTN3 345 657791 CENTER 3 345 1 | 67020 MPC03839POI 345 657951 CNTSHNT3 345 1 | 0.08803 | Yes
GEN-2024-328 | 01 NORTH | G01 29SP | 620358 BUFFALO3 345 620369 JAMESTN3 345 1 | 67020 MPC03839POI 345 657951 CNTSHNT3 345 1 | 0.0653 | Yes
GEN-2024-328 | 01 NORTH | G01 29SP | 601067 BISON 3 345 620358 BUFFALO3 345 1 | 67020 MPC03839POI 345 657951 CNTSHNT3 345 1 | 0.06395 | Yes
GEN-2024-328 | 01 NORTH | G01 29SP | 620369 JAMESTN3 345 657791 CENTER 3 345 1 | Base Case | 0.07859 | Yes
GEN-2024-328 | 01 NORTH | G01 29SP | 620358 BUFFALO3 345 620369 JAMESTN3 345 1 | Base Case | 0.05807 | Yes
GEN-2024-328 | 01 NORTH | G01 29SP | 601067 BISON 3 345 620358 BUFFALO3 345 1 | Base Case | 0.05732 | Yes
GEN-2024-328 | 01 NORTH | G01 29SP | 652200 GLENDIVE7 115 661032 GLENDCT7 115 1 | Base Case | 0.09598 | Yes
GEN-2024-328 | 01 NORTH | G01 29SP | 635200 RAUN 3 345 762779 G18-043 TAP 345 1 | Base Case | 0.05746 | Yes
GEN-2024-328 | 01 NORTH | G01 29SP | 601006 SPLT RK3 345 652536 WHITE-SRX3 345 1 | Base Case | 0.05865 | Yes
GEN-2024-328 | 01 NORTH | G01 29SP | 601031 BRKNGCO3 345 620483 ASTORIA 3 345 1 | Base Case | 0.06305 | Yes
GEN-2024-328 | 01 NORTH | G01 29SP | 601001 FORBES 2 500 601017 CHIS-N 2 500 1 | Base Case | 0.05727 | Yes
GEN-2024-328 | 01 NORTH | G01 29SP | 601016 CHIS CO2 500 601017 CHIS-N 2 500 1 | Base Case | 0.05727 | Yes
GEN-2024-328 | 01 NORTH | G01 29SP | 601006 SPLT RK3 345 652864 SIOUXCY-LNX3 345 1 | Base Case | 0.05959 | Yes
GEN-2024-328 | 01 NORTH | G01 29SP | 661005 BAKER 7 115 995811 BAKER TR1 115 1 | Base Case | 0.09598 | Yes
GEN-2024-328 | 01 NORTH | G01 29SP | 661032 GLENDCT7 115 661033 CABINCR7 115 1 | Base Case | 0.09598 | Yes
GEN-2024-328 | 01 NORTH | G01 29SP | 635200 RAUN 3 345 645552 S3452 REACT3 345 1 | Base Case | 0.05855 | Yes
GEN-2024-328 | 01 NORTH | G01 29SP | 661005 BAKER 7 115 661034 KEYXLPS14 7 115 1 | Base Case | 0.09598 | Yes
GEN-2024-328 | 01 NORTH | G01 29SP | 620480 DEUEL CO 3 345 620483 ASTORIA 3 345 1 | Base Case | 0.06224 | Yes
GEN-2024-328 | 01 NORTH | G01 29SP | 601048 LYON CO 3 345 631138 LAKEFLD3 345 1 | Base Case | 0.05451 | Yes
GEN-2024-328 | 01 NORTH | G01 29SP | 635200 RAUN 3 345 652564 SIOUXCY3 345 1 | Base Case | 0.07095 | Yes
GEN-2024-328 | 01 NORTH | G01 29SP | 620417 BSSOUTH3 345 620480 DEUEL CO 3 345 1 | Base Case | 0.06224 | Yes
GEN-2024-328 | 01 NORTH | G01 29SP | 652468 HEBRON 4 230 661053 MANDAN 4 230 1 | Base Case | 0.12117 | Yes
GEN-2024-328 | 01 NORTH | G01 29SP | 636000 WEBSTER3 345 636010 LEHIGH 3 345 1 | Base Case | 0.05038 | Yes
GEN-2024-328 | 01 NORTH | G01 29SP | 631193 HUNTLEY3 345 631197 LEDYARD3 345 1 | Base Case | 0.05618 | Yes
GEN-2024-328 | 01 NORTH | G01 29SP | 631138 LAKEFLD3 345 635368 OBRIEN 3 345 1 | Base Case | 0.05587 | Yes
GEN-2024-328 | 01 NORTH | G01 29SP | 661033 CABINCR7 115 661034 KEYXLPS14 7 115 1 | Base Case | 0.09598 | Yes
GEN-2024-328 | 01 NORTH | G01 29SP | 635200 RAUN 3 345 762779 G18-043 TAP 345 1 | GEN645011 1 | 0.05746 | Yes
GEN-2024-328 | 01 NORTH | G01 29SP | 635200 RAUN 3 345 762779 G18-043 TAP 345 1 | GEN645011 1_Dup1 | 0.05746 | Yes
GEN-2024-328 | 01 NORTH | G01 29SP | 635200 RAUN 3 345 762779 G18-043 TAP 345 1 | GEN645012 2 | 0.05746 | Yes
GEN-2024-328 | 01 NORTH | G01 29SP | 601006 SPLT RK3 345 652864 SIOUXCY-LNX3 345 1 | GEN645012 2 | 0.05959 | Yes
GEN-2024-328 | 01 NORTH | G01 29SP | 635200 RAUN 3 345 645552 S3452 REACT3 345 1 | GEN645012 2 | 0.05855 | Yes
GEN-2024-328 | 01 NORTH | G01 29SP | 635200 RAUN 3 345 762779 G18-043 TAP 345 1 | GEN645012 2_Dup1 | 0.05746 | Yes
GEN-2024-328 | 01 NORTH | G01 29SP | 601006 SPLT RK3 345 652864 SIOUXCY-LNX3 345 1 | GEN645012 2_Dup1 | 0.05959 | Yes
GEN-2024-328 | 01 NORTH | G01 29SP | 635200 RAUN 3 345 645552 S3452 REACT3 345 1 | GEN645012 2_Dup1 | 0.05855 | Yes
GEN-2024-328 | 01 NORTH | G01 29SP | 661005 BAKER 7 115 995811 BAKER TR1 115 1 | GEN659118 1 | 0.09598 | Yes
GEN-2024-328 | 01 NORTH | G01 29SP | 652468 HEBRON 4 230 661053 MANDAN 4 230 1 | GEN659118 1 | 0.12117 | Yes
GEN-2024-328 | 01 NORTH | G01 29SP | 661032 GLENDCT7 115 661033 CABINCR7 115 1 | GEN659118 1_Dup1 | 0.09598 | Yes
GEN-2024-328 | 01 NORTH | G01 29SP | 661005 BAKER 7 115 995811 BAKER TR1 115 1 | GEN659118 1_Dup1 | 0.09598 | Yes
GEN-2024-328 | 01 NORTH | G01 29SP | 652468 HEBRON 4 230 661053 MANDAN 4 230 1 | GEN659118 1_Dup1 | 0.12117 | Yes
GEN-2024-328 | 01 NORTH | G01 29SP | 652468 HEBRON 4 230 661053 MANDAN 4 230 1 | GEN659403 1 | 0.12117 | Yes
GEN-2024-328 | 01 NORTH | G01 29SP | 652468 HEBRON 4 230 661053 MANDAN 4 230 1 | GEN659403 1_Dup1 | 0.12117 | Yes
GEN-2024-328 | 01 NORTH | G01 29SP | 652200 GLENDIVE7 115 661032 GLENDCT7 115 1 | GEN659578 1 | 0.09598 | Yes
GEN-2024-328 | 01 NORTH | G01 29SP | 661005 BAKER 7 115 661034 KEYXLPS14 7 115 1 | GEN659578 1 | 0.09598 | Yes
GEN-2024-328 | 01 NORTH | G01 29SP | 652200 GLENDIVE7 115 661032 GLENDCT7 115 1 | GEN659578 1_Dup1 | 0.09598 | Yes
GEN-2024-328 | 01 NORTH | G01 29SP | 661005 BAKER 7 115 661034 KEYXLPS14 7 115 1 | GEN659578 1_Dup1 | 0.09598 | Yes
GEN-2024-328 | 01 NORTH | G01 29SP | 652200 GLENDIVE7 115 661032 GLENDCT7 115 1 | GEN659579 2 | 0.09598 | Yes
GEN-2024-328 | 01 NORTH | G01 29SP | 661005 BAKER 7 115 661034 KEYXLPS14 7 115 1 | GEN659579 2 | 0.09598 | Yes
GEN-2024-328 | 01 NORTH | G01 29SP | 652200 GLENDIVE7 115 661032 GLENDCT7 115 1 | GEN659579 2_Dup1 | 0.09598 | Yes
GEN-2024-328 | 01 NORTH | G01 29SP | 652200 GLENDIVE7 115 661032 GLENDCT7 115 1 | MULTIGEN659270_Dup1 | 0.09588 | Yes
GEN-2024-329 | 01 NORTH | G01 29SP | 620480 DEUEL CO 3 345 620483 ASTORIA 3 345 1 | P11:0:OTP:J510ASTORG1:1 | 0.06891 | Yes
GEN-2024-329 | 01 NORTH | G01 29SP | 620417 BSSOUTH3 345 620480 DEUEL CO 3 345 1 | P11:0:OTP:J510ASTORG1:1 | 0.06891 | Yes
GEN-2024-329 | 01 NORTH | G01 29SP | 601001 FORBES 2 500 601013 ROSEAUS2 500 1 | P11:115:XEL:HBR #6:7:8 | 0.05385 | Yes
GEN-2024-329 | 01 NORTH | G01 29SP | 601013 ROSEAUS2 500 601038 ROSEAUM 2 500 1 | P11:115:XEL:HBR #6:7:8 | 0.05385 | Yes
GEN-2024-329 | 01 NORTH | G01 29SP | 601012 ROSEAUN2 500 667501 RIEL 2 500 1 | P11:115:XEL:HBR #6:7:8 | 0.05385 | Yes
GEN-2024-329 | 01 NORTH | G01 29SP | 601012 ROSEAUN2 500 601038 ROSEAUM 2 500 1 | P11:115:XEL:HBR #6:7:8 | 0.05385 | Yes
GEN-2024-329 | 01 NORTH | G01 29SP | 601001 FORBES 2 500 601017 CHIS-N 2 500 1 | P11:115:XEL:HBR #6:7:8 | 0.06909 | Yes
GEN-2024-329 | 01 NORTH | G01 29SP | 601016 CHIS CO2 500 601017 CHIS-N 2 500 1 | P11:115:XEL:HBR #6:7:8 | 0.06909 | Yes
GEN-2024-329 | 01 NORTH | G01 29SP | 601004 WILMART3 345 601072 SHEAS LK3 345 1 | P11:115:XEL:HBR #6:7:8 | 0.05394 | Yes
GEN-2024-329 | 01 NORTH | G01 29SP | 601050 HELENA 3 345 601072 SHEAS LK3 345 1 | P11:115:XEL:HBR #6:7:8 | 0.05442 | Yes
GEN-2024-329 | 01 NORTH | G01 29SP | 601001 FORBES 2 500 601017 CHIS-N 2 500 1 | P11:115:XEL:RIVRSID7:COMBINE CYCLE | 0.06909 | Yes
GEN-2024-329 | 01 NORTH | G01 29SP | 601016 CHIS CO2 500 601017 CHIS-N 2 500 1 | P11:115:XEL:RIVRSID7:COMBINE CYCLE | 0.06909 | Yes
GEN-2024-329 | 01 NORTH | G01 29SP | 661085 TIOGA4 7 115 995803 TIOGA TR1 115 1 | P11:13.8:SASK: NBEC #1:::HV: | 0.13183 | Yes
GEN-2024-329 | 01 NORTH | G01 29SP | 661085 TIOGA4 7 115 995803 TIOGA TR1 115 1 | P11:13.8:SASK:CHNK #1 GT + SSL:::HV: | 0.13183 | Yes
GEN-2024-329 | 01 NORTH | G01 29SP | 661085 TIOGA4 7 115 995803 TIOGA TR1 115 1 | P11:13.8:SASK:CHNK #1 GT:::HV: | 0.13183 | Yes
GEN-2024-329 | 01 NORTH | G01 29SP | 601006 SPLT RK3 345 652536 WHITE-SRX3 345 1 | P11:17:XEL:ANS74G:4 | 0.06918 | Yes
GEN-2024-329 | 01 NORTH | G01 29SP | 608607 NELSNLK4 230 615901 GRE-STANTON4 230 1 | P11:20.0:UMZ:# N-1 #:: UNIT LELAND_2-BEG-2 RATED 485.2 MW:HV: | 0.06946 | Yes
GEN-2024-329 | 01 NORTH | G01 29SP | 603023 MALLARD7 115 659155 LOGAN___-BE7 115 1 | P11:20.0:UMZ:# N-1 #:: UNIT LELAND_2-BEG-2 RATED 485.2 MW:HV: | 0.09125 | Yes
GEN-2024-329 | 01 NORTH | G01 29SP | 615901 GRE-STANTON4 230 659106 LELAND_O-BE4 230 1 | P11:20.0:UMZ:# N-1 #:: UNIT LELAND_2-BEG-2 RATED 485.2 MW:HV: | 0.05914 | Yes
GEN-2024-329 | 01 NORTH | G01 29SP | 603022 SOURIS 7 115 603023 MALLARD7 115 1 | P11:20:OTP:CENTER2G:1 | 0.05476 | Yes
GEN-2024-329 | 01 NORTH | G01 29SP | 615901 GRE-STANTON4 230 659106 LELAND_O-BE4 230 1 | P11:20:OTP:CENTER2G:1 | 0.05914 | Yes
GEN-2024-329 | 01 NORTH | G01 29SP | 601001 FORBES 2 500 601013 ROSEAUS2 500 1 | P11:20:XEL:KING31G:1 | 0.05385 | Yes
GEN-2024-329 | 01 NORTH | G01 29SP | 601012 ROSEAUN2 500 667501 RIEL 2 500 1 | P11:20:XEL:KING31G:1 | 0.05385 | Yes
GEN-2024-329 | 01 NORTH | G01 29SP | 601013 ROSEAUS2 500 601038 ROSEAUM 2 500 1 | P11:20:XEL:KING31G:1 | 0.05385 | Yes
GEN-2024-329 | 01 NORTH | G01 29SP | 601012 ROSEAUN2 500 601038 ROSEAUM 2 500 1 | P11:20:XEL:KING31G:1 | 0.05385 | Yes
GEN-2024-329 | 01 NORTH | G01 29SP | 601001 FORBES 2 500 601017 CHIS-N 2 500 1 | P11:20:XEL:KING31G:1 | 0.06909 | Yes
GEN-2024-329 | 01 NORTH | G01 29SP | 601016 CHIS CO2 500 601017 CHIS-N 2 500 1 | P11:20:XEL:KING31G:1 | 0.06909 | Yes
GEN-2024-329 | 01 NORTH | G01 29SP | 601004 WILMART3 345 601072 SHEAS LK3 345 1 | P11:20:XEL:KING31G:1 | 0.05394 | Yes
GEN-2024-329 | 01 NORTH | G01 29SP | 601050 HELENA 3 345 601072 SHEAS LK3 345 1 | P11:20:XEL:KING31G:1 | 0.05442 | Yes
GEN-2024-329 | 01 NORTH | G01 29SP | 601001 FORBES 2 500 601017 CHIS-N 2 500 1 | P11:20:XEL:PR_ISLD:31G | 0.06909 | Yes
GEN-2024-329 | 01 NORTH | G01 29SP | 601016 CHIS CO2 500 601017 CHIS-N 2 500 1 | P11:20:XEL:PR_ISLD:31G | 0.06909 | Yes
GEN-2024-329 | 01 NORTH | G01 29SP | 601004 WILMART3 345 601072 SHEAS LK3 345 1 | P11:20:XEL:PR_ISLD:31G | 0.05394 | Yes
GEN-2024-329 | 01 NORTH | G01 29SP | 601050 HELENA 3 345 601072 SHEAS LK3 345 1 | P11:20:XEL:PR_ISLD:31G | 0.05442 | Yes
GEN-2024-329 | 01 NORTH | G01 29SP | 601039 NROC 3 345 613060 BYRON 3 345 1 | P11:20:XEL:PR_ISLD:31G | 0.05074 | Yes
GEN-2024-329 | 01 NORTH | G01 29SP | 601001 FORBES 2 500 601017 CHIS-N 2 500 1 | P11:20:XEL:PR_ISLD:32G | 0.06909 | Yes
GEN-2024-329 | 01 NORTH | G01 29SP | 601016 CHIS CO2 500 601017 CHIS-N 2 500 1 | P11:20:XEL:PR_ISLD:32G | 0.06909 | Yes
GEN-2024-329 | 01 NORTH | G01 29SP | 601004 WILMART3 345 601072 SHEAS LK3 345 1 | P11:20:XEL:PR_ISLD:32G | 0.05394 | Yes
GEN-2024-329 | 01 NORTH | G01 29SP | 601050 HELENA 3 345 601072 SHEAS LK3 345 1 | P11:20:XEL:PR_ISLD:32G | 0.05442 | Yes
GEN-2024-329 | 01 NORTH | G01 29SP | 601039 NROC 3 345 613060 BYRON 3 345 1 | P11:20:XEL:PR_ISLD:32G | 0.05074 | Yes
GEN-2024-329 | 01 NORTH | G01 29SP | 608607 NELSNLK4 230 615901 GRE-STANTON4 230 1 | P11:22:GRE:GRE-COAL41G:1 | 0.06946 | Yes
GEN-2024-329 | 01 NORTH | G01 29SP | 603022 SOURIS 7 115 603023 MALLARD7 115 1 | P11:22:GRE:GRE-COAL41G:1 | 0.05476 | Yes
GEN-2024-329 | 01 NORTH | G01 29SP | 615901 GRE-STANTON4 230 659106 LELAND_O-BE4 230 1 | P11:22:GRE:GRE-COAL41G:1 | 0.05914 | Yes
GEN-2024-329 | 01 NORTH | G01 29SP | 635200 RAUN 3 345 652564 SIOUXCY3 345 1 | P11:22:GRE:GRE-COAL41G:1 | 0.07702 | Yes
GEN-2024-329 | 01 NORTH | G01 29SP | 608607 NELSNLK4 230 615901 GRE-STANTON4 230 1 | P11:22:GRE:GRE-COAL42G:2 | 0.06946 | Yes
GEN-2024-329 | 01 NORTH | G01 29SP | 603022 SOURIS 7 115 603023 MALLARD7 115 1 | P11:22:GRE:GRE-COAL42G:2 | 0.05476 | Yes
GEN-2024-329 | 01 NORTH | G01 29SP | 615901 GRE-STANTON4 230 659106 LELAND_O-BE4 230 1 | P11:22:GRE:GRE-COAL42G:2 | 0.05914 | Yes
GEN-2024-329 | 01 NORTH | G01 29SP | 635200 RAUN 3 345 652564 SIOUXCY3 345 1 | P11:22:GRE:GRE-COAL42G:2 | 0.07702 | Yes
GEN-2024-329 | 01 NORTH | G01 29SP | 615901 GRE-STANTON4 230 659106 LELAND_O-BE4 230 1 | P11:22:OTP:CENTER1G:1 | 0.05914 | Yes
GEN-2024-329 | 01 NORTH | G01 29SP | 603022 SOURIS 7 115 603270 MAGIC CITY 7 115 1 | P11:23.0:UMZ:# N-1 #:: UNIT ANTELP_1-BEG-1 RATED 483.2 MW:HV: | 0.05476 | Yes
GEN-2024-329 | 01 NORTH | G01 29SP | 603023 MALLARD7 115 659155 LOGAN___-BE7 115 1 | P11:23.0:UMZ:# N-1 #:: UNIT ANTELP_1-BEG-1 RATED 483.2 MW:HV: | 0.09125 | Yes
GEN-2024-329 | 01 NORTH | G01 29SP | 608607 NELSNLK4 230 615901 GRE-STANTON4 230 1 | P11:23.0:UMZ:# N-1 #:: UNIT ANTELP_2-BEG-2 RATED 484.2 MW:HV: | 0.06946 | Yes
GEN-2024-329 | 01 NORTH | G01 29SP | 603022 SOURIS 7 115 603270 MAGIC CITY 7 115 1 | P11:23.0:UMZ:# N-1 #:: UNIT ANTELP_2-BEG-2 RATED 484.2 MW:HV: | 0.05476 | Yes
GEN-2024-329 | 01 NORTH | G01 29SP | 603023 MALLARD7 115 659155 LOGAN___-BE7 115 1 | P11:23.0:UMZ:# N-1 #:: UNIT ANTELP_2-BEG-2 RATED 484.2 MW:HV: | 0.09125 | Yes
GEN-2024-329 | 01 NORTH | G01 29SP | 615901 GRE-STANTON4 230 659106 LELAND_O-BE4 230 1 | P11:23.0:UMZ:# N-1 #:: UNIT ANTELP_2-BEG-2 RATED 484.2 MW:HV: | 0.05914 | Yes
GEN-2024-329 | 01 NORTH | G01 29SP | 620369 JAMESTN3 345 657791 CENTER 3 345 1 | P11:24:OTP:BIGSTN1G:1 | 0.08559 | Yes
GEN-2024-329 | 01 NORTH | G01 29SP | 635200 RAUN 3 345 652564 SIOUXCY3 345 1 | P11:24:OTP:BIGSTN1G:1 | 0.07702 | Yes
GEN-2024-329 | 01 NORTH | G01 29SP | 601001 FORBES 2 500 601013 ROSEAUS2 500 1 | P11:24:XEL:SHERCO31G:1 | 0.05385 | Yes
GEN-2024-329 | 01 NORTH | G01 29SP | 601012 ROSEAUN2 500 667501 RIEL 2 500 1 | P11:24:XEL:SHERCO31G:1 | 0.05385 | Yes
GEN-2024-329 | 01 NORTH | G01 29SP | 601013 ROSEAUS2 500 601038 ROSEAUM 2 500 1 | P11:24:XEL:SHERCO31G:1 | 0.05385 | Yes
GEN-2024-329 | 01 NORTH | G01 29SP | 601012 ROSEAUN2 500 601038 ROSEAUM 2 500 1 | P11:24:XEL:SHERCO31G:1 | 0.05385 | Yes
GEN-2024-329 | 01 NORTH | G01 29SP | 601001 FORBES 2 500 601017 CHIS-N 2 500 1 | P11:24:XEL:SHERCO31G:1 | 0.06909 | Yes
GEN-2024-329 | 01 NORTH | G01 29SP | 601016 CHIS CO2 500 601017 CHIS-N 2 500 1 | P11:24:XEL:SHERCO31G:1 | 0.06909 | Yes
GEN-2024-329 | 01 NORTH | G01 29SP | 601004 WILMART3 345 601072 SHEAS LK3 345 1 | P11:24:XEL:SHERCO31G:1 | 0.05394 | Yes
GEN-2024-329 | 01 NORTH | G01 29SP | 601050 HELENA 3 345 601072 SHEAS LK3 345 1 | P11:24:XEL:SHERCO31G:1 | 0.05442 | Yes
GEN-2024-329 | 01 NORTH | G01 29SP | 601067 BISON 3 345 658049 ALXLNRCTRT 345 1 | P11:24:XEL:SHERCO31G:1 | 0.05353 | Yes
GEN-2024-329 | 01 NORTH | G01 29SP | 658047 ALEXMRES3 345 658049 ALXLNRCTRT 345 Z1 | P11:24:XEL:SHERCO31G:1 | 0.05353 | Yes
GEN-2024-329 | 01 NORTH | G01 29SP | 635368 OBRIEN 3 345 635400 HIGHLAND 3 345 1 | P11:24:XEL:SHERCO31G:1 | 0.05467 | Yes
GEN-2024-329 | 01 NORTH | G01 29SP | 601039 NROC 3 345 613060 BYRON 3 345 1 | P11:24:XEL:SHERCO31G:1 | 0.05074 | Yes
GEN-2024-329 | 01 NORTH | G01 29SP | 631138 LAKEFLD3 345 635368 OBRIEN 3 345 1 | P11:24:XEL:SHERCO31G:1 | 0.06426 | Yes
GEN-2024-329 | 01 NORTH | G01 29SP | 601001 FORBES 2 500 601013 ROSEAUS2 500 1 | P11:24:XEL:SHERCO32G:2 | 0.05385 | Yes
GEN-2024-329 | 01 NORTH | G01 29SP | 601013 ROSEAUS2 500 601038 ROSEAUM 2 500 1 | P11:24:XEL:SHERCO32G:2 | 0.05385 | Yes
GEN-2024-329 | 01 NORTH | G01 29SP | 601012 ROSEAUN2 500 667501 RIEL 2 500 1 | P11:24:XEL:SHERCO32G:2 | 0.05385 | Yes
GEN-2024-329 | 01 NORTH | G01 29SP | 601012 ROSEAUN2 500 601038 ROSEAUM 2 500 1 | P11:24:XEL:SHERCO32G:2 | 0.05385 | Yes
GEN-2024-329 | 01 NORTH | G01 29SP | 601001 FORBES 2 500 601017 CHIS-N 2 500 1 | P11:24:XEL:SHERCO32G:2 | 0.06909 | Yes
GEN-2024-329 | 01 NORTH | G01 29SP | 601016 CHIS CO2 500 601017 CHIS-N 2 500 1 | P11:24:XEL:SHERCO32G:2 | 0.06909 | Yes
GEN-2024-329 | 01 NORTH | G01 29SP | 601004 WILMART3 345 601072 SHEAS LK3 345 1 | P11:24:XEL:SHERCO32G:2 | 0.05394 | Yes
GEN-2024-329 | 01 NORTH | G01 29SP | 601050 HELENA 3 345 601072 SHEAS LK3 345 1 | P11:24:XEL:SHERCO32G:2 | 0.05442 | Yes
GEN-2024-329 | 01 NORTH | G01 29SP | 601067 BISON 3 345 658049 ALXLNRCTRT 345 1 | P11:24:XEL:SHERCO32G:2 | 0.05353 | Yes
GEN-2024-329 | 01 NORTH | G01 29SP | 658047 ALEXMRES3 345 658049 ALXLNRCTRT 345 Z1 | P11:24:XEL:SHERCO32G:2 | 0.05353 | Yes
GEN-2024-329 | 01 NORTH | G01 29SP | 635368 OBRIEN 3 345 635400 HIGHLAND 3 345 1 | P11:24:XEL:SHERCO32G:2 | 0.05467 | Yes
GEN-2024-329 | 01 NORTH | G01 29SP | 601039 NROC 3 345 613060 BYRON 3 345 1 | P11:24:XEL:SHERCO32G:2 | 0.05074 | Yes
GEN-2024-329 | 01 NORTH | G01 29SP | 631138 LAKEFLD3 345 635368 OBRIEN 3 345 1 | P11:24:XEL:SHERCO32G:2 | 0.06426 | Yes
GEN-2024-329 | 01 NORTH | G01 29SP | 601067 BISON 3 345 620358 BUFFALO3 345 1 | P11:26:XEL:SHERCO33G:3 | 0.06094 | Yes
GEN-2024-329 | 01 NORTH | G01 29SP | 601001 FORBES 2 500 601013 ROSEAUS2 500 1 | P11:26:XEL:SHERCO33G:3 | 0.05385 | Yes
GEN-2024-329 | 01 NORTH | G01 29SP | 601013 ROSEAUS2 500 601038 ROSEAUM 2 500 1 | P11:26:XEL:SHERCO33G:3 | 0.05385 | Yes
GEN-2024-329 | 01 NORTH | G01 29SP | 601012 ROSEAUN2 500 667501 RIEL 2 500 1 | P11:26:XEL:SHERCO33G:3 | 0.05385 | Yes
GEN-2024-329 | 01 NORTH | G01 29SP | 601012 ROSEAUN2 500 601038 ROSEAUM 2 500 1 | P11:26:XEL:SHERCO33G:3 | 0.05385 | Yes
GEN-2024-329 | 01 NORTH | G01 29SP | 601004 WILMART3 345 601072 SHEAS LK3 345 1 | P11:26:XEL:SHERCO33G:3 | 0.05394 | Yes
GEN-2024-329 | 01 NORTH | G01 29SP | 601001 FORBES 2 500 601017 CHIS-N 2 500 1 | P11:26:XEL:SHERCO33G:3 | 0.06909 | Yes
GEN-2024-329 | 01 NORTH | G01 29SP | 601016 CHIS CO2 500 601017 CHIS-N 2 500 1 | P11:26:XEL:SHERCO33G:3 | 0.06909 | Yes
GEN-2024-329 | 01 NORTH | G01 29SP | 601050 HELENA 3 345 601072 SHEAS LK3 345 1 | P11:26:XEL:SHERCO33G:3 | 0.05442 | Yes
GEN-2024-329 | 01 NORTH | G01 29SP | 601067 BISON 3 345 658049 ALXLNRCTRT 345 1 | P11:26:XEL:SHERCO33G:3 | 0.05353 | Yes
GEN-2024-329 | 01 NORTH | G01 29SP | 658047 ALEXMRES3 345 658049 ALXLNRCTRT 345 Z1 | P11:26:XEL:SHERCO33G:3 | 0.05353 | Yes
GEN-2024-329 | 01 NORTH | G01 29SP | 635200 RAUN 3 345 652564 SIOUXCY3 345 1 | P11:26:XEL:SHERCO33G:3 | 0.07702 | Yes
GEN-2024-329 | 01 NORTH | G01 29SP | 635368 OBRIEN 3 345 635400 HIGHLAND 3 345 1 | P11:26:XEL:SHERCO33G:3 | 0.05467 | Yes
GEN-2024-329 | 01 NORTH | G01 29SP | 601039 NROC 3 345 613060 BYRON 3 345 1 | P11:26:XEL:SHERCO33G:3 | 0.05074 | Yes
GEN-2024-329 | 01 NORTH | G01 29SP | 631138 LAKEFLD3 345 635368 OBRIEN 3 345 1 | P11:26:XEL:SHERCO33G:3 | 0.06426 | Yes
GEN-2024-329 | 01 NORTH | G01 29SP | 635600 GRIMES 3 345 636003 BEAVER CRK 3 345 1 | P11:345:MEC:GDMEC:3:ST | 0.05188 | Yes
GEN-2024-329 | 01 NORTH | G01 29SP | 636003 BEAVER CRK 3 345 636010 LEHIGH 3 345 1 | P11:345:MEC:GDMEC:3:ST | 0.05188 | Yes
GEN-2024-329 | 01 NORTH | G01 29SP | 601006 SPLT RK3 345 652536 WHITE-SRX3 345 1 | P11:345:MEC:NEAL:3 | 0.06918 | Yes
GEN-2024-329 | 01 NORTH | G01 29SP | 601006 SPLT RK3 345 652864 SIOUXCY-LNX3 345 1 | P11:345:MEC:NEAL:3 | 0.06841 | Yes
GEN-2024-329 | 01 NORTH | G01 29SP | 635200 RAUN 3 345 635398 REMSEN 3 345 1 | P11:345:MEC:NEAL:3 | 0.05467 | Yes
GEN-2024-329 | 01 NORTH | G01 29SP | 635398 REMSEN 3 345 635399 CHEROKEE 3 345 1 | P11:345:MEC:NEAL:3 | 0.05467 | Yes
GEN-2024-329 | 01 NORTH | G01 29SP | 635399 CHEROKEE 3 345 635400 HIGHLAND 3 345 1 | P11:345:MEC:NEAL:3 | 0.05467 | Yes
GEN-2024-329 | 01 NORTH | G01 29SP | 601006 SPLT RK3 345 652536 WHITE-SRX3 345 1 | P11:345:MEC:NEAL:4 | 0.06918 | Yes
GEN-2024-329 | 01 NORTH | G01 29SP | 601006 SPLT RK3 345 652864 SIOUXCY-LNX3 345 1 | P11:345:MEC:NEAL:4 | 0.06841 | Yes
GEN-2024-329 | 01 NORTH | G01 29SP | 635200 RAUN 3 345 635398 REMSEN 3 345 1 | P11:345:MEC:NEAL:4 | 0.05467 | Yes
GEN-2024-329 | 01 NORTH | G01 29SP | 635398 REMSEN 3 345 635399 CHEROKEE 3 345 1 | P11:345:MEC:NEAL:4 | 0.05467 | Yes
GEN-2024-329 | 01 NORTH | G01 29SP | 635399 CHEROKEE 3 345 635400 HIGHLAND 3 345 1 | P11:345:MEC:NEAL:4 | 0.05467 | Yes
GEN-2024-329 | 01 NORTH | G01 29SP | 635200 RAUN 3 345 762779 G18-043 TAP 345 1 | P11:345:MEC:WSEC:3 | 0.06194 | Yes
GEN-2024-329 | 01 NORTH | G01 29SP | 635200 RAUN 3 345 645552 S3452 REACT3 345 1 | P11:345:MEC:WSEC:3 | 0.06312 | Yes
GEN-2024-329 | 01 NORTH | G01 29SP | 635200 RAUN 3 345 762779 G18-043 TAP 345 1 | P11:345:MEC:WSEC:4 | 0.06194 | Yes
GEN-2024-329 | 01 NORTH | G01 29SP | 601006 SPLT RK3 345 652864 SIOUXCY-LNX3 345 1 | P11:345:MEC:WSEC:4 | 0.06841 | Yes
GEN-2024-329 | 01 NORTH | G01 29SP | 635200 RAUN 3 345 645552 S3452 REACT3 345 1 | P11:345:MEC:WSEC:4 | 0.06312 | Yes
GEN-2024-329 | 01 NORTH | G01 29SP | 635200 RAUN 3 345 762779 G18-043 TAP 345 1 | P11:345:OPPD:LX002:NC:732.0 NEBCITY G2 | 0.05965 | Yes
GEN-2024-329 | 01 NORTH | G01 29SP | 635200 RAUN 3 345 645552 S3452 REACT3 345 1 | P11:345:OPPD:LX002:NC:732.0 NEBCITY G2 | 0.06076 | Yes
GEN-2024-329 | 01 NORTH | G01 29SP | 601002 ADAMS 3 345 615306 GRE-PL VLLY3 345 1 | P11:345:XEL:J1072GEN:PV | 0.05056 | Yes
GEN-2024-329 | 01 NORTH | G01 29SP | 603022 SOURIS 7 115 603023 MALLARD7 115 1 | P12:115.0:UMZ:# N-1 #:: LINE GARRISN7-VOLTAIR -CP7-1 :HV: | 0.05507 | Yes
GEN-2024-329 | 01 NORTH | G01 29SP | 652391 WILLISTON27 115 661089 LTLMUDY7 115 1 | P12:115.0:UMZ:# N-1 #:: LINE LINDAHLS-MW7-LIBERTY -MW7-1 :HV: | 0.08193 | Yes
GEN-2024-329 | 01 NORTH | G01 29SP | 661087 RAY JCT7 115 661089 LTLMUDY7 115 1 | P12:115.0:UMZ:# N-1 #:: LINE LINDAHLS-MW7-LIBERTY -MW7-1 :HV: | 0.08193 | Yes
GEN-2024-329 | 01 NORTH | G01 29SP | 661085 TIOGA4 7 115 661087 RAY JCT7 115 1 | P12:115.0:UMZ:# N-1 #:: LINE LINDAHLS-MW7-LIBERTY -MW7-1 :HV: | 0.08193 | Yes
GEN-2024-329 | 01 NORTH | G01 29SP | 659139 NESET___-BE7 115 661085 TIOGA4 7 115 1 | P12:115.0:UMZ:# N-1 #:: LINE LINDAHLS-MW7-LIBERTY -MW7-1 :HV: | 0.2735 | Yes
GEN-2024-329 | 01 NORTH | G01 29SP | 661085 TIOGA4 7 115 995803 TIOGA TR1 115 1 | P12:115.0:UMZ:# N-1 #:: LINE LINDAHLS-MW7-LIBERTY -MW7-1 :HV: | 0.14874 | Yes
GEN-2024-329 | 01 NORTH | G01 29SP | 652391 WILLISTON27 115 661089 LTLMUDY7 115 1 | P12:115.0:UMZ:# N-1 #:: LINE LINDAHLS-MW7-LINDAL._-PP7-1 :HV: | 0.07335 | Yes
GEN-2024-329 | 01 NORTH | G01 29SP | 661087 RAY JCT7 115 661089 LTLMUDY7 115 1 | P12:115.0:UMZ:# N-1 #:: LINE LINDAHLS-MW7-LINDAL._-PP7-1 :HV: | 0.07335 | Yes
GEN-2024-329 | 01 NORTH | G01 29SP | 661085 TIOGA4 7 115 661087 RAY JCT7 115 1 | P12:115.0:UMZ:# N-1 #:: LINE LINDAHLS-MW7-LINDAL._-PP7-1 :HV: | 0.07335 | Yes
GEN-2024-329 | 01 NORTH | G01 29SP | 659139 NESET___-BE7 115 661085 TIOGA4 7 115 1 | P12:115.0:UMZ:# N-1 #:: LINE LINDAHLS-MW7-LINDAL._-PP7-1 :HV: | 0.24611 | Yes
GEN-2024-329 | 01 NORTH | G01 29SP | 661085 TIOGA4 7 115 995803 TIOGA TR1 115 1 | P12:115.0:UMZ:# N-1 #:: LINE LINDAHLS-MW7-LINDAL._-PP7-1 :HV: | 0.13289 | Yes
GEN-2024-329 | 01 NORTH | G01 29SP | 659139 NESET___-BE7 115 661085 TIOGA4 7 115 1 | P12:115.0:UMZ:# N-1 #:: LINE LINDAHLS-MW7-SIMPSON -MW7-1 :HV: | 0.27098 | Yes
GEN-2024-329 | 01 NORTH | G01 29SP | 603023 MALLARD7 115 659155 LOGAN___-BE7 115 1 | P12:115.0:UMZ:# N-1 #:: LINE MALLARD7-E.RUTHVL-CP7-1 :HV: | 0.09822 | Yes
GEN-2024-329 | 01 NORTH | G01 29SP | 603023 MALLARD7 115 655655 E.RUTHVL-CP7 115 1 | P12:115.0:UMZ:# N-1 #:: LINE MALLARD7-LOGAN___-BE7-1 :HV: | 0.05114 | Yes
GEN-2024-329 | 01 NORTH | G01 29SP | 659139 NESET___-BE7 115 661085 TIOGA4 7 115 1 | P12:115.0:UMZ:# N-1 #:: LINE WILLISTON27-LTLMUDY7-1 :HV: | 0.19073 | Yes
GEN-2024-329 | 01 NORTH | G01 29SP | 602057 PEACE GARD 5 230 667085 G82RPHT1 230 1 | P12:115:GRE:RMS-PR4 | 0.0511 | Yes
GEN-2024-329 | 01 NORTH | G01 29SP | 659139 NESET___-BE7 115 661085 TIOGA4 7 115 1 | P12:115:MDU:RAY:TIOGA 2:1: | 0.19073 | Yes
GEN-2024-329 | 01 NORTH | G01 29SP | 659139 NESET___-BE7 115 661085 TIOGA4 7 115 1 | P12:115:MDU:WILLISTON LITTLE MUDDY:RAY:1: | 0.19073 | Yes
GEN-2024-329 | 01 NORTH | G01 29SP | 659139 NESET___-BE7 115 661085 TIOGA4 7 115 1 | P12:115:MDU:WILLISTON LITTLE MUDDY:WAPA WILLISTON 2:1: | 0.19073 | Yes
GEN-2024-329 | 01 NORTH | G01 29SP | 601067 BISON 3 345 620358 BUFFALO3 345 1 | P12:115:OTP:CSLTNET7:BUFFALO7:1 | 0.06135 | Yes
GEN-2024-329 | 01 NORTH | G01 29SP | 601067 BISON 3 345 658049 ALXLNRCTRT 345 1 | P12:115:OTP-MRES::HOOT LK7:FERGSFL7 | 0.05657 | Yes
GEN-2024-329 | 01 NORTH | G01 29SP | 658047 ALEXMRES3 345 658049 ALXLNRCTRT 345 Z1 | P12:115:OTP-MRES::HOOT LK7:FERGSFL7 | 0.05657 | Yes
GEN-2024-329 | 01 NORTH | G01 29SP | 652391 WILLISTON27 115 661089 LTLMUDY7 115 1 | P12:115:UMZ:# 20014 #:: PROPER N-1 FOR TAP BLKTLTAP-MW7:HV: | 0.07672 | Yes
GEN-2024-329 | 01 NORTH | G01 29SP | 661087 RAY JCT7 115 661089 LTLMUDY7 115 1 | P12:115:UMZ:# 20014 #:: PROPER N-1 FOR TAP BLKTLTAP-MW7:HV: | 0.07672 | Yes
GEN-2024-329 | 01 NORTH | G01 29SP | 661085 TIOGA4 7 115 661087 RAY JCT7 115 1 | P12:115:UMZ:# 20014 #:: PROPER N-1 FOR TAP BLKTLTAP-MW7:HV: | 0.07672 | Yes
GEN-2024-329 | 01 NORTH | G01 29SP | 652391 WILLISTON27 115 661089 LTLMUDY7 115 1 | P12:115:UMZ:# 20026 #:: PROPER N-1 FOR TAPS FARMVL_T-MW7 + WHEELS_T-MW7 + N.TWELVE-MW7 + EPPING -MW7:HV: | 0.09219 | Yes
GEN-2024-329 | 01 NORTH | G01 29SP | 659139 NESET___-BE7 115 661085 TIOGA4 7 115 1 | P12:115:UMZ:# 20043 #:: PROPER N-1 FOR TAP KENASTON-BE7:HV: | 0.21696 | Yes
GEN-2024-329 | 01 NORTH | G01 29SP | 652391 WILLISTON27 115 661089 LTLMUDY7 115 1 | P12:115:UMZ:# 20068 #:: PROPER N-1 FOR TAP PWRSLKTP-MW7:HV: | 0.08193 | Yes
GEN-2024-329 | 01 NORTH | G01 29SP | 661087 RAY JCT7 115 661089 LTLMUDY7 115 1 | P12:115:UMZ:# 20068 #:: PROPER N-1 FOR TAP PWRSLKTP-MW7:HV: | 0.08193 | Yes
GEN-2024-329 | 01 NORTH | G01 29SP | 661085 TIOGA4 7 115 661087 RAY JCT7 115 1 | P12:115:UMZ:# 20068 #:: PROPER N-1 FOR TAP PWRSLKTP-MW7:HV: | 0.08193 | Yes
GEN-2024-329 | 01 NORTH | G01 29SP | 603022 SOURIS 7 115 603270 MAGIC CITY 7 115 1 | P12:115:UMZ:# 20107 #:: PROPER N-1 FOR TAPS NELSON 7 + MAX_____-CP7:HV: | 0.0609 | Yes
GEN-2024-329 | 01 NORTH | G01 29SP | 603023 MALLARD7 115 659155 LOGAN___-BE7 115 1 | P12:115:UMZ:# 20107 #:: PROPER N-1 FOR TAPS NELSON 7 + MAX_____-CP7:HV: | 0.081 | Yes
GEN-2024-329 | 01 NORTH | G01 29SP | 601003 PR ISLD3 345 601039 NROC 3 345 1 | P12:115:XEL-GRE:FEP-WEF | 0.05156 | Yes
GEN-2024-329 | 01 NORTH | G01 29SP | 603023 MALLARD7 115 655655 E.RUTHVL-CP7 115 1 | P12:115:XEL-WAPA:MALLARD7:LOGAN7:1 | 0.05114 | Yes
GEN-2024-329 | 01 NORTH | G01 29SP | 601001 FORBES 2 500 601013 ROSEAUS2 500 1 | P12:138:SASK:138KV-CD11:::HV: | 0.05385 | Yes
GEN-2024-329 | 01 NORTH | G01 29SP | 601012 ROSEAUN2 500 667501 RIEL 2 500 1 | P12:138:SASK:138KV-CD11:::HV: | 0.05385 | Yes
GEN-2024-329 | 01 NORTH | G01 29SP | 601013 ROSEAUS2 500 601038 ROSEAUM 2 500 1 | P12:138:SASK:138KV-CD11:::HV: | 0.05385 | Yes
GEN-2024-329 | 01 NORTH | G01 29SP | 601012 ROSEAUN2 500 601038 ROSEAUM 2 500 1 | P12:138:SASK:138KV-CD11:::HV: | 0.05385 | Yes
GEN-2024-329 | 01 NORTH | G01 29SP | 601003 PR ISLD3 345 601039 NROC 3 345 1 | P12:161:GRE:RAV:SPC | 0.05107 | Yes
GEN-2024-329 | 01 NORTH | G01 29SP | 613060 BYRON 3 345 615306 GRE-PL VLLY3 345 1 | P12:161:XEL-GRE:BYRON5:GRE-PLVLLY5:1 | 0.05424 | Yes
GEN-2024-329 | 01 NORTH | G01 29SP | 601031 BRKNGCO3 345 620483 ASTORIA 3 345 1 | P12:230.0:UMZ:# N-1 #:: LINE BIGSTON4-BLAIR-ER4-1 :HV: | 0.07591 | Yes
GEN-2024-329 | 01 NORTH | G01 29SP | 620480 DEUEL CO 3 345 620483 ASTORIA 3 345 1 | P12:230.0:UMZ:# N-1 #:: LINE BIGSTON4-BLAIR-ER4-1 :HV: | 0.0749 | Yes
GEN-2024-329 | 01 NORTH | G01 29SP | 620417 BSSOUTH3 345 620480 DEUEL CO 3 345 1 | P12:230.0:UMZ:# N-1 #:: LINE BIGSTON4-BLAIR-ER4-1 :HV: | 0.0749 | Yes
GEN-2024-329 | 01 NORTH | G01 29SP | 661085 TIOGA4 7 115 995803 TIOGA TR1 115 1 | P12:230.0:UMZ:# N-1 #:: LINE BLAISDEL-BE4-TIOGA4 4-1 :HV: | 0.12555 | Yes
GEN-2024-329 | 01 NORTH | G01 29SP | 602006 SHEYNNE4 230 652435 FARGO 4 230 1 | P12:230.0:UMZ:# N-1 #:: LINE FARGO 4-MOORHDW4-1 :HV: | 0.05228 | Yes
GEN-2024-329 | 01 NORTH | G01 29SP | 601006 SPLT RK3 345 652536 WHITE-SRX3 345 1 | P12:230.0:UMZ:# N-1 #:: LINE HANLON 4-STORLA__-BE4-1 :HV: | 0.07108 | Yes
GEN-2024-329 | 01 NORTH | G01 29SP | 602006 SHEYNNE4 230 652435 FARGO 4 230 1 | P12:230.0:UMZ:# N-1 #:: LINE MOORHED4-MOORHDW4-Z1 :HV: | 0.05228 | Yes
GEN-2024-329 | 01 NORTH | G01 29SP | 661085 TIOGA4 7 115 995803 TIOGA TR1 115 1 | P12:230.0:UMZ:# N-1 #:: LINE NESET___-BE4-MOUNTRAL-UA4-1 :HV: | 0.13183 | Yes
GEN-2024-329 | 01 NORTH | G01 29SP | 659139 NESET___-BE7 115 661085 TIOGA4 7 115 1 | P12:230.0:UMZ:# N-1 #:: LINE NESET___-BE4-TIOGA4 4-Z :HV: | 0.25838 | Yes
GEN-2024-329 | 01 NORTH | G01 29SP | 661085 TIOGA4 7 115 995803 TIOGA TR1 115 1 | P12:230.0:UMZ:# N-1 #:: LINE NESET___-BE4-TIOGA4 4-Z :HV: | 0.14545 | Yes
GEN-2024-329 | 01 NORTH | G01 29SP | 620369 JAMESTN3 345 657791 CENTER 3 345 1 | P12:230.0:UMZ:# N-1 #:: LINE OWAN -MW4-JUDSON__-BE4-Z :HV: | 0.08559 | Yes
GEN-2024-329 | 01 NORTH | G01 29SP | 652391 WILLISTON27 115 661089 LTLMUDY7 115 1 | P12:230.0:UMZ:# N-1 #:: LINE OWAN -MW4-JUDSON__-BE4-Z :HV: | 0.07293 | Yes
GEN-2024-329 | 01 NORTH | G01 29SP | 620358 BUFFALO3 345 620369 JAMESTN3 345 1 | P12:230.0:UMZ:# N-1 #:: LINE OWAN -MW4-JUDSON__-BE4-Z :HV: | 0.06145 | Yes
GEN-2024-329 | 01 NORTH | G01 29SP | 601067 BISON 3 345 620358 BUFFALO3 345 1 | P12:230.0:UMZ:# N-1 #:: LINE OWAN -MW4-JUDSON__-BE4-Z :HV: | 0.06094 | Yes
GEN-2024-329 | 01 NORTH | G01 29SP | 601006 SPLT RK3 345 652536 WHITE-SRX3 345 1 | P12:230.0:UMZ:# N-1 #:: LINE OWAN -MW4-JUDSON__-BE4-Z :HV: | 0.06918 | Yes
GEN-2024-329 | 01 NORTH | G01 29SP | 601003 PR ISLD3 345 601039 NROC 3 345 1 | P12:230.0:UMZ:# N-1 #:: LINE OWAN -MW4-JUDSON__-BE4-Z :HV: | 0.05101 | Yes
GEN-2024-329 | 01 NORTH | G01 29SP | 603022 SOURIS 7 115 603023 MALLARD7 115 1 | P12:230.0:UMZ:# N-1 #:: LINE OWAN -MW4-JUDSON__-BE4-Z :HV: | 0.05476 | Yes
GEN-2024-329 | 01 NORTH | G01 29SP | 601001 FORBES 2 500 601013 ROSEAUS2 500 1 | P12:230.0:UMZ:# N-1 #:: LINE OWAN -MW4-JUDSON__-BE4-Z :HV: | 0.05385 | Yes
GEN-2024-329 | 01 NORTH | G01 29SP | 601013 ROSEAUS2 500 601038 ROSEAUM 2 500 1 | P12:230.0:UMZ:# N-1 #:: LINE OWAN -MW4-JUDSON__-BE4-Z :HV: | 0.05385 | Yes
GEN-2024-329 | 01 NORTH | G01 29SP | 601012 ROSEAUN2 500 667501 RIEL 2 500 1 | P12:230.0:UMZ:# N-1 #:: LINE OWAN -MW4-JUDSON__-BE4-Z :HV: | 0.05385 | Yes
GEN-2024-329 | 01 NORTH | G01 29SP | 601012 ROSEAUN2 500 601038 ROSEAUM 2 500 1 | P12:230.0:UMZ:# N-1 #:: LINE OWAN -MW4-JUDSON__-BE4-Z :HV: | 0.05385 | Yes
GEN-2024-329 | 01 NORTH | G01 29SP | 661087 RAY JCT7 115 661089 LTLMUDY7 115 1 | P12:230.0:UMZ:# N-1 #:: LINE OWAN -MW4-JUDSON__-BE4-Z :HV: | 0.07293 | Yes
GEN-2024-329 | 01 NORTH | G01 29SP | 601001 FORBES 2 500 601017 CHIS-N 2 500 1 | P12:230.0:UMZ:# N-1 #:: LINE OWAN -MW4-JUDSON__-BE4-Z :HV: | 0.06909 | Yes
GEN-2024-329 | 01 NORTH | G01 29SP | 601016 CHIS CO2 500 601017 CHIS-N 2 500 1 | P12:230.0:UMZ:# N-1 #:: LINE OWAN -MW4-JUDSON__-BE4-Z :HV: | 0.06909 | Yes
GEN-2024-329 | 01 NORTH | G01 29SP | 661085 TIOGA4 7 115 661087 RAY JCT7 115 1 | P12:230.0:UMZ:# N-1 #:: LINE OWAN -MW4-JUDSON__-BE4-Z :HV: | 0.07293 | Yes
GEN-2024-329 | 01 NORTH | G01 29SP | 601002 ADAMS 3 345 615306 GRE-PL VLLY3 345 1 | P12:230.0:UMZ:# N-1 #:: LINE OWAN -MW4-JUDSON__-BE4-Z :HV: | 0.05056 | Yes
GEN-2024-329 | 01 NORTH | G01 29SP | 620358 BUFFALO3 345 620369 JAMESTN3 345 1 | P12:230.0:UMZ:# N-1 #:: LINE SHEYNNE4-FARGO 4-1 :HV: | 0.06899 | Yes
GEN-2024-329 | 01 NORTH | G01 29SP | 601006 SPLT RK3 345 652864 SIOUXCY-LNX3 345 1 | P12:230.0:UMZ:# N-1 #:: LINE SIOUXFL4-PAHOJA__-BE4-1 :HV: | 0.07612 | Yes
GEN-2024-329 | 01 NORTH | G01 29SP | 601006 SPLT RK3 345 652864 SIOUXCY-LNX3 345 1 | P12:230.0:UMZ:# N-1 #:: LINE UTICAJC4-RASMUSN-ER4-1 :HV: | 0.07137 | Yes
GEN-2024-329 | 01 NORTH | G01 29SP | 608607 NELSNLK4 230 615901 GRE-STANTON4 230 1 | P12:230.0:UMZ:# N-1 #:: LINE WARD 4-MANDAN 4-1 :HV: | 0.07043 | Yes
GEN-2024-329 | 01 NORTH | G01 29SP | 652391 WILLISTON27 115 661089 LTLMUDY7 115 1 | P12:230.0:UMZ:# N-1 #:: LINE WILISTN4-WHEELOCK-BE4-1 :HV: | 0.0795 | Yes
GEN-2024-329 | 01 NORTH | G01 29SP | 661087 RAY JCT7 115 661089 LTLMUDY7 115 1 | P12:230.0:UMZ:# N-1 #:: LINE WILISTN4-WHEELOCK-BE4-1 :HV: | 0.0795 | Yes
GEN-2024-329 | 01 NORTH | G01 29SP | 661085 TIOGA4 7 115 661087 RAY JCT7 115 1 | P12:230.0:UMZ:# N-1 #:: LINE WILISTN4-WHEELOCK-BE4-1 :HV: | 0.0795 | Yes
GEN-2024-329 | 01 NORTH | G01 29SP | 661085 TIOGA4 7 115 995803 TIOGA TR1 115 1 | P12:230.0:UMZ:# N-1 #:: LINE WILISTN4-WHEELOCK-BE4-1 :HV: | 0.12589 | Yes
GEN-2024-329 | 01 NORTH | G01 29SP | 603022 SOURIS 7 115 603023 MALLARD7 115 1 | P12:230:GRE:CCK-STN-MCH | 0.05044 | Yes
GEN-2024-329 | 01 NORTH | G01 29SP | 603022 SOURIS 7 115 603270 MAGIC CITY 7 115 1 | P12:230:GRE:GRE-RAMSEY4:GRE-BALTA4:1 | 0.05249 | Yes
GEN-2024-329 | 01 NORTH | G01 29SP | 602057 PEACE GARD 5 230 667085 G82RPHT1 230 1 | P12:230:GRE:GRE-RAMSEY4:GRE-BALTA4:1 | 0.05096 | Yes
GEN-2024-329 | 01 NORTH | G01 29SP | 620358 BUFFALO3 345 620369 JAMESTN3 345 1 | P12:230:MDU:ELLENDALE:ELLENDALE345:Z: | 0.06207 | Yes
GEN-2024-329 | 01 NORTH | G01 29SP | 601067 BISON 3 345 620358 BUFFALO3 345 1 | P12:230:MDU:ELLENDALE:ELLENDALE345:Z: | 0.06151 | Yes
GEN-2024-329 | 01 NORTH | G01 29SP | 601031 BRKNGCO3 345 620483 ASTORIA 3 345 1 | P12:230:MDU:ELLENDALE:ELLENDALE345:Z: | 0.07074 | Yes
GEN-2024-329 | 01 NORTH | G01 29SP | 620480 DEUEL CO 3 345 620483 ASTORIA 3 345 1 | P12:230:MDU:ELLENDALE:ELLENDALE345:Z: | 0.0698 | Yes
GEN-2024-329 | 01 NORTH | G01 29SP | 620417 BSSOUTH3 345 620480 DEUEL CO 3 345 1 | P12:230:MDU:ELLENDALE:ELLENDALE345:Z: | 0.0698 | Yes
GEN-2024-329 | 01 NORTH | G01 29SP | 620369 JAMESTN3 345 657791 CENTER 3 345 1 | P12:230:MDU:MANDAN:NAPOLEON SW:1: | 0.09845 | Yes
GEN-2024-329 | 01 NORTH | G01 29SP | 620369 JAMESTN3 345 657791 CENTER 3 345 1 | P12:230:MDU:MANDAN:ROUGHRIDER:1: | 0.08265 | Yes
GEN-2024-329 | 01 NORTH | G01 29SP | 608607 NELSNLK4 230 615901 GRE-STANTON4 230 1 | P12:230:MDU:MANDAN:ROUGHRIDER:1: | 0.074 | Yes
GEN-2024-329 | 01 NORTH | G01 29SP | 620358 BUFFALO3 345 620369 JAMESTN3 345 1 | P12:230:MDU:MANDAN:ROUGHRIDER:1: | 0.06007 | Yes
GEN-2024-329 | 01 NORTH | G01 29SP | 601067 BISON 3 345 620358 BUFFALO3 345 1 | P12:230:MDU:MANDAN:ROUGHRIDER:1: | 0.05964 | Yes
GEN-2024-329 | 01 NORTH | G01 29SP | 603022 SOURIS 7 115 603270 MAGIC CITY 7 115 1 | P12:230:MDU:MANDAN:ROUGHRIDER:1: | 0.05529 | Yes
GEN-2024-329 | 01 NORTH | G01 29SP | 615901 GRE-STANTON4 230 659106 LELAND_O-BE4 230 1 | P12:230:MDU:MANDAN:ROUGHRIDER:1: | 0.06206 | Yes
GEN-2024-329 | 01 NORTH | G01 29SP | 608607 NELSNLK4 230 615901 GRE-STANTON4 230 1 | P12:230:MDU:MANDAN:WARD:1: | 0.07043 | Yes
GEN-2024-329 | 01 NORTH | G01 29SP | 620369 JAMESTN3 345 657791 CENTER 3 345 1 | P12:230:MDU:MERRICOURT:WISHEK:1: | 0.09845 | Yes
GEN-2024-329 | 01 NORTH | G01 29SP | 620369 JAMESTN3 345 657791 CENTER 3 345 1 | P12:230:MDU:NAPOLEON SW:WISHEK:1: | 0.09845 | Yes
GEN-2024-329 | 01 NORTH | G01 29SP | 601001 FORBES 2 500 601013 ROSEAUS2 500 1 | P12:230:MH:R50M | 0.05491 | Yes
GEN-2024-329 | 01 NORTH | G01 29SP | 601013 ROSEAUS2 500 601038 ROSEAUM 2 500 1 | P12:230:MH:R50M | 0.05491 | Yes
GEN-2024-329 | 01 NORTH | G01 29SP | 601012 ROSEAUN2 500 667501 RIEL 2 500 1 | P12:230:MH:R50M | 0.05491 | Yes
GEN-2024-329 | 01 NORTH | G01 29SP | 601012 ROSEAUN2 500 601038 ROSEAUM 2 500 1 | P12:230:MH:R50M | 0.05491 | Yes
GEN-2024-329 | 01 NORTH | G01 29SP | 601031 BRKNGCO3 345 620483 ASTORIA 3 345 1 | P12:230:OTP:AUTO-SINGLE:BIGSTON4:BLAIR-ER41:HV: | 0.07591 | Yes
GEN-2024-329 | 01 NORTH | G01 29SP | 620480 DEUEL CO 3 345 620483 ASTORIA 3 345 1 | P12:230:OTP:AUTO-SINGLE:BIGSTON4:BLAIR-ER41:HV: | 0.0749 | Yes
GEN-2024-329 | 01 NORTH | G01 29SP | 620417 BSSOUTH3 345 620480 DEUEL CO 3 345 1 | P12:230:OTP:AUTO-SINGLE:BIGSTON4:BLAIR-ER41:HV: | 0.0749 | Yes
GEN-2024-329 | 01 NORTH | G01 29SP | 620369 JAMESTN3 345 657791 CENTER 3 345 1 | P12:230:OTP:ROUGHRIDER4:CENTER4:1 | 0.08265 | Yes
GEN-2024-329 | 01 NORTH | G01 29SP | 608607 NELSNLK4 230 615901 GRE-STANTON4 230 1 | P12:230:OTP:ROUGHRIDER4:CENTER4:1 | 0.074 | Yes
GEN-2024-329 | 01 NORTH | G01 29SP | 620358 BUFFALO3 345 620369 JAMESTN3 345 1 | P12:230:OTP:ROUGHRIDER4:CENTER4:1 | 0.06007 | Yes
GEN-2024-329 | 01 NORTH | G01 29SP | 601067 BISON 3 345 620358 BUFFALO3 345 1 | P12:230:OTP:ROUGHRIDER4:CENTER4:1 | 0.05964 | Yes
GEN-2024-329 | 01 NORTH | G01 29SP | 603022 SOURIS 7 115 603270 MAGIC CITY 7 115 1 | P12:230:OTP:ROUGHRIDER4:CENTER4:1 | 0.05529 | Yes
GEN-2024-329 | 01 NORTH | G01 29SP | 615901 GRE-STANTON4 230 659106 LELAND_O-BE4 230 1 | P12:230:OTP:ROUGHRIDER4:CENTER4:1 | 0.06206 | Yes
GEN-2024-329 | 01 NORTH | G01 29SP | 603022 SOURIS 7 115 603023 MALLARD7 115 1 | P12:230:OTP:SQBUTTE4:YNG24:1 | 0.05476 | Yes
GEN-2024-329 | 01 NORTH | G01 29SP | 615901 GRE-STANTON4 230 659106 LELAND_O-BE4 230 1 | P12:230:OTP:SQBUTTE4:YNG24:1 | 0.05914 | Yes
GEN-2024-329 | 01 NORTH | G01 29SP | 601067 BISON 3 345 658049 ALXLNRCTRT 345 1 | P12:230:OTP:WAHPETN4:FERGSFL4:1 | 0.05649 | Yes
GEN-2024-329 | 01 NORTH | G01 29SP | 658047 ALEXMRES3 345 658049 ALXLNRCTRT 345 Z1 | P12:230:OTP:WAHPETN4:FERGSFL4:1 | 0.05649 | Yes
GEN-2024-329 | 01 NORTH | G01 29SP | 661085 TIOGA4 7 115 995803 TIOGA TR1 115 1 | P12:230:SASK:230KV-C2S:::HV: | 0.13183 | Yes
GEN-2024-329 | 01 NORTH | G01 29SP | 601001 FORBES 2 500 601013 ROSEAUS2 500 1 | P12:230:SASK:230KV-P52E:::HV: | 0.05372 | Yes
GEN-2024-329 | 01 NORTH | G01 29SP | 601013 ROSEAUS2 500 601038 ROSEAUM 2 500 1 | P12:230:SASK:230KV-P52E:::HV: | 0.05372 | Yes
GEN-2024-329 | 01 NORTH | G01 29SP | 601012 ROSEAUN2 500 667501 RIEL 2 500 1 | P12:230:SASK:230KV-P52E:::HV: | 0.05372 | Yes
GEN-2024-329 | 01 NORTH | G01 29SP | 601012 ROSEAUN2 500 601038 ROSEAUM 2 500 1 | P12:230:SASK:230KV-P52E:::HV: | 0.05372 | Yes
GEN-2024-329 | 01 NORTH | G01 29SP | 620358 BUFFALO3 345 620369 JAMESTN3 345 1 | P12:230:XEL-WAPA:SHEYNNE4:FARGO4:1 | 0.06899 | Yes
GEN-2024-329 | 01 NORTH | G01 29SP | 601006 SPLT RK3 345 652864 SIOUXCY-LNX3 345 1 | P12:345.0:UMZ:# N-1 #:: LINE FTTHOM2-LNX3-GRPRAR2-LNX3-1 :EHV: | 0.07865 | Yes
GEN-2024-329 | 01 NORTH | G01 29SP | 601006 SPLT RK3 345 652864 SIOUXCY-LNX3 345 1 | P12:345.0:UMZ:# N-1 #:: LINE FTTHOMP3-FTTHOM2-LNX3-Z :EHV: | 0.07865 | Yes
GEN-2024-329 | 01 NORTH | G01 29SP | 601006 SPLT RK3 345 652536 WHITE-SRX3 345 1 | P12:345.0:UMZ:# N-1 #:: LINE GR PRAIRIE 3-GRPRAR1-LNX3-Z :EHV: | 0.07387 | Yes
GEN-2024-329 | 01 NORTH | G01 29SP | 601006 SPLT RK3 345 652864 SIOUXCY-LNX3 345 1 | P12:345.0:UMZ:# N-1 #:: LINE GR PRAIRIE 3-GRPRAR1-LNX3-Z :EHV: | 0.07709 | Yes
GEN-2024-329 | 01 NORTH | G01 29SP | 601003 PR ISLD3 345 601039 NROC 3 345 1 | P12:345.0:UMZ:# N-1 #:: LINE GR PRAIRIE 3-GRPRAR1-LNX3-Z :EHV: | 0.05433 | Yes
GEN-2024-329 | 01 NORTH | G01 29SP | 631139 HAZLTON3 345 631270 LASALLE 3 345 1 | P12:345.0:UMZ:# N-1 #:: LINE GR PRAIRIE 3-GRPRAR1-LNX3-Z :EHV: | 0.05255 | Yes
GEN-2024-329 | 01 NORTH | G01 29SP | 635200 RAUN 3 345 635398 REMSEN 3 345 1 | P12:345.0:UMZ:# N-1 #:: LINE GR PRAIRIE 3-GRPRAR1-LNX3-Z :EHV: | 0.0617 | Yes
GEN-2024-329 | 01 NORTH | G01 29SP | 631144 MITCHLCO3 345 631270 LASALLE 3 345 1 | P12:345.0:UMZ:# N-1 #:: LINE GR PRAIRIE 3-GRPRAR1-LNX3-Z :EHV: | 0.05255 | Yes
GEN-2024-329 | 01 NORTH | G01 29SP | 601002 ADAMS 3 345 631144 MITCHLCO3 345 1 | P12:345.0:UMZ:# N-1 #:: LINE GR PRAIRIE 3-GRPRAR1-LNX3-Z :EHV: | 0.05255 | Yes
GEN-2024-329 | 01 NORTH | G01 29SP | 601048 LYON CO 3 345 631138 LAKEFLD3 345 1 | P12:345.0:UMZ:# N-1 #:: LINE GR PRAIRIE 3-GRPRAR1-LNX3-Z :EHV: | 0.06803 | Yes
GEN-2024-329 | 01 NORTH | G01 29SP | 635398 REMSEN 3 345 635399 CHEROKEE 3 345 1 | P12:345.0:UMZ:# N-1 #:: LINE GR PRAIRIE 3-GRPRAR1-LNX3-Z :EHV: | 0.0617 | Yes
GEN-2024-329 | 01 NORTH | G01 29SP | 635399 CHEROKEE 3 345 635400 HIGHLAND 3 345 1 | P12:345.0:UMZ:# N-1 #:: LINE GR PRAIRIE 3-GRPRAR1-LNX3-Z :EHV: | 0.0617 | Yes
GEN-2024-329 | 01 NORTH | G01 29SP | 631193 HUNTLEY3 345 631197 LEDYARD3 345 1 | P12:345.0:UMZ:# N-1 #:: LINE GR PRAIRIE 3-GRPRAR1-LNX3-Z :EHV: | 0.06916 | Yes
GEN-2024-329 | 01 NORTH | G01 29SP | 601006 SPLT RK3 345 652864 SIOUXCY-LNX3 345 1 | P12:345.0:UMZ:# N-1 #:: LINE GR PRAIRIE 3-GRPRAR2-LNX3-Z :EHV: | 0.07865 | Yes
GEN-2024-329 | 01 NORTH | G01 29SP | 620369 JAMESTN3 345 657791 CENTER 3 345 1 | P12:345.0:UMZ:# N-1 #:: LINE GROTON__-BE3-GR.LS-LO-BE3-Z :EHV: | 0.0994 | Yes
GEN-2024-329 | 01 NORTH | G01 29SP | 601006 SPLT RK3 345 652536 WHITE-SRX3 345 1 | P12:345.0:UMZ:# N-1 #:: LINE HOLT.CO3-GRPRAR1-LNX3-1 :EHV: | 0.07387 | Yes
GEN-2024-329 | 01 NORTH | G01 29SP | 601006 SPLT RK3 345 652864 SIOUXCY-LNX3 345 1 | P12:345.0:UMZ:# N-1 #:: LINE HOLT.CO3-GRPRAR1-LNX3-1 :EHV: | 0.07709 | Yes
GEN-2024-329 | 01 NORTH | G01 29SP | 601003 PR ISLD3 345 601039 NROC 3 345 1 | P12:345.0:UMZ:# N-1 #:: LINE HOLT.CO3-GRPRAR1-LNX3-1 :EHV: | 0.05433 | Yes
GEN-2024-329 | 01 NORTH | G01 29SP | 631139 HAZLTON3 345 631270 LASALLE 3 345 1 | P12:345.0:UMZ:# N-1 #:: LINE HOLT.CO3-GRPRAR1-LNX3-1 :EHV: | 0.05255 | Yes
GEN-2024-329 | 01 NORTH | G01 29SP | 635200 RAUN 3 345 635398 REMSEN 3 345 1 | P12:345.0:UMZ:# N-1 #:: LINE HOLT.CO3-GRPRAR1-LNX3-1 :EHV: | 0.0617 | Yes
GEN-2024-329 | 01 NORTH | G01 29SP | 631144 MITCHLCO3 345 631270 LASALLE 3 345 1 | P12:345.0:UMZ:# N-1 #:: LINE HOLT.CO3-GRPRAR1-LNX3-1 :EHV: | 0.05255 | Yes
GEN-2024-329 | 01 NORTH | G01 29SP | 601048 LYON CO 3 345 631138 LAKEFLD3 345 1 | P12:345.0:UMZ:# N-1 #:: LINE HOLT.CO3-GRPRAR1-LNX3-1 :EHV: | 0.06803 | Yes
GEN-2024-329 | 01 NORTH | G01 29SP | 635398 REMSEN 3 345 635399 CHEROKEE 3 345 1 | P12:345.0:UMZ:# N-1 #:: LINE HOLT.CO3-GRPRAR1-LNX3-1 :EHV: | 0.0617 | Yes
GEN-2024-329 | 01 NORTH | G01 29SP | 635399 CHEROKEE 3 345 635400 HIGHLAND 3 345 1 | P12:345.0:UMZ:# N-1 #:: LINE HOLT.CO3-GRPRAR1-LNX3-1 :EHV: | 0.0617 | Yes
GEN-2024-329 | 01 NORTH | G01 29SP | 631193 HUNTLEY3 345 631197 LEDYARD3 345 1 | P12:345.0:UMZ:# N-1 #:: LINE HOLT.CO3-GRPRAR1-LNX3-1 :EHV: | 0.06916 | Yes
GEN-2024-329 | 01 NORTH | G01 29SP | 652391 WILLISTON27 115 661089 LTLMUDY7 115 1 | P12:345.0:UMZ:# N-1 #:: LINE LELAND_O-BE3-CRANECRK-BE3-1 :EHV: | 0.07727 | Yes
GEN-2024-329 | 01 NORTH | G01 29SP | 661087 RAY JCT7 115 661089 LTLMUDY7 115 1 | P12:345.0:UMZ:# N-1 #:: LINE LELAND_O-BE3-CRANECRK-BE3-1 :EHV: | 0.07727 | Yes
GEN-2024-329 | 01 NORTH | G01 29SP | 603023 MALLARD7 115 659155 LOGAN___-BE7 115 1 | P12:345.0:UMZ:# N-1 #:: LINE LELAND_O-BE3-CRANECRK-BE3-1 :EHV: | 0.10473 | Yes
GEN-2024-329 | 01 NORTH | G01 29SP | 661085 TIOGA4 7 115 661087 RAY JCT7 115 1 | P12:345.0:UMZ:# N-1 #:: LINE LELAND_O-BE3-CRANECRK-BE3-1 :EHV: | 0.07727 | Yes
GEN-2024-329 | 01 NORTH | G01 29SP | 620369 JAMESTN3 345 657791 CENTER 3 345 1 | P12:345.0:UMZ:# N-1 #:: LINE LELAND_O-BE3-LO.LS-GR-BE3-Z :EHV: | 0.0994 | Yes
GEN-2024-329 | 01 NORTH | G01 29SP | 601048 LYON CO 3 345 601087 STEEP BK LK3 345 2 | P12:345.0:UMZ:# N-1 #:: LINE SPLT RK3-WHITE-SRX3-1 :EHV: | 0.05019 | Yes
GEN-2024-329 | 01 NORTH | G01 29SP | 601048 LYON CO 3 345 601077 HAWKSNEST 3 345 1 | P12:345.0:UMZ:# N-1 #:: LINE SPLT RK3-WHITE-SRX3-1 :EHV: | 0.05005 | Yes
GEN-2024-329 | 01 NORTH | G01 29SP | 601031 BRKNGCO3 345 601077 HAWKSNEST 3 345 1 | P12:345.0:UMZ:# N-1 #:: LINE SPLT RK3-WHITE-SRX3-1 :EHV: | 0.05005 | Yes
GEN-2024-329 | 01 NORTH | G01 29SP | 601031 BRKNGCO3 345 601087 STEEP BK LK3 345 2 | P12:345.0:UMZ:# N-1 #:: LINE SPLT RK3-WHITE-SRX3-1 :EHV: | 0.05019 | Yes
GEN-2024-329 | 01 NORTH | G01 29SP | 601048 LYON CO 3 345 631138 LAKEFLD3 345 1 | P12:345.0:UMZ:# N-1 #:: LINE SPLT RK3-WHITE-SRX3-1 :EHV: | 0.08108 | Yes
GEN-2024-329 | 01 NORTH | G01 29SP | 635200 RAUN 3 345 652564 SIOUXCY3 345 1 | P12:345.0:UMZ:# N-1 #:: LINE SPLT RK3-WHITE-SRX3-1 :EHV: | 0.0657 | Yes
GEN-2024-329 | 01 NORTH | G01 29SP | 652391 WILLISTON27 115 661089 LTLMUDY7 115 1 | P12:345.0:UMZ:# N-1 #:: LINE SPRNGBRK-BE3-JUDSON__-BE3-1 :EHV: | 0.08376 | Yes
GEN-2024-329 | 01 NORTH | G01 29SP | 661087 RAY JCT7 115 661089 LTLMUDY7 115 1 | P12:345.0:UMZ:# N-1 #:: LINE SPRNGBRK-BE3-JUDSON__-BE3-1 :EHV: | 0.08376 | Yes
GEN-2024-329 | 01 NORTH | G01 29SP | 661085 TIOGA4 7 115 661087 RAY JCT7 115 1 | P12:345.0:UMZ:# N-1 #:: LINE SPRNGBRK-BE3-JUDSON__-BE3-1 :EHV: | 0.08376 | Yes
GEN-2024-329 | 01 NORTH | G01 29SP | 620369 JAMESTN3 345 657791 CENTER 3 345 1 | P12:345.0:UMZ:# N-1 #:: LINE WATERTN3-CROCKER_-BE3-1 :EHV: | 0.09074 | Yes
GEN-2024-329 | 01 NORTH | G01 29SP | 601031 BRKNGCO3 345 620483 ASTORIA 3 345 1 | P12:345.0:UMZ:# N-1 #:: LINE WATERTN3-CROCKER_-BE3-1 :EHV: | 0.08322 | Yes
GEN-2024-329 | 01 NORTH | G01 29SP | 620480 DEUEL CO 3 345 620483 ASTORIA 3 345 1 | P12:345.0:UMZ:# N-1 #:: LINE WATERTN3-CROCKER_-BE3-1 :EHV: | 0.08188 | Yes
GEN-2024-329 | 01 NORTH | G01 29SP | 620417 BSSOUTH3 345 620480 DEUEL CO 3 345 1 | P12:345.0:UMZ:# N-1 #:: LINE WATERTN3-CROCKER_-BE3-1 :EHV: | 0.08188 | Yes
GEN-2024-329 | 01 NORTH | G01 29SP | 601031 BRKNGCO3 345 620483 ASTORIA 3 345 1 | P12:345.0:UMZ:# N-1 #:: LINE WATERTN3-WATERTN-LNX3-Z :EHV: | 0.09481 | Yes
GEN-2024-329 | 01 NORTH | G01 29SP | 620480 DEUEL CO 3 345 620483 ASTORIA 3 345 1 | P12:345.0:UMZ:# N-1 #:: LINE WATERTN3-WATERTN-LNX3-Z :EHV: | 0.09237 | Yes
GEN-2024-329 | 01 NORTH | G01 29SP | 620417 BSSOUTH3 345 620480 DEUEL CO 3 345 1 | P12:345.0:UMZ:# N-1 #:: LINE WATERTN3-WATERTN-LNX3-Z :EHV: | 0.09237 | Yes
GEN-2024-329 | 01 NORTH | G01 29SP | 601031 BRKNGCO3 345 620483 ASTORIA 3 345 1 | P12:345.0:UMZ:# N-1 #:: LINE WHITE 3-DEERCREK-BE3-1 :EHV: | 0.06761 | Yes
GEN-2024-329 | 01 NORTH | G01 29SP | 601031 BRKNGCO3 345 620483 ASTORIA 3 345 1 | P12:345.0:UMZ:# N-1 #:: LINE WHITE 3-WATERTN-LNX3-1 :EHV: | 0.09481 | Yes
GEN-2024-329 | 01 NORTH | G01 29SP | 620480 DEUEL CO 3 345 620483 ASTORIA 3 345 1 | P12:345.0:UMZ:# N-1 #:: LINE WHITE 3-WATERTN-LNX3-1 :EHV: | 0.09237 | Yes
GEN-2024-329 | 01 NORTH | G01 29SP | 620417 BSSOUTH3 345 620480 DEUEL CO 3 345 1 | P12:345.0:UMZ:# N-1 #:: LINE WHITE 3-WATERTN-LNX3-1 :EHV: | 0.09237 | Yes
GEN-2024-329 | 01 NORTH | G01 29SP | 601048 LYON CO 3 345 601087 STEEP BK LK3 345 2 | P12:345.0:UMZ:# N-1 #:: LINE WHITE-SRX3-WHITE 3-SX :EHV: | 0.05019 | Yes
GEN-2024-329 | 01 NORTH | G01 29SP | 601048 LYON CO 3 345 601077 HAWKSNEST 3 345 1 | P12:345.0:UMZ:# N-1 #:: LINE WHITE-SRX3-WHITE 3-SX :EHV: | 0.05005 | Yes
GEN-2024-329 | 01 NORTH | G01 29SP | 601031 BRKNGCO3 345 601077 HAWKSNEST 3 345 1 | P12:345.0:UMZ:# N-1 #:: LINE WHITE-SRX3-WHITE 3-SX :EHV: | 0.05005 | Yes
GEN-2024-329 | 01 NORTH | G01 29SP | 601031 BRKNGCO3 345 601087 STEEP BK LK3 345 2 | P12:345.0:UMZ:# N-1 #:: LINE WHITE-SRX3-WHITE 3-SX :EHV: | 0.05019 | Yes
GEN-2024-329 | 01 NORTH | G01 29SP | 601048 LYON CO 3 345 631138 LAKEFLD3 345 1 | P12:345.0:UMZ:# N-1 #:: LINE WHITE-SRX3-WHITE 3-SX :EHV: | 0.08108 | Yes
GEN-2024-329 | 01 NORTH | G01 29SP | 635200 RAUN 3 345 652564 SIOUXCY3 345 1 | P12:345.0:UMZ:# N-1 #:: LINE WHITE-SRX3-WHITE 3-SX :EHV: | 0.0657 | Yes
GEN-2024-329 | 01 NORTH | G01 29SP | 631139 HAZLTON3 345 631270 LASALLE 3 345 1 | P12:345:ATC-XEL:W-13:NMAB5_345:BRIGGSRDNLL:EHV: | 0.05531 | Yes
GEN-2024-329 | 01 NORTH | G01 29SP | 631144 MITCHLCO3 345 631270 LASALLE 3 345 1 | P12:345:ATC-XEL:W-13:NMAB5_345:BRIGGSRDNLL:EHV: | 0.05531 | Yes
GEN-2024-329 | 01 NORTH | G01 29SP | 601002 ADAMS 3 345 631144 MITCHLCO3 345 1 | P12:345:ATC-XEL:W-13:NMAB5_345:BRIGGSRDNLL:EHV: | 0.05531 | Yes
GEN-2024-329 | 01 NORTH | G01 29SP | 601002 ADAMS 3 345 615306 GRE-PL VLLY3 345 1 | P12:345:ATC-XEL:W-13:NMAB5_345:BRIGGSRDNLL:EHV: | 0.05676 | Yes
GEN-2024-329 | 01 NORTH | G01 29SP | 631139 HAZLTON3 345 631270 LASALLE 3 345 1 | P12:345:ITCM-MEC:HAZLETON:BLACK HAWK:1CAP:EHV: | 0.05079 | Yes
GEN-2024-329 | 01 NORTH | G01 29SP | 631144 MITCHLCO3 345 631270 LASALLE 3 345 1 | P12:345:ITCM-MEC:HAZLETON:BLACK HAWK:1CAP:EHV: | 0.05079 | Yes
GEN-2024-329 | 01 NORTH | G01 29SP | 601002 ADAMS 3 345 631144 MITCHLCO3 345 1 | P12:345:ITCM-MEC:HAZLETON:BLACK HAWK:1CAP:EHV: | 0.05079 | Yes
GEN-2024-329 | 01 NORTH | G01 29SP | 631193 HUNTLEY3 345 631197 LEDYARD3 345 1 | P12:345:ITCM-MEC:HAZLTON:LASALLE:1 | 0.07133 | Yes
GEN-2024-329 | 01 NORTH | G01 29SP | 657756 SQBUTTE4 230 995911 620:CENTER # 230 1 | P12:345:MDU:CENTER:COYOTE:1COYOTE RAS - ON: | 0.05265 | Yes
GEN-2024-329 | 01 NORTH | G01 29SP | 657791 CENTER 3 345 995911 620:CENTER # 230 1 | P12:345:MDU:CENTER:COYOTE:1COYOTE RAS - ON: | 0.05265 | Yes
GEN-2024-329 | 01 NORTH | G01 29SP | 657756 SQBUTTE4 230 995910 620:CENTER # 230 2 | P12:345:MDU:CENTER:COYOTE:1COYOTE RAS - ON: | 0.05193 | Yes
GEN-2024-329 | 01 NORTH | G01 29SP | 657791 CENTER 3 345 995910 620:CENTER # 230 2 | P12:345:MDU:CENTER:COYOTE:1COYOTE RAS - ON: | 0.05193 | Yes
GEN-2024-329 | 01 NORTH | G01 29SP | 615901 GRE-STANTON4 230 659106 LELAND_O-BE4 230 1 | P12:345:MDU:CENTER:COYOTE:1COYOTE RAS - ON: | 0.06516 | Yes
GEN-2024-329 | 01 NORTH | G01 29SP | 636000 WEBSTER3 345 636010 LEHIGH 3 345 1 | P12:345:MEC:GARD AVE:LEHIGH:1REACTOR:EHV: | 0.05406 | Yes
GEN-2024-329 | 01 NORTH | G01 29SP | 636000 WEBSTER3 345 636010 LEHIGH 3 345 1 | P12:345:MEC:IDA CO:GARD AVE:1 | 0.05406 | Yes
GEN-2024-329 | 01 NORTH | G01 29SP | 635200 RAUN 3 345 635398 REMSEN 3 345 1 | P12:345:MEC:KOSSUTH:IRVINGTON:1 | 0.06445 | Yes
GEN-2024-329 | 01 NORTH | G01 29SP | 635398 REMSEN 3 345 635399 CHEROKEE 3 345 1 | P12:345:MEC:KOSSUTH:IRVINGTON:1 | 0.06445 | Yes
GEN-2024-329 | 01 NORTH | G01 29SP | 635399 CHEROKEE 3 345 635400 HIGHLAND 3 345 1 | P12:345:MEC:KOSSUTH:IRVINGTON:1 | 0.06445 | Yes
GEN-2024-329 | 01 NORTH | G01 29SP | 635200 RAUN 3 345 635398 REMSEN 3 345 1 | P12:345:MEC:PALO ALTO:KOSSUTH:1REACTOR:EHV: | 0.057 | Yes
GEN-2024-329 | 01 NORTH | G01 29SP | 631138 LAKEFLD3 345 635368 OBRIEN 3 345 1 | P12:345:MEC:PALO ALTO:KOSSUTH:1REACTOR:EHV: | 0.06021 | Yes
GEN-2024-329 | 01 NORTH | G01 29SP | 635398 REMSEN 3 345 635399 CHEROKEE 3 345 1 | P12:345:MEC:PALO ALTO:KOSSUTH:1REACTOR:EHV: | 0.057 | Yes
GEN-2024-329 | 01 NORTH | G01 29SP | 635399 CHEROKEE 3 345 635400 HIGHLAND 3 345 1 | P12:345:MEC:PALO ALTO:KOSSUTH:1REACTOR:EHV: | 0.057 | Yes
GEN-2024-329 | 01 NORTH | G01 29SP | 631193 HUNTLEY3 345 631197 LEDYARD3 345 1 | P12:345:MEC:PALO ALTO:KOSSUTH:1REACTOR:EHV: | 0.06708 | Yes
GEN-2024-329 | 01 NORTH | G01 29SP | 601006 SPLT RK3 345 652864 SIOUXCY-LNX3 345 1 | P12:345:MEC:RAUN:REMSEN:1 | 0.07886 | Yes
GEN-2024-329 | 01 NORTH | G01 29SP | 631139 HAZLTON3 345 631270 LASALLE 3 345 1 | P12:345:MEC:WEBSTER:IRVINGTON:1REACTOR:EHV: | 0.05299 | Yes
GEN-2024-329 | 01 NORTH | G01 29SP | 635200 RAUN 3 345 635398 REMSEN 3 345 1 | P12:345:MEC:WEBSTER:IRVINGTON:1REACTOR:EHV: | 0.06445 | Yes
GEN-2024-329 | 01 NORTH | G01 29SP | 631144 MITCHLCO3 345 631270 LASALLE 3 345 1 | P12:345:MEC:WEBSTER:IRVINGTON:1REACTOR:EHV: | 0.05299 | Yes
GEN-2024-329 | 01 NORTH | G01 29SP | 601002 ADAMS 3 345 631144 MITCHLCO3 345 1 | P12:345:MEC:WEBSTER:IRVINGTON:1REACTOR:EHV: | 0.05299 | Yes
GEN-2024-329 | 01 NORTH | G01 29SP | 635398 REMSEN 3 345 635399 CHEROKEE 3 345 1 | P12:345:MEC:WEBSTER:IRVINGTON:1REACTOR:EHV: | 0.06445 | Yes
GEN-2024-329 | 01 NORTH | G01 29SP | 635399 CHEROKEE 3 345 635400 HIGHLAND 3 345 1 | P12:345:MEC:WEBSTER:IRVINGTON:1REACTOR:EHV: | 0.06445 | Yes
GEN-2024-329 | 01 NORTH | G01 29SP | 620480 DEUEL CO 3 345 620483 ASTORIA 3 345 1 | P12:345:MRES:ALXLNRCTRT:BISON 3:CAPX-ALXLNRCTRT-BISON 3 | 0.07879 | Yes
GEN-2024-329 | 01 NORTH | G01 29SP | 620417 BSSOUTH3 345 620480 DEUEL CO 3 345 1 | P12:345:MRES:ALXLNRCTRT:BISON 3:CAPX-ALXLNRCTRT-BISON 3 | 0.07879 | Yes
GEN-2024-329 | 01 NORTH | G01 29SP | 635200 RAUN 3 345 645552 S3452 REACT3 345 1 | P12:345:OPPD-MEC:S3451-RAUN:::EHV: | 0.08843 | Yes
GEN-2024-329 | 01 NORTH | G01 29SP | 635200 RAUN 3 345 652564 SIOUXCY3 345 1 | P12:345:OPPD-MEC:S3451-RAUN:::EHV: | 0.06784 | Yes
GEN-2024-329 | 01 NORTH | G01 29SP | 620480 DEUEL CO 3 345 620483 ASTORIA 3 345 1 | P12:345:OTP:ASTORIA3:J510ASTOR3:1 | 0.06891 | Yes
GEN-2024-329 | 01 NORTH | G01 29SP | 620417 BSSOUTH3 345 620480 DEUEL CO 3 345 1 | P12:345:OTP:ASTORIA3:J510ASTOR3:1 | 0.06891 | Yes
GEN-2024-329 | 01 NORTH | G01 29SP | 620358 BUFFALO3 345 620369 JAMESTN3 345 1 | P12:345:OTP:BSSOUTH3:TWINBRKS3:1 | 0.07651 | Yes
GEN-2024-329 | 01 NORTH | G01 29SP | 601067 BISON 3 345 620358 BUFFALO3 345 1 | P12:345:OTP:BSSOUTH3:TWINBRKS3:1 | 0.07535 | Yes
GEN-2024-329 | 01 NORTH | G01 29SP | 602006 SHEYNNE4 230 652435 FARGO 4 230 1 | P12:345:OTP:BUFFALO3:JAMESTN3:1 | 0.05755 | Yes
GEN-2024-329 | 01 NORTH | G01 29SP | 608607 NELSNLK4 230 615901 GRE-STANTON4 230 1 | P12:345:OTP:BUFFALO3:JAMESTN3:1 | 0.06038 | Yes
GEN-2024-329 | 01 NORTH | G01 29SP | 620416 TWIN BRKS 3 345 620417 BSSOUTH3 345 1 | P12:345:OTP:BUFFALO3:JAMESTN3:1 | 0.0584 | Yes
GEN-2024-329 | 01 NORTH | G01 29SP | 620369 JAMESTN3 345 620769 JMS SHUNT 3 345 Z | P12:345:OTP:BUFFALO3:JAMESTN3:1 | 0.05609 | Yes
GEN-2024-329 | 01 NORTH | G01 29SP | 620769 JMS SHUNT 3 345 661952 ELN345SHNT23 345 1 | P12:345:OTP:BUFFALO3:JAMESTN3:1 | 0.05609 | Yes
GEN-2024-329 | 01 NORTH | G01 29SP | 661097 ELLENDL345 3 345 661952 ELN345SHNT23 345 Z | P12:345:OTP:BUFFALO3:JAMESTN3:1 | 0.05609 | Yes
GEN-2024-329 | 01 NORTH | G01 29SP | 661097 ELLENDL345 3 345 661950 ELN345SHNT 3 345 Z | P12:345:OTP:BUFFALO3:JAMESTN3:1 | 0.0584 | Yes
GEN-2024-329 | 01 NORTH | G01 29SP | 620416 TWIN BRKS 3 345 661950 ELN345SHNT 3 345 1 | P12:345:OTP:BUFFALO3:JAMESTN3:1 | 0.0584 | Yes
GEN-2024-329 | 01 NORTH | G01 29SP | 620369 JAMESTN3 345 657791 CENTER 3 345 1 | P12:345:OTP:CENTER3:CNTSHNT3:Z1 | 0.09474 | Yes
GEN-2024-329 | 01 NORTH | G01 29SP | 620358 BUFFALO3 345 620369 JAMESTN3 345 1 | P12:345:OTP:CENTER3:CNTSHNT3:Z1 | 0.06846 | Yes
GEN-2024-329 | 01 NORTH | G01 29SP | 608607 NELSNLK4 230 615901 GRE-STANTON4 230 1 | P12:345:OTP:CENTER3:CNTSHNT3:Z1 | 0.06037 | Yes
GEN-2024-329 | 01 NORTH | G01 29SP | 601067 BISON 3 345 620358 BUFFALO3 345 1 | P12:345:OTP:CENTER3:CNTSHNT3:Z1 | 0.06737 | Yes
GEN-2024-329 | 01 NORTH | G01 29SP | 657756 SQBUTTE4 230 995911 620:CENTER # 230 1 | P12:345:OTP:CENTER3:COYOTE3:1 RAS OFF:EHV: | 0.05265 | Yes
GEN-2024-329 | 01 NORTH | G01 29SP | 657791 CENTER 3 345 995911 620:CENTER # 230 1 | P12:345:OTP:CENTER3:COYOTE3:1 RAS OFF:EHV: | 0.05265 | Yes
GEN-2024-329 | 01 NORTH | G01 29SP | 657756 SQBUTTE4 230 995910 620:CENTER # 230 2 | P12:345:OTP:CENTER3:COYOTE3:1 RAS OFF:EHV: | 0.05193 | Yes
GEN-2024-329 | 01 NORTH | G01 29SP | 657791 CENTER 3 345 995910 620:CENTER # 230 2 | P12:345:OTP:CENTER3:COYOTE3:1 RAS OFF:EHV: | 0.05193 | Yes
GEN-2024-329 | 01 NORTH | G01 29SP | 603022 SOURIS 7 115 603023 MALLARD7 115 1 | P12:345:OTP:CENTER3:COYOTE3:1 RAS OFF:EHV: | 0.05619 | Yes
GEN-2024-329 | 01 NORTH | G01 29SP | 615901 GRE-STANTON4 230 659106 LELAND_O-BE4 230 1 | P12:345:OTP:CENTER3:COYOTE3:1 RAS OFF:EHV: | 0.06516 | Yes
GEN-2024-329 | 01 NORTH | G01 29SP | 602006 SHEYNNE4 230 652435 FARGO 4 230 1 | P12:345:OTP:JAMESTN3:CENTER3:1 | 0.06149 | Yes
GEN-2024-329 | 01 NORTH | G01 29SP | 661091 NAPOLEON SW4 230 661094 WISHEK 4 230 1 | P12:345:OTP:JAMESTN3:CENTER3:1 | 0.05467 | Yes
GEN-2024-329 | 01 NORTH | G01 29SP | 661093 MERRCRT4 230 661094 WISHEK 4 230 1 | P12:345:OTP:JAMESTN3:CENTER3:1 | 0.05467 | Yes
GEN-2024-329 | 01 NORTH | G01 29SP | 603022 SOURIS 7 115 603270 MAGIC CITY 7 115 1 | P12:345:OTP:JAMESTN3:CENTER3:1 | 0.05252 | Yes
GEN-2024-329 | 01 NORTH | G01 29SP | 601001 FORBES 2 500 601013 ROSEAUS2 500 1 | P12:345:OTP:JAMESTN3:CENTER3:1 | 0.06006 | Yes
GEN-2024-329 | 01 NORTH | G01 29SP | 661053 MANDAN 4 230 661091 NAPOLEON SW4 230 1 | P12:345:OTP:JAMESTN3:CENTER3:1 | 0.05467 | Yes
GEN-2024-329 | 01 NORTH | G01 29SP | 601012 ROSEAUN2 500 667501 RIEL 2 500 1 | P12:345:OTP:JAMESTN3:CENTER3:1 | 0.06006 | Yes
GEN-2024-329 | 01 NORTH | G01 29SP | 601013 ROSEAUS2 500 601038 ROSEAUM 2 500 1 | P12:345:OTP:JAMESTN3:CENTER3:1 | 0.06006 | Yes
GEN-2024-329 | 01 NORTH | G01 29SP | 601012 ROSEAUN2 500 601038 ROSEAUM 2 500 1 | P12:345:OTP:JAMESTN3:CENTER3:1 | 0.06006 | Yes
GEN-2024-329 | 01 NORTH | G01 29SP | 601001 FORBES 2 500 601017 CHIS-N 2 500 1 | P12:345:OTP:JAMESTN3:CENTER3:1 | 0.07534 | Yes
GEN-2024-329 | 01 NORTH | G01 29SP | 601016 CHIS CO2 500 601017 CHIS-N 2 500 1 | P12:345:OTP:JAMESTN3:CENTER3:1 | 0.07534 | Yes
GEN-2024-329 | 01 NORTH | G01 29SP | 602057 PEACE GARD 5 230 667085 G82RPHT1 230 1 | P12:345:OTP:JAMESTN3:CENTER3:1 | 0.051 | Yes
GEN-2024-329 | 01 NORTH | G01 29SP | 601005 ELM CRK3 345 601022 PARKERS3 345 1 | P12:345:XEL:ASK-ECL | 0.05274 | Yes
GEN-2024-329 | 01 NORTH | G01 29SP | 601003 PR ISLD3 345 601039 NROC 3 345 1 | P12:345:XEL:ASK-ECL | 0.06062 | Yes
GEN-2024-329 | 01 NORTH | G01 29SP | 601014 AS KING3 345 601021 KOLMNLK3 345 1 | P12:345:XEL:ASKING3:CHISCO3:1 | 0.05772 | Yes
GEN-2024-329 | 01 NORTH | G01 29SP | 601022 PARKERS3 345 601025 EDEN PR3 345 1 | P12:345:XEL:BLUELK3:PARKERS3:1 | 0.05245 | Yes
GEN-2024-329 | 01 NORTH | G01 29SP | 601014 AS KING3 345 601018 CHIS CO3 345 1 | P12:345:XEL:CHISCO3:KOLMNLK3:1 | 0.05194 | Yes
GEN-2024-329 | 01 NORTH | G01 29SP | 601014 AS KING3 345 601018 CHIS CO3 345 1 | P12:345:XEL:CHISCO3:KOLMNLK3:1 AS | 0.05199 | Yes
GEN-2024-329 | 01 NORTH | G01 29SP | 601048 LYON CO 3 345 631138 LAKEFLD3 345 1 | P12:345:XEL:HELENA3:GRE-CDRMTH13:1 | 0.06522 | Yes
GEN-2024-329 | 01 NORTH | G01 29SP | 601048 LYON CO 3 345 631138 LAKEFLD3 345 1 | P12:345:XEL:HELENA3:GRE-CDRMTH23:2 | 0.06524 | Yes
GEN-2024-329 | 01 NORTH | G01 29SP | 601004 WILMART3 345 631193 HUNTLEY3 345 1 | P12:345:XEL:LFD-CDL | 0.05325 | Yes
GEN-2024-329 | 01 NORTH | G01 29SP | 601006 SPLT RK3 345 652536 WHITE-SRX3 345 1 | P12:345:XEL:LYONCO3:HAWKSNEST3:1 | 0.07406 | Yes
GEN-2024-329 | 01 NORTH | G01 29SP | 601003 PR ISLD3 345 601039 NROC 3 345 1 | P12:345:XEL:NROC3:HMPTCNR3:1 | 0.07213 | Yes
GEN-2024-329 | 01 NORTH | G01 29SP | 601015 BLUE LK3 345 601022 PARKERS3 345 1 | P12:345:XEL:PARKERS3:EDENPR3:1AS:EHV: | 0.05152 | Yes
GEN-2024-329 | 01 NORTH | G01 29SP | 601039 NROC 3 345 601051 HMPT CNR3 345 1 | P12:345:XEL:PRISLD3:NROC3:1 | 0.06657 | Yes
GEN-2024-329 | 01 NORTH | G01 29SP | 601004 WILMART3 345 631193 HUNTLEY3 345 1 | P12:345:XEL:WILMART3:CRANDAL3:1 | 0.05325 | Yes
GEN-2024-329 | 01 NORTH | G01 29SP | 631193 HUNTLEY3 345 631197 LEDYARD3 345 1 | P12:345:XEL:WILMART3:SHEASLK3:1 | 0.05504 | Yes
GEN-2024-329 | 01 NORTH | G01 29SP | 601004 WILMART3 345 631193 HUNTLEY3 345 1 | P12:345:XEL:WLM-FDN-LFD | 0.05325 | Yes
GEN-2024-329 | 01 NORTH | G01 29SP | 601002 ADAMS 3 345 615306 GRE-PL VLLY3 345 1 | P12:345:XEL-ALTW:ADAMS3:J1072SUB:1 | 0.05056 | Yes
GEN-2024-329 | 01 NORTH | G01 29SP | 601005 ELM CRK3 345 601022 PARKERS3 345 1 | P12:345:XEL-GRE:PARKERS3:GRE-DICKNSN3:1 | 0.05512 | Yes
GEN-2024-329 | 01 NORTH | G01 29SP | 602006 SHEYNNE4 230 652435 FARGO 4 230 1 | P12:345:XEL-OTP:BISON3:BUFFALO3:1 | 0.05326 | Yes
GEN-2024-329 | 01 NORTH | G01 29SP | 608607 NELSNLK4 230 615901 GRE-STANTON4 230 1 | P12:345:XEL-OTP:BISON3:BUFFALO3:1 | 0.0623 | Yes
GEN-2024-329 | 01 NORTH | G01 29SP | 620416 TWIN BRKS 3 345 620417 BSSOUTH3 345 1 | P12:345:XEL-OTP:BISON3:BUFFALO3:1 | 0.05509 | Yes
GEN-2024-329 | 01 NORTH | G01 29SP | 661097 ELLENDL345 3 345 661950 ELN345SHNT 3 345 Z | P12:345:XEL-OTP:BISON3:BUFFALO3:1 | 0.05509 | Yes
GEN-2024-329 | 01 NORTH | G01 29SP | 620416 TWIN BRKS 3 345 661950 ELN345SHNT 3 345 1 | P12:345:XEL-OTP:BISON3:BUFFALO3:1 | 0.05509 | Yes
GEN-2024-329 | 01 NORTH | G01 29SP | 601005 ELM CRK3 345 601022 PARKERS3 345 1 | P12:345:XEL-OTP:BRKNGCO3:ASTORIA3:1 | 0.05404 | Yes
GEN-2024-329 | 01 NORTH | G01 29SP | 601067 BISON 3 345 658049 ALXLNRCTRT 345 1 | P12:345:XEL-OTP:BRKNGCO3:ASTORIA3:1 | 0.06076 | Yes
GEN-2024-329 | 01 NORTH | G01 29SP | 658047 ALEXMRES3 345 658049 ALXLNRCTRT 345 Z1 | P12:345:XEL-OTP:BRKNGCO3:ASTORIA3:1 | 0.06076 | Yes
GEN-2024-329 | 01 NORTH | G01 29SP | 608422 IRONRNG2 500 996492 IRRNTR1 230 1 | P12:500:MH:M602F | 0.05423 | Yes
GEN-2024-329 | 01 NORTH | G01 29SP | 608622 IRONRNG4 230 996492 IRRNTR1 230 1 | P12:500:MH:M602F | 0.05423 | Yes
GEN-2024-329 | 01 NORTH | G01 29SP | 608410 WARRVRN2 500 608411 WARRVRM2 500 1 | P12:500:MH:M602F | 0.05423 | Yes
GEN-2024-329 | 01 NORTH | G01 29SP | 608411 WARRVRM2 500 608412 WARRVRS2 500 1 | P12:500:MH:M602F | 0.05423 | Yes
GEN-2024-329 | 01 NORTH | G01 29SP | 608412 WARRVRS2 500 608423 IRRN-RX2 500 1 | P12:500:MH:M602F | 0.05423 | Yes
GEN-2024-329 | 01 NORTH | G01 29SP | 608410 WARRVRN2 500 667500 DORSEY 2 500 1 | P12:500:MH:M602F | 0.05423 | Yes
GEN-2024-329 | 01 NORTH | G01 29SP | 608422 IRONRNG2 500 608423 IRRN-RX2 500 Z | P12:500:MH:M602F | 0.05423 | Yes
GEN-2024-329 | 01 NORTH | G01 29SP | 608422 IRONRNG2 500 996492 IRRNTR1 230 1 | P12:500:XEL:REI-ROU-ROU-FBS | 0.05423 | Yes
GEN-2024-329 | 01 NORTH | G01 29SP | 608622 IRONRNG4 230 996492 IRRNTR1 230 1 | P12:500:XEL:REI-ROU-ROU-FBS | 0.05423 | Yes
GEN-2024-329 | 01 NORTH | G01 29SP | 608410 WARRVRN2 500 608411 WARRVRM2 500 1 | P12:500:XEL:REI-ROU-ROU-FBS | 0.05423 | Yes
GEN-2024-329 | 01 NORTH | G01 29SP | 608411 WARRVRM2 500 608412 WARRVRS2 500 1 | P12:500:XEL:REI-ROU-ROU-FBS | 0.05423 | Yes
GEN-2024-329 | 01 NORTH | G01 29SP | 608412 WARRVRS2 500 608423 IRRN-RX2 500 1 | P12:500:XEL:REI-ROU-ROU-FBS | 0.05423 | Yes
GEN-2024-329 | 01 NORTH | G01 29SP | 608410 WARRVRN2 500 667500 DORSEY 2 500 1 | P12:500:XEL:REI-ROU-ROU-FBS | 0.05423 | Yes
GEN-2024-329 | 01 NORTH | G01 29SP | 608422 IRONRNG2 500 608423 IRRN-RX2 500 Z | P12:500:XEL:REI-ROU-ROU-FBS | 0.05423 | Yes
GEN-2024-329 | 01 NORTH | G01 29SP | 601067 BISON 3 345 658049 ALXLNRCTRT 345 1 | P12:500:XEL-GRE-MP:FORBES-CHISAGO COUNTY 500 | 0.05909 | Yes
GEN-2024-329 | 01 NORTH | G01 29SP | 658047 ALEXMRES3 345 658049 ALXLNRCTRT 345 Z1 | P12:500:XEL-GRE-MP:FORBES-CHISAGO COUNTY 500 | 0.05909 | Yes
GEN-2024-329 | 01 NORTH | G01 29SP | 620358 BUFFALO3 345 620369 JAMESTN3 345 1 | P13:034-230-345:MDU:ELLENDALE345:1: | 0.06145 | Yes
GEN-2024-329 | 01 NORTH | G01 29SP | 601067 BISON 3 345 620358 BUFFALO3 345 1 | P13:034-230-345:MDU:ELLENDALE345:1: | 0.06094 | Yes
GEN-2024-329 | 01 NORTH | G01 29SP | 603022 SOURIS 7 115 603270 MAGIC CITY 7 115 1 | P13:115-230:GRE:RMS TR1 | 0.05224 | Yes
GEN-2024-329 | 01 NORTH | G01 29SP | 602057 PEACE GARD 5 230 667085 G82RPHT1 230 1 | P13:115-230:GRE:RMS TR1 | 0.05228 | Yes
GEN-2024-329 | 01 NORTH | G01 29SP | 652391 WILLISTON27 115 661089 LTLMUDY7 115 1 | P13:115-34.5:UMZ:# N-1 #:: 3WND LINDAL._-PP7-LINDALT1-PP9-LINDTRT1-PP9-1 MPT #1:HV: | 0.0732 | Yes
GEN-2024-329 | 01 NORTH | G01 29SP | 661087 RAY JCT7 115 661089 LTLMUDY7 115 1 | P13:115-34.5:UMZ:# N-1 #:: 3WND LINDAL._-PP7-LINDALT1-PP9-LINDTRT1-PP9-1 MPT #1:HV: | 0.0732 | Yes
GEN-2024-329 | 01 NORTH | G01 29SP | 661085 TIOGA4 7 115 661087 RAY JCT7 115 1 | P13:115-34.5:UMZ:# N-1 #:: 3WND LINDAL._-PP7-LINDALT1-PP9-LINDTRT1-PP9-1 MPT #1:HV: | 0.0732 | Yes
GEN-2024-329 | 01 NORTH | G01 29SP | 661085 TIOGA4 7 115 995803 TIOGA TR1 115 1 | P13:13.8:SASK:CHNK#1 GSU :::HV: | 0.13183 | Yes
GEN-2024-329 | 01 NORTH | G01 29SP | 661085 TIOGA4 7 115 995803 TIOGA TR1 115 1 | P13:13.8:SASK:NBEC#1 GSU :::HV: | 0.13183 | Yes
GEN-2024-329 | 01 NORTH | G01 29SP | 601001 FORBES 2 500 601013 ROSEAUS2 500 1 | P13:138:SASK:CD904T-FUT:::HV: | 0.05385 | Yes
GEN-2024-329 | 01 NORTH | G01 29SP | 601012 ROSEAUN2 500 667501 RIEL 2 500 1 | P13:138:SASK:CD904T-FUT:::HV: | 0.05385 | Yes
GEN-2024-329 | 01 NORTH | G01 29SP | 601013 ROSEAUS2 500 601038 ROSEAUM 2 500 1 | P13:138:SASK:CD904T-FUT:::HV: | 0.05385 | Yes
GEN-2024-329 | 01 NORTH | G01 29SP | 601012 ROSEAUN2 500 601038 ROSEAUM 2 500 1 | P13:138:SASK:CD904T-FUT:::HV: | 0.05385 | Yes
GEN-2024-329 | 01 NORTH | G01 29SP | 601003 PR ISLD3 345 601039 NROC 3 345 1 | P13:161:XEL:PRISLD3:PRISLD5:PRISLD910:HV: | 0.05106 | Yes
GEN-2024-329 | 01 NORTH | G01 29SP | 603022 SOURIS 7 115 603023 MALLARD7 115 1 | P13:20-230:OTP:CENTER2G:YNG24:1 | 0.05476 | Yes
GEN-2024-329 | 01 NORTH | G01 29SP | 615901 GRE-STANTON4 230 659106 LELAND_O-BE4 230 1 | P13:20-230:OTP:CENTER2G:YNG24:1 | 0.05914 | Yes
GEN-2024-329 | 01 NORTH | G01 29SP | 657756 SQBUTTE4 230 995911 620:CENTER # 230 1 | P13:230:OTP:SQBUTTE4:CENTER3:CENTR2TE2:HV: | 0.07378 | Yes
GEN-2024-329 | 01 NORTH | G01 29SP | 657791 CENTER 3 345 995911 620:CENTER # 230 1 | P13:230:OTP:SQBUTTE4:CENTER3:CENTR2TE2:HV: | 0.07378 | Yes
GEN-2024-329 | 01 NORTH | G01 29SP | 603023 MALLARD7 115 659155 LOGAN___-BE7 115 1 | P13:230-115.0:UMZ:# N-1 #:: 3WND LOGAN___-BE4-LOGAN___-BE7-LGN.KW1A-BE9-1 KW1A:HV: | 0.0516 | Yes
GEN-2024-329 | 01 NORTH | G01 29SP | 620369 JAMESTN3 345 657791 CENTER 3 345 1 | P13:230-24:OTP:BIGSTON4:BIGSTN1G:1 | 0.08559 | Yes
GEN-2024-329 | 01 NORTH | G01 29SP | 603022 SOURIS 7 115 603023 MALLARD7 115 1 | P13:24-345:OTP:COYOTE1G:COYOTE3:1 | 0.05476 | Yes
GEN-2024-329 | 01 NORTH | G01 29SP | 615901 GRE-STANTON4 230 659106 LELAND_O-BE4 230 1 | P13:24-345:OTP:COYOTE1G:COYOTE3:1 | 0.05914 | Yes
GEN-2024-329 | 01 NORTH | G01 29SP | 615901 GRE-STANTON4 230 659106 LELAND_O-BE4 230 1 | P13:345:MDU:COYOTE:1:COYOTE GSU LOSS | 0.05914 | Yes
GEN-2024-329 | 01 NORTH | G01 29SP | 635200 RAUN 3 345 762779 G18-043 TAP 345 1 | P13:345:OPPD:NEBCTY2G:::EHV: | 0.05965 | Yes
GEN-2024-329 | 01 NORTH | G01 29SP | 635200 RAUN 3 345 645552 S3452 REACT3 345 1 | P13:345:OPPD:NEBCTY2G:::EHV: | 0.06076 | Yes
GEN-2024-329 | 01 NORTH | G01 29SP | 601016 CHIS CO2 500 996557 C055765(2-4) 345 9 | P13:345:XEL:CHISCO2:CHISCO3:CHIST1910:EHV: | 0.06697 | Yes
GEN-2024-329 | 01 NORTH | G01 29SP | 601018 CHIS CO3 345 996557 C055765(2-4) 345 9 | P13:345:XEL:CHISCO2:CHISCO3:CHIST1910:EHV: | 0.06697 | Yes
GEN-2024-329 | 01 NORTH | G01 29SP | 601016 CHIS CO2 500 996556 C073455(1-2) 345 10 | P13:345:XEL:CHISCO2:CHISCO3:CHIST299:EHV: | 0.06691 | Yes
GEN-2024-329 | 01 NORTH | G01 29SP | 601018 CHIS CO3 345 996556 C073455(1-2) 345 10 | P13:345:XEL:CHISCO2:CHISCO3:CHIST299:EHV: | 0.06691 | Yes
GEN-2024-329 | 01 NORTH | G01 29SP | 601015 BLUE LK3 345 601022 PARKERS3 345 1 | P13:345:XEL:EDP TR 10 | 0.0517 | Yes
GEN-2024-329 | 01 NORTH | G01 29SP | 601001 FORBES 2 500 601013 ROSEAUS2 500 1 | P13:345:XEL:MNTCE31G:MNTCELO3:1 | 0.05385 | Yes
GEN-2024-329 | 01 NORTH | G01 29SP | 601013 ROSEAUS2 500 601038 ROSEAUM 2 500 1 | P13:345:XEL:MNTCE31G:MNTCELO3:1 | 0.05385 | Yes
GEN-2024-329 | 01 NORTH | G01 29SP | 601012 ROSEAUN2 500 667501 RIEL 2 500 1 | P13:345:XEL:MNTCE31G:MNTCELO3:1 | 0.05385 | Yes
GEN-2024-329 | 01 NORTH | G01 29SP | 601012 ROSEAUN2 500 601038 ROSEAUM 2 500 1 | P13:345:XEL:MNTCE31G:MNTCELO3:1 | 0.05385 | Yes
GEN-2024-329 | 01 NORTH | G01 29SP | 601001 FORBES 2 500 601017 CHIS-N 2 500 1 | P13:345:XEL:MNTCE31G:MNTCELO3:1 | 0.06909 | Yes
GEN-2024-329 | 01 NORTH | G01 29SP | 601016 CHIS CO2 500 601017 CHIS-N 2 500 1 | P13:345:XEL:MNTCE31G:MNTCELO3:1 | 0.06909 | Yes
GEN-2024-329 | 01 NORTH | G01 29SP | 601004 WILMART3 345 601072 SHEAS LK3 345 1 | P13:345:XEL:MNTCE31G:MNTCELO3:1 | 0.05394 | Yes
GEN-2024-329 | 01 NORTH | G01 29SP | 601050 HELENA 3 345 601072 SHEAS LK3 345 1 | P13:345:XEL:MNTCE31G:MNTCELO3:1 | 0.05442 | Yes
GEN-2024-329 | 01 NORTH | G01 29SP | 601067 BISON 3 345 658049 ALXLNRCTRT 345 1 | P13:345:XEL:MNTCE31G:MNTCELO3:1 | 0.05353 | Yes
GEN-2024-329 | 01 NORTH | G01 29SP | 658047 ALEXMRES3 345 658049 ALXLNRCTRT 345 Z1 | P13:345:XEL:MNTCE31G:MNTCELO3:1 | 0.05353 | Yes
GEN-2024-329 | 01 NORTH | G01 29SP | 601039 NROC 3 345 613060 BYRON 3 345 1 | P13:345:XEL:MNTCE31G:MNTCELO3:1 | 0.05074 | Yes
GEN-2024-329 | 01 NORTH | G01 29SP | 601001 FORBES 2 500 601017 CHIS-N 2 500 1 | P13:345:XEL:PRIS31G:PRISLD3:1 | 0.06909 | Yes
GEN-2024-329 | 01 NORTH | G01 29SP | 601016 CHIS CO2 500 601017 CHIS-N 2 500 1 | P13:345:XEL:PRIS31G:PRISLD3:1 | 0.06909 | Yes
GEN-2024-329 | 01 NORTH | G01 29SP | 601004 WILMART3 345 601072 SHEAS LK3 345 1 | P13:345:XEL:PRIS31G:PRISLD3:1 | 0.05394 | Yes
GEN-2024-329 | 01 NORTH | G01 29SP | 601050 HELENA 3 345 601072 SHEAS LK3 345 1 | P13:345:XEL:PRIS31G:PRISLD3:1 | 0.05442 | Yes
GEN-2024-329 | 01 NORTH | G01 29SP | 601039 NROC 3 345 613060 BYRON 3 345 1 | P13:345:XEL:PRIS31G:PRISLD3:1 | 0.05074 | Yes
GEN-2024-329 | 01 NORTH | G01 29SP | 601001 FORBES 2 500 601017 CHIS-N 2 500 1 | P13:345:XEL:PRIS32G:PRISLD3:2 | 0.06909 | Yes
GEN-2024-329 | 01 NORTH | G01 29SP | 601016 CHIS CO2 500 601017 CHIS-N 2 500 1 | P13:345:XEL:PRIS32G:PRISLD3:2 | 0.06909 | Yes
GEN-2024-329 | 01 NORTH | G01 29SP | 601004 WILMART3 345 601072 SHEAS LK3 345 1 | P13:345:XEL:PRIS32G:PRISLD3:2 | 0.05394 | Yes
GEN-2024-329 | 01 NORTH | G01 29SP | 601050 HELENA 3 345 601072 SHEAS LK3 345 1 | P13:345:XEL:PRIS32G:PRISLD3:2 | 0.05442 | Yes
GEN-2024-329 | 01 NORTH | G01 29SP | 601039 NROC 3 345 613060 BYRON 3 345 1 | P13:345:XEL:PRIS32G:PRISLD3:2 | 0.05074 | Yes
GEN-2024-329 | 01 NORTH | G01 29SP | 635600 GRIMES 3 345 636003 BEAVER CRK 3 345 1 | P13:345-161:MEC:WEBSTER:AB | 0.05322 | Yes
GEN-2024-329 | 01 NORTH | G01 29SP | 636003 BEAVER CRK 3 345 636010 LEHIGH 3 345 1 | P13:345-161:MEC:WEBSTER:AB | 0.05322 | Yes
GEN-2024-329 | 01 NORTH | G01 29SP | 601031 BRKNGCO3 345 620483 ASTORIA 3 345 1 | P13:345-18.0:UMZ:# N-1 #:: 3WND DEERCREK-BE3-DEERC_CT-BEG-DEERC_ST-BEG-1 DEERCRK KU1A:EHV: | 0.06761 | Yes
GEN-2024-329 | 01 NORTH | G01 29SP | 608607 NELSNLK4 230 615901 GRE-STANTON4 230 1 | P13:345-20.0:UMZ:# N-1 #:: 2WND LELAND_O-BE3-LELAND_2-BEG-1 :EHV: | 0.07069 | Yes
GEN-2024-329 | 01 NORTH | G01 29SP | 603023 MALLARD7 115 659155 LOGAN___-BE7 115 1 | P13:345-20.0:UMZ:# N-1 #:: 2WND LELAND_O-BE3-LELAND_2-BEG-1 :EHV: | 0.09184 | Yes
GEN-2024-329 | 01 NORTH | G01 29SP | 615901 GRE-STANTON4 230 659106 LELAND_O-BE4 230 1 | P13:345-20.0:UMZ:# N-1 #:: 2WND LELAND_O-BE3-LELAND_2-BEG-1 :EHV: | 0.0607 | Yes
GEN-2024-329 | 01 NORTH | G01 29SP | 603023 MALLARD7 115 659155 LOGAN___-BE7 115 1 | P13:345-23.0:UMZ:# N-1 #:: 2WND ANTELOPE-BE3-ANTELP_1-BEG-1 :EHV: | 0.09176 | Yes
GEN-2024-329 | 01 NORTH | G01 29SP | 603023 MALLARD7 115 659155 LOGAN___-BE7 115 1 | P13:345-23.0:UMZ:# N-1 #:: 2WND ANTELOPE-BE3-ANTELP_2-BEG-1 :EHV: | 0.09176 | Yes
GEN-2024-329 | 01 NORTH | G01 29SP | 652391 WILLISTON27 115 661089 LTLMUDY7 115 1 | P13:345-230.0:UMZ:# N-1 #:: 3WND TANDE___-BE3-TANDE___-BE4-TND.KU3A-BE9-1 TANDE KU1A:EHV: | 0.07799 | Yes
GEN-2024-329 | 01 NORTH | G01 29SP | 661087 RAY JCT7 115 661089 LTLMUDY7 115 1 | P13:345-230.0:UMZ:# N-1 #:: 3WND TANDE___-BE3-TANDE___-BE4-TND.KU3A-BE9-1 TANDE KU1A:EHV: | 0.07799 | Yes
GEN-2024-329 | 01 NORTH | G01 29SP | 661085 TIOGA4 7 115 995803 TIOGA TR1 115 1 | P13:345-230.0:UMZ:# N-1 #:: 3WND TANDE___-BE3-TANDE___-BE4-TND.KU3A-BE9-1 TANDE KU1A:EHV: | 0.10861 | Yes
GEN-2024-329 | 01 NORTH | G01 29SP | 659139 NESET___-BE7 115 661085 TIOGA4 7 115 1 | P13:345-230.0:UMZ:# N-1 #:: 3WND TANDE___-BE3-TANDE___-BE4-TND.KU3A-BE9-1 TANDE KU1A:EHV: | 0.22751 | Yes
GEN-2024-329 | 01 NORTH | G01 29SP | 661085 TIOGA4 7 115 661087 RAY JCT7 115 1 | P13:345-230.0:UMZ:# N-1 #:: 3WND TANDE___-BE3-TANDE___-BE4-TND.KU3A-BE9-1 TANDE KU1A:EHV: | 0.07799 | Yes
GEN-2024-329 | 01 NORTH | G01 29SP | 620369 JAMESTN3 345 657791 CENTER 3 345 1 | P14:345:UMZ:# 7211 #:: PROPER TAKE LINE WITH GROTON-LELAND OLDS LINE REACTOR:EHV: | 0.0994 | Yes
GEN-2024-329 | 01 NORTH | G01 29SP | 620369 JAMESTN3 345 657791 CENTER 3 345 1 | P14:345:UMZ:# 7212 #:: PROPER TAKE LINE WITH LELAND OLDS-GROTON LINE REACTOR:EHV: | 0.0994 | Yes
GEN-2024-329 | 01 NORTH | G01 29SP | 620369 JAMESTN3 345 657791 CENTER 3 345 1 | P14:345:UMZ:# 7220 #:: PROPER MINNKOTA CON FOR CENTER SHUNT TAKES LINE:EHV: | 0.09474 | Yes
GEN-2024-329 | 01 NORTH | G01 29SP | 620358 BUFFALO3 345 620369 JAMESTN3 345 1 | P14:345:UMZ:# 7220 #:: PROPER MINNKOTA CON FOR CENTER SHUNT TAKES LINE:EHV: | 0.06846 | Yes
GEN-2024-329 | 01 NORTH | G01 29SP | 608607 NELSNLK4 230 615901 GRE-STANTON4 230 1 | P14:345:UMZ:# 7220 #:: PROPER MINNKOTA CON FOR CENTER SHUNT TAKES LINE:EHV: | 0.06037 | Yes
GEN-2024-329 | 01 NORTH | G01 29SP | 601067 BISON 3 345 620358 BUFFALO3 345 1 | P14:345:UMZ:# 7220 #:: PROPER MINNKOTA CON FOR CENTER SHUNT TAKES LINE:EHV: | 0.06737 | Yes
GEN-2024-329 | 01 NORTH | G01 29SP | 652391 WILLISTON27 115 661089 LTLMUDY7 115 1 | P21:115:UMZB:# 2757 #:: NES IN ND. OPENING OF LINE SECTION WITHOUT FAULT (NES-LND):HV: | 0.08193 | Yes
GEN-2024-329 | 01 NORTH | G01 29SP | 661087 RAY JCT7 115 661089 LTLMUDY7 115 1 | P21:115:UMZB:# 2757 #:: NES IN ND. OPENING OF LINE SECTION WITHOUT FAULT (NES-LND):HV: | 0.08193 | Yes
GEN-2024-329 | 01 NORTH | G01 29SP | 661085 TIOGA4 7 115 661087 RAY JCT7 115 1 | P21:115:UMZB:# 2757 #:: NES IN ND. OPENING OF LINE SECTION WITHOUT FAULT (NES-LND):HV: | 0.08193 | Yes
GEN-2024-329 | 01 NORTH | G01 29SP | 659139 NESET___-BE7 115 661085 TIOGA4 7 115 1 | P21:115:UMZB:# 2913 #:: LND IN ND. OPENING OF LINE SECTION WITHOUT FAULT :HV: | 0.27098 | Yes
GEN-2024-329 | 01 NORTH | G01 29SP | 652391 WILLISTON27 115 661089 LTLMUDY7 115 1 | P21:115:UMZB:# 2914 #:: LND IN ND. OPENING OF LINE SECTION WITHOUT FAULT :HV: | 0.08193 | Yes
GEN-2024-329 | 01 NORTH | G01 29SP | 661087 RAY JCT7 115 661089 LTLMUDY7 115 1 | P21:115:UMZB:# 2914 #:: LND IN ND. OPENING OF LINE SECTION WITHOUT FAULT :HV: | 0.08193 | Yes
GEN-2024-329 | 01 NORTH | G01 29SP | 661085 TIOGA4 7 115 661087 RAY JCT7 115 1 | P21:115:UMZB:# 2914 #:: LND IN ND. OPENING OF LINE SECTION WITHOUT FAULT :HV: | 0.08193 | Yes
GEN-2024-329 | 01 NORTH | G01 29SP | 603022 SOURIS 7 115 603270 MAGIC CITY 7 115 1 | P21:115:XEL-WAPA:MALLARD7:NELSON7:1:HV: | 0.0609 | Yes
GEN-2024-329 | 01 NORTH | G01 29SP | 603023 MALLARD7 115 659155 LOGAN___-BE7 115 1 | P21:115:XEL-WAPA:MALLARD7:NELSON7:1:HV: | 0.081 | Yes
GEN-2024-329 | 01 NORTH | G01 29SP | 603023 MALLARD7 115 659155 LOGAN___-BE7 115 1 | P21:115:XEL-WAPA:MALLARD7:RUTHVILL-CP7:1:HV: | 0.09822 | Yes
GEN-2024-329 | 01 NORTH | G01 29SP | 601003 PR ISLD3 345 601039 NROC 3 345 1 | P21:161:GRE:GRE-SPRGCK25:GRE-RAVENNA5:1:HV: | 0.05106 | Yes
GEN-2024-329 | 01 NORTH | G01 29SP | 601003 PR ISLD3 345 601039 NROC 3 345 1 | P21:161:XEL:PRISLD5:GRE-RAVENNA5:1:HV: | 0.05106 | Yes
GEN-2024-329 | 01 NORTH | G01 29SP | 603022 SOURIS 7 115 603023 MALLARD7 115 1 | P21:230:GRE:GRE-MCHENRY4:GRE-COALTP4:1:HV: | 0.05044 | Yes
GEN-2024-329 | 01 NORTH | G01 29SP | 601001 FORBES 2 500 601013 ROSEAUS2 500 1 | P21:230:XEL-MH:ROSEAU4:RICHER4:1:HV: | 0.05491 | Yes
GEN-2024-329 | 01 NORTH | G01 29SP | 601013 ROSEAUS2 500 601038 ROSEAUM 2 500 1 | P21:230:XEL-MH:ROSEAU4:RICHER4:1:HV: | 0.05491 | Yes
GEN-2024-329 | 01 NORTH | G01 29SP | 601012 ROSEAUN2 500 667501 RIEL 2 500 1 | P21:230:XEL-MH:ROSEAU4:RICHER4:1:HV: | 0.05491 | Yes
GEN-2024-329 | 01 NORTH | G01 29SP | 601012 ROSEAUN2 500 601038 ROSEAUM 2 500 1 | P21:230:XEL-MH:ROSEAU4:RICHER4:1:HV: | 0.05491 | Yes
GEN-2024-329 | 01 NORTH | G01 29SP | 601001 FORBES 2 500 601013 ROSEAUS2 500 1 | P21:230:XEL-MP:ROSEAU4:MORANVI4:1:HV: | 0.05491 | Yes
GEN-2024-329 | 01 NORTH | G01 29SP | 601012 ROSEAUN2 500 667501 RIEL 2 500 1 | P21:230:XEL-MP:ROSEAU4:MORANVI4:1:HV: | 0.05491 | Yes
GEN-2024-329 | 01 NORTH | G01 29SP | 601013 ROSEAUS2 500 601038 ROSEAUM 2 500 1 | P21:230:XEL-MP:ROSEAU4:MORANVI4:1:HV: | 0.05491 | Yes
GEN-2024-329 | 01 NORTH | G01 29SP | 601012 ROSEAUN2 500 601038 ROSEAUM 2 500 1 | P21:230:XEL-MP:ROSEAU4:MORANVI4:1:HV: | 0.05491 | Yes
GEN-2024-329 | 01 NORTH | G01 29SP | 620358 BUFFALO3 345 620369 JAMESTN3 345 1 | P21:345:MDU:ELLENDALE JETX REACTOR:JMS SHUNT REACTOR:1: | 0.07626 | Yes
GEN-2024-329 | 01 NORTH | G01 29SP | 601067 BISON 3 345 620358 BUFFALO3 345 1 | P21:345:MDU:ELLENDALE JETX REACTOR:JMS SHUNT REACTOR:1: | 0.07501 | Yes
GEN-2024-329 | 01 NORTH | G01 29SP | 620358 BUFFALO3 345 620369 JAMESTN3 345 1 | P21:345:MDU:ELLENDALE345:ELLENDALE JETX REACTOR:Z: | 0.07626 | Yes
GEN-2024-329 | 01 NORTH | G01 29SP | 601067 BISON 3 345 620358 BUFFALO3 345 1 | P21:345:MDU:ELLENDALE345:ELLENDALE JETX REACTOR:Z: | 0.07501 | Yes
GEN-2024-329 | 01 NORTH | G01 29SP | 601006 SPLT RK3 345 652864 SIOUXCY-LNX3 345 1 | P21:345:UMZW:# 2410 #:: FT2 IN SD. FT2-FT22LNX3 OPENED:EHV: | 0.07865 | Yes
GEN-2024-329 | 01 NORTH | G01 29SP | 601006 SPLT RK3 345 652864 SIOUXCY-LNX3 345 1 | P21:345:UMZW:# 324 #:: FT2 IN SD. OPENING OF A LINE SECTION W/O A FAULT:EHV: | 0.07865 | Yes
GEN-2024-329 | 01 NORTH | G01 29SP | 601031 BRKNGCO3 345 620483 ASTORIA 3 345 1 | P21:345:UMZW:# 326 #:: WT2 IN SD. OPENING OF A LINE SECTION W/O A FAULT (WT2-WT2LNX3 LINE REACTOR):EHV: | 0.09481 | Yes
GEN-2024-329 | 01 NORTH | G01 29SP | 620480 DEUEL CO 3 345 620483 ASTORIA 3 345 1 | P21:345:UMZW:# 326 #:: WT2 IN SD. OPENING OF A LINE SECTION W/O A FAULT (WT2-WT2LNX3 LINE REACTOR):EHV: | 0.09237 | Yes
GEN-2024-329 | 01 NORTH | G01 29SP | 620417 BSSOUTH3 345 620480 DEUEL CO 3 345 1 | P21:345:UMZW:# 326 #:: WT2 IN SD. OPENING OF A LINE SECTION W/O A FAULT (WT2-WT2LNX3 LINE REACTOR):EHV: | 0.09237 | Yes
GEN-2024-329 | 01 NORTH | G01 29SP | 620480 DEUEL CO 3 345 620483 ASTORIA 3 345 1 | P21:345:XEL-OTP:BISON3:ALEXMRES3:1:EHV: | 0.07879 | Yes
GEN-2024-329 | 01 NORTH | G01 29SP | 620417 BSSOUTH3 345 620480 DEUEL CO 3 345 1 | P21:345:XEL-OTP:BISON3:ALEXMRES3:1:EHV: | 0.07879 | Yes
GEN-2024-329 | 01 NORTH | G01 29SP | 601048 LYON CO 3 345 631138 LAKEFLD3 345 1 | P22:345:GRE:CMT HEL 1:::EHV: | 0.06522 | Yes
GEN-2024-329 | 01 NORTH | G01 29SP | 601048 LYON CO 3 345 631138 LAKEFLD3 345 1 | P22:345:GRE:CMT HEL 2:::EHV: | 0.06523 | Yes
GEN-2024-329 | 01 NORTH | G01 29SP | 635200 RAUN 3 345 645552 S3452 REACT3 345 1 | P22:345:OPPD:S3451-RAUN:::EHV: | 0.08843 | Yes
GEN-2024-329 | 01 NORTH | G01 29SP | 635200 RAUN 3 345 652564 SIOUXCY3 345 1 | P22:345:OPPD:S3451-RAUN:::EHV: | 0.06784 | Yes
GEN-2024-329 | 01 NORTH | G01 29SP | 635200 RAUN 3 345 762779 G18-043 TAP 345 1 | P22:345:OPPD:S3458 NEBCTY1G:LT::EHV: | 0.06194 | Yes
GEN-2024-329 | 01 NORTH | G01 29SP | 635200 RAUN 3 345 762779 G18-043 TAP 345 1 | P22:345:OPPD:S3458 NEBCTY2G:::EHV: | 0.05965 | Yes
GEN-2024-329 | 01 NORTH | G01 29SP | 635200 RAUN 3 345 645552 S3452 REACT3 345 1 | P22:345:OPPD:S3458 NEBCTY2G:::EHV: | 0.06076 | Yes
GEN-2024-329 | 01 NORTH | G01 29SP | 635200 RAUN 3 345 762779 G18-043 TAP 345 1 | P22:345:OPPD:S3458 NEBCTY2G:LT::EHV: | 0.06194 | Yes
GEN-2024-329 | 01 NORTH | G01 29SP | 635200 RAUN 3 345 645552 S3452 REACT3 345 1 | P22:345:OPPD:S3458 NEBCTY2G:LT::EHV: | 0.06312 | Yes
GEN-2024-329 | 01 NORTH | G01 29SP | 635600 GRIMES 3 345 636003 BEAVER CRK 3 345 1 | P23:18:MEC:GDMEC:908::HV: | 0.05188 | Yes
GEN-2024-329 | 01 NORTH | G01 29SP | 636003 BEAVER CRK 3 345 636010 LEHIGH 3 345 1 | P23:18:MEC:GDMEC:908::HV: | 0.05188 | Yes
GEN-2024-329 | 01 NORTH | G01 29SP | 601048 LYON CO 3 345 631138 LAKEFLD3 345 1 | P23:345:GRE:CMT 302JB6:::EHV: | 0.06649 | Yes
GEN-2024-329 | 01 NORTH | G01 29SP | 601005 ELM CRK3 345 601022 PARKERS3 345 1 | P23:345:GRE:DKN 62JB4:::EHV: | 0.05512 | Yes
GEN-2024-329 | 01 NORTH | G01 29SP | 635999 IRVINGTON3 345 636000 WEBSTER3 345 1 | P23:345:ITCM:BISON 3 3681-3682-3683:IA-NW::EHV: | 0.05696 | Yes
GEN-2024-329 | 01 NORTH | G01 29SP | 635369 KOSSUTH 3 345 635999 IRVINGTON3 345 1 | P23:345:ITCM:BISON 3 3681-3682-3683:IA-NW::EHV: | 0.05696 | Yes
GEN-2024-329 | 01 NORTH | G01 29SP | 635999 IRVINGTON3 345 636000 WEBSTER3 345 1 | P23:345:ITCM:KILLDEER3 3822:IA-MVP::EHV: | 0.05447 | Yes
GEN-2024-329 | 01 NORTH | G01 29SP | 635369 KOSSUTH 3 345 635999 IRVINGTON3 345 1 | P23:345:ITCM:KILLDEER3 3822:IA-MVP::EHV: | 0.05447 | Yes
GEN-2024-329 | 01 NORTH | G01 29SP | 635999 IRVINGTON3 345 636000 WEBSTER3 345 1 | P23:345:ITCM:KILLDEER3 3828:IA-MVP::EHV: | 0.0562 | Yes
GEN-2024-329 | 01 NORTH | G01 29SP | 635369 KOSSUTH 3 345 635999 IRVINGTON3 345 1 | P23:345:ITCM:KILLDEER3 3828:IA-MVP::EHV: | 0.0562 | Yes
GEN-2024-329 | 01 NORTH | G01 29SP | 631193 HUNTLEY3 345 631197 LEDYARD3 345 1 | P23:345:ITCM:LASALLE3 3904-3905-3906:IA-NW::EHV: | 0.07133 | Yes
GEN-2024-329 | 01 NORTH | G01 29SP | 635999 IRVINGTON3 345 636000 WEBSTER3 345 1 | P23:345:ITCM:QUINN3 3762-3763-3764:IA::EHV: | 0.0562 | Yes
GEN-2024-329 | 01 NORTH | G01 29SP | 635369 KOSSUTH 3 345 635999 IRVINGTON3 345 1 | P23:345:ITCM:QUINN3 3762-3763-3764:IA::EHV: | 0.0562 | Yes
GEN-2024-329 | 01 NORTH | G01 29SP | 620358 BUFFALO3 345 620369 JAMESTN3 345 1 | P23:345:MDU:ELLENDALE345:EL5-EL6: | 0.07626 | Yes
GEN-2024-329 | 01 NORTH | G01 29SP | 601067 BISON 3 345 620358 BUFFALO3 345 1 | P23:345:MDU:ELLENDALE345:EL5-EL6: | 0.07501 | Yes
GEN-2024-329 | 01 NORTH | G01 29SP | 635600 GRIMES 3 345 636003 BEAVER CRK 3 345 1 | P23:345:MEC:BLACK HAWK:902::EHV: | 0.054 | Yes
GEN-2024-329 | 01 NORTH | G01 29SP | 631139 HAZLTON3 345 631270 LASALLE 3 345 1 | P23:345:MEC:BLACK HAWK:902::EHV: | 0.05183 | Yes
GEN-2024-329 | 01 NORTH | G01 29SP | 636003 BEAVER CRK 3 345 636010 LEHIGH 3 345 1 | P23:345:MEC:BLACK HAWK:902::EHV: | 0.054 | Yes
GEN-2024-329 | 01 NORTH | G01 29SP | 631144 MITCHLCO3 345 631270 LASALLE 3 345 1 | P23:345:MEC:BLACK HAWK:902::EHV: | 0.05183 | Yes
GEN-2024-329 | 01 NORTH | G01 29SP | 601002 ADAMS 3 345 631144 MITCHLCO3 345 1 | P23:345:MEC:BLACK HAWK:902::EHV: | 0.05183 | Yes
GEN-2024-329 | 01 NORTH | G01 29SP | 601002 ADAMS 3 345 615306 GRE-PL VLLY3 345 1 | P23:345:MEC:BLACK HAWK:902::EHV: | 0.05235 | Yes
GEN-2024-329 | 01 NORTH | G01 29SP | 635200 RAUN 3 345 762779 G18-043 TAP 345 1 | P23:345:MEC:CBEC:905::EHV: | 0.0626 | Yes
GEN-2024-329 | 01 NORTH | G01 29SP | 635600 GRIMES 3 345 636003 BEAVER CRK 3 345 1 | P23:345:MEC:CBEC:905::EHV: | 0.05077 | Yes
GEN-2024-329 | 01 NORTH | G01 29SP | 601006 SPLT RK3 345 652864 SIOUXCY-LNX3 345 1 | P23:345:MEC:CBEC:905::EHV: | 0.06857 | Yes
GEN-2024-329 | 01 NORTH | G01 29SP | 636003 BEAVER CRK 3 345 636010 LEHIGH 3 345 1 | P23:345:MEC:CBEC:905::EHV: | 0.05077 | Yes
GEN-2024-329 | 01 NORTH | G01 29SP | 635200 RAUN 3 345 645552 S3452 REACT3 345 1 | P23:345:MEC:CBEC:905::EHV: | 0.06382 | Yes
GEN-2024-329 | 01 NORTH | G01 29SP | 635200 RAUN 3 345 762779 G18-043 TAP 345 1 | P23:345:MEC:CBEC:908::EHV: | 0.06195 | Yes
GEN-2024-329 | 01 NORTH | G01 29SP | 635200 RAUN 3 345 645552 S3452 REACT3 345 1 | P23:345:MEC:CBEC:908::EHV: | 0.06313 | Yes
GEN-2024-329 | 01 NORTH | G01 29SP | 636000 WEBSTER3 345 636010 LEHIGH 3 345 1 | P23:345:MEC:GARD AVE:901::EHV: | 0.05406 | Yes
GEN-2024-329 | 01 NORTH | G01 29SP | 636000 WEBSTER3 345 636010 LEHIGH 3 345 1 | P23:345:MEC:GARD AVE:903::EHV: | 0.05406 | Yes
GEN-2024-329 | 01 NORTH | G01 29SP | 636000 WEBSTER3 345 636010 LEHIGH 3 345 1 | P23:345:MEC:GARD AVE:904::EHV: | 0.05406 | Yes
GEN-2024-329 | 01 NORTH | G01 29SP | 636000 WEBSTER3 345 636010 LEHIGH 3 345 1 | P23:345:MEC:IDA CO:901::EHV: | 0.05406 | Yes
GEN-2024-329 | 01 NORTH | G01 29SP | 635200 RAUN 3 345 635398 REMSEN 3 345 1 | P23:345:MEC:IRVINGTON:901::EHV: | 0.06445 | Yes
GEN-2024-329 | 01 NORTH | G01 29SP | 635398 REMSEN 3 345 635399 CHEROKEE 3 345 1 | P23:345:MEC:IRVINGTON:901::EHV: | 0.06445 | Yes
GEN-2024-329 | 01 NORTH | G01 29SP | 635399 CHEROKEE 3 345 635400 HIGHLAND 3 345 1 | P23:345:MEC:IRVINGTON:901::EHV: | 0.06445 | Yes
GEN-2024-329 | 01 NORTH | G01 29SP | 635200 RAUN 3 345 635398 REMSEN 3 345 1 | P23:345:MEC:IRVINGTON:902::EHV: | 0.06445 | Yes
GEN-2024-329 | 01 NORTH | G01 29SP | 635398 REMSEN 3 345 635399 CHEROKEE 3 345 1 | P23:345:MEC:IRVINGTON:902::EHV: | 0.06445 | Yes
GEN-2024-329 | 01 NORTH | G01 29SP | 635399 CHEROKEE 3 345 635400 HIGHLAND 3 345 1 | P23:345:MEC:IRVINGTON:902::EHV: | 0.06445 | Yes
GEN-2024-329 | 01 NORTH | G01 29SP | 635200 RAUN 3 345 635398 REMSEN 3 345 1 | P23:345:MEC:IRVINGTON:903::EHV: | 0.06445 | Yes
GEN-2024-329 | 01 NORTH | G01 29SP | 635398 REMSEN 3 345 635399 CHEROKEE 3 345 1 | P23:345:MEC:IRVINGTON:903::EHV: | 0.06445 | Yes
GEN-2024-329 | 01 NORTH | G01 29SP | 635399 CHEROKEE 3 345 635400 HIGHLAND 3 345 1 | P23:345:MEC:IRVINGTON:903::EHV: | 0.06445 | Yes
GEN-2024-329 | 01 NORTH | G01 29SP | 635200 RAUN 3 345 635398 REMSEN 3 345 1 | P23:345:MEC:KOSSUTH:901::EHV: | 0.06186 | Yes
GEN-2024-329 | 01 NORTH | G01 29SP | 635398 REMSEN 3 345 635399 CHEROKEE 3 345 1 | P23:345:MEC:KOSSUTH:901::EHV: | 0.06186 | Yes
GEN-2024-329 | 01 NORTH | G01 29SP | 635399 CHEROKEE 3 345 635400 HIGHLAND 3 345 1 | P23:345:MEC:KOSSUTH:901::EHV: | 0.06186 | Yes
GEN-2024-329 | 01 NORTH | G01 29SP | 631138 LAKEFLD3 345 635368 OBRIEN 3 345 1 | P23:345:MEC:KOSSUTH:901::EHV: | 0.06567 | Yes
GEN-2024-329 | 01 NORTH | G01 29SP | 635200 RAUN 3 345 635398 REMSEN 3 345 1 | P23:345:MEC:KOSSUTH:902::EHV: | 0.06186 | Yes
GEN-2024-329 | 01 NORTH | G01 29SP | 635398 REMSEN 3 345 635399 CHEROKEE 3 345 1 | P23:345:MEC:KOSSUTH:902::EHV: | 0.06186 | Yes
GEN-2024-329 | 01 NORTH | G01 29SP | 635399 CHEROKEE 3 345 635400 HIGHLAND 3 345 1 | P23:345:MEC:KOSSUTH:902::EHV: | 0.06186 | Yes
GEN-2024-329 | 01 NORTH | G01 29SP | 631138 LAKEFLD3 345 635368 OBRIEN 3 345 1 | P23:345:MEC:KOSSUTH:902::EHV: | 0.06567 | Yes
GEN-2024-329 | 01 NORTH | G01 29SP | 635200 RAUN 3 345 635398 REMSEN 3 345 1 | P23:345:MEC:KOSSUTH:904::EHV: | 0.06186 | Yes
GEN-2024-329 | 01 NORTH | G01 29SP | 635398 REMSEN 3 345 635399 CHEROKEE 3 345 1 | P23:345:MEC:KOSSUTH:904::EHV: | 0.06186 | Yes
GEN-2024-329 | 01 NORTH | G01 29SP | 635399 CHEROKEE 3 345 635400 HIGHLAND 3 345 1 | P23:345:MEC:KOSSUTH:904::EHV: | 0.06186 | Yes
GEN-2024-329 | 01 NORTH | G01 29SP | 631138 LAKEFLD3 345 635368 OBRIEN 3 345 1 | P23:345:MEC:KOSSUTH:904::EHV: | 0.06567 | Yes
GEN-2024-329 | 01 NORTH | G01 29SP | 635200 RAUN 3 345 762779 G18-043 TAP 345 1 | P23:345:MEC:LEHIGH:360::EHV: | 0.06614 | Yes
GEN-2024-329 | 01 NORTH | G01 29SP | 635200 RAUN 3 345 645552 S3452 REACT3 345 1 | P23:345:MEC:LEHIGH:360::EHV: | 0.06741 | Yes
GEN-2024-329 | 01 NORTH | G01 29SP | 635200 RAUN 3 345 652564 SIOUXCY3 345 1 | P23:345:MEC:LEHIGH:360::EHV: | 0.08155 | Yes
GEN-2024-329 | 01 NORTH | G01 29SP | 636000 WEBSTER3 345 636010 LEHIGH 3 345 1 | P23:345:MEC:LEHIGH:390::EHV: | 0.05406 | Yes
GEN-2024-329 | 01 NORTH | G01 29SP | 635200 RAUN 3 345 652564 SIOUXCY3 345 1 | P23:345:MEC:LEHIGH:390::EHV: | 0.07834 | Yes
GEN-2024-329 | 01 NORTH | G01 29SP | 635368 OBRIEN 3 345 635400 HIGHLAND 3 345 1 | P23:345:MEC:LEHIGH:390::EHV: | 0.05599 | Yes
GEN-2024-329 | 01 NORTH | G01 29SP | 631193 HUNTLEY3 345 631197 LEDYARD3 345 1 | P23:345:MEC:LEHIGH:390::EHV: | 0.06284 | Yes
GEN-2024-329 | 01 NORTH | G01 29SP | 635200 RAUN 3 345 635398 REMSEN 3 345 1 | P23:345:MEC:PALO ALTO:903::EHV: | 0.057 | Yes
GEN-2024-329 | 01 NORTH | G01 29SP | 635398 REMSEN 3 345 635399 CHEROKEE 3 345 1 | P23:345:MEC:PALO ALTO:903::EHV: | 0.057 | Yes
GEN-2024-329 | 01 NORTH | G01 29SP | 635399 CHEROKEE 3 345 635400 HIGHLAND 3 345 1 | P23:345:MEC:PALO ALTO:903::EHV: | 0.057 | Yes
GEN-2024-329 | 01 NORTH | G01 29SP | 631138 LAKEFLD3 345 635368 OBRIEN 3 345 1 | P23:345:MEC:PALO ALTO:903::EHV: | 0.06021 | Yes
GEN-2024-329 | 01 NORTH | G01 29SP | 631193 HUNTLEY3 345 631197 LEDYARD3 345 1 | P23:345:MEC:PALO ALTO:903::EHV: | 0.06708 | Yes
GEN-2024-329 | 01 NORTH | G01 29SP | 631193 HUNTLEY3 345 631197 LEDYARD3 345 1 | P23:345:MEC:PALO ALTO:904::EHV: | 0.06371 | Yes
GEN-2024-329 | 01 NORTH | G01 29SP | 635999 IRVINGTON3 345 636000 WEBSTER3 345 1 | P23:345:MEC:RAUN:150::EHV: | 0.05787 | Yes
GEN-2024-329 | 01 NORTH | G01 29SP | 635369 KOSSUTH 3 345 635999 IRVINGTON3 345 1 | P23:345:MEC:RAUN:150::EHV: | 0.05787 | Yes
GEN-2024-329 | 01 NORTH | G01 29SP | 631139 HAZLTON3 345 631270 LASALLE 3 345 1 | P23:345:MEC:WEBSTER:905::EHV: | 0.0517 | Yes
GEN-2024-329 | 01 NORTH | G01 29SP | 631144 MITCHLCO3 345 631270 LASALLE 3 345 1 | P23:345:MEC:WEBSTER:905::EHV: | 0.0517 | Yes
GEN-2024-329 | 01 NORTH | G01 29SP | 635200 RAUN 3 345 635398 REMSEN 3 345 1 | P23:345:MEC:WEBSTER:905::EHV: | 0.07038 | Yes
GEN-2024-329 | 01 NORTH | G01 29SP | 601002 ADAMS 3 345 631144 MITCHLCO3 345 1 | P23:345:MEC:WEBSTER:905::EHV: | 0.0517 | Yes
GEN-2024-329 | 01 NORTH | G01 29SP | 635398 REMSEN 3 345 635399 CHEROKEE 3 345 1 | P23:345:MEC:WEBSTER:905::EHV: | 0.07038 | Yes
GEN-2024-329 | 01 NORTH | G01 29SP | 635399 CHEROKEE 3 345 635400 HIGHLAND 3 345 1 | P23:345:MEC:WEBSTER:905::EHV: | 0.07038 | Yes
GEN-2024-329 | 01 NORTH | G01 29SP | 620480 DEUEL CO 3 345 620483 ASTORIA 3 345 1 | P23:345:MRES:ALEXMRES3:3375::EHV: | 0.07903 | Yes
GEN-2024-329 | 01 NORTH | G01 29SP | 620417 BSSOUTH3 345 620480 DEUEL CO 3 345 1 | P23:345:MRES:ALEXMRES3:3375::EHV: | 0.07903 | Yes
GEN-2024-329 | 01 NORTH | G01 29SP | 635200 RAUN 3 345 645552 S3452 REACT3 345 1 | P23:345:OPPD:S3451-RAUN:::EHV: | 0.08843 | Yes
GEN-2024-329 | 01 NORTH | G01 29SP | 635200 RAUN 3 345 652564 SIOUXCY3 345 1 | P23:345:OPPD:S3451-RAUN:::EHV: | 0.06784 | Yes
GEN-2024-329 | 01 NORTH | G01 29SP | 635200 RAUN 3 345 762779 G18-043 TAP 345 1 | P23:345:OPPD:S3458 NEBCTY1G:LT::EHV: | 0.06194 | Yes
GEN-2024-329 | 01 NORTH | G01 29SP | 635200 RAUN 3 345 762779 G18-043 TAP 345 1 | P23:345:OPPD:S3458 NEBCTY2G:LT::EHV: | 0.06194 | Yes
GEN-2024-329 | 01 NORTH | G01 29SP | 635200 RAUN 3 345 645552 S3452 REACT3 345 1 | P23:345:OPPD:S3458 NEBCTY2G:LT::EHV: | 0.06312 | Yes
GEN-2024-329 | 01 NORTH | G01 29SP | 620480 DEUEL CO 3 345 620483 ASTORIA 3 345 1 | P23:345:OTP::ASTORIA 3:BRK-A5:EHV: | 0.06891 | Yes
GEN-2024-329 | 01 NORTH | G01 29SP | 620417 BSSOUTH3 345 620480 DEUEL CO 3 345 1 | P23:345:OTP::ASTORIA 3:BRK-A5:EHV: | 0.06891 | Yes
GEN-2024-329 | 01 NORTH | G01 29SP | 620358 BUFFALO3 345 620369 JAMESTN3 345 1 | P23:345:OTP::TWIN BRKS 3:3815:EHV: | 0.07651 | Yes
GEN-2024-329 | 01 NORTH | G01 29SP | 601067 BISON 3 345 620358 BUFFALO3 345 1 | P23:345:OTP::TWIN BRKS 3:3815:EHV: | 0.07535 | Yes
GEN-2024-329 | 01 NORTH | G01 29SP | 620358 BUFFALO3 345 620369 JAMESTN3 345 1 | P23:345:OTP:TWINBRKS3:BKR4::EHV: | 0.07651 | Yes
GEN-2024-329 | 01 NORTH | G01 29SP | 601067 BISON 3 345 620358 BUFFALO3 345 1 | P23:345:OTP:TWINBRKS3:BKR4::EHV: | 0.07535 | Yes
GEN-2024-329 | 01 NORTH | G01 29SP | 601031 BRKNGCO3 345 620483 ASTORIA 3 345 1 | P23:345:UMZB:# 7110 #:: CKE IN SD. CKE BREAKER FAULT (192):EHV: | 0.08322 | Yes
GEN-2024-329 | 01 NORTH | G01 29SP | 601031 BRKNGCO3 345 620483 ASTORIA 3 345 1 | P23:345:UMZB:# 7111 #:: CKE IN SD. CKE BREAKER FAULT (292):EHV: | 0.08322 | Yes
GEN-2024-329 | 01 NORTH | G01 29SP | 601031 BRKNGCO3 345 620483 ASTORIA 3 345 1 | P23:345:UMZB:# 7112 #:: CKE IN SD. CKE BREAKER FAULT (392):EHV: | 0.08322 | Yes
GEN-2024-329 | 01 NORTH | G01 29SP | 601031 BRKNGCO3 345 620483 ASTORIA 3 345 1 | P23:345:UMZW:# 823 #:: WH IN SD. :EHV: | 0.09479 | Yes
GEN-2024-329 | 01 NORTH | G01 29SP | 620480 DEUEL CO 3 345 620483 ASTORIA 3 345 1 | P23:345:UMZW:# 823 #:: WH IN SD. :EHV: | 0.09234 | Yes
GEN-2024-329 | 01 NORTH | G01 29SP | 601031 BRKNGCO3 345 652537 WHITE 3 345 1 | P23:345:UMZW:# 823 #:: WH IN SD. :EHV: | 0.05672 | Yes
GEN-2024-329 | 01 NORTH | G01 29SP | 620417 BSSOUTH3 345 620480 DEUEL CO 3 345 1 | P23:345:UMZW:# 823 #:: WH IN SD. :EHV: | 0.09234 | Yes
GEN-2024-329 | 01 NORTH | G01 29SP | 601031 BRKNGCO3 345 620483 ASTORIA 3 345 1 | P23:345:UMZW:# 824 #:: WH IN SD. :EHV: | 0.09479 | Yes
GEN-2024-329 | 01 NORTH | G01 29SP | 620480 DEUEL CO 3 345 620483 ASTORIA 3 345 1 | P23:345:UMZW:# 824 #:: WH IN SD. :EHV: | 0.09235 | Yes
GEN-2024-329 | 01 NORTH | G01 29SP | 601031 BRKNGCO3 345 652537 WHITE 3 345 2 | P23:345:UMZW:# 824 #:: WH IN SD. :EHV: | 0.05674 | Yes
GEN-2024-329 | 01 NORTH | G01 29SP | 620417 BSSOUTH3 345 620480 DEUEL CO 3 345 1 | P23:345:UMZW:# 824 #:: WH IN SD. :EHV: | 0.09235 | Yes
GEN-2024-329 | 01 NORTH | G01 29SP | 601001 FORBES 2 500 601013 ROSEAUS2 500 1 | P23:345:XEL:8N22 SHC:::EHV: | 0.05385 | Yes
GEN-2024-329 | 01 NORTH | G01 29SP | 601012 ROSEAUN2 500 667501 RIEL 2 500 1 | P23:345:XEL:8N22 SHC:::EHV: | 0.05385 | Yes
GEN-2024-329 | 01 NORTH | G01 29SP | 601013 ROSEAUS2 500 601038 ROSEAUM 2 500 1 | P23:345:XEL:8N22 SHC:::EHV: | 0.05385 | Yes
GEN-2024-329 | 01 NORTH | G01 29SP | 601012 ROSEAUN2 500 601038 ROSEAUM 2 500 1 | P23:345:XEL:8N22 SHC:::EHV: | 0.05385 | Yes
GEN-2024-329 | 01 NORTH | G01 29SP | 601001 FORBES 2 500 601017 CHIS-N 2 500 1 | P23:345:XEL:8N22 SHC:::EHV: | 0.06909 | Yes
GEN-2024-329 | 01 NORTH | G01 29SP | 601016 CHIS CO2 500 601017 CHIS-N 2 500 1 | P23:345:XEL:8N22 SHC:::EHV: | 0.06909 | Yes
GEN-2024-329 | 01 NORTH | G01 29SP | 601004 WILMART3 345 601072 SHEAS LK3 345 1 | P23:345:XEL:8N22 SHC:::EHV: | 0.05394 | Yes
GEN-2024-329 | 01 NORTH | G01 29SP | 601050 HELENA 3 345 601072 SHEAS LK3 345 1 | P23:345:XEL:8N22 SHC:::EHV: | 0.05442 | Yes
GEN-2024-329 | 01 NORTH | G01 29SP | 601067 BISON 3 345 658049 ALXLNRCTRT 345 1 | P23:345:XEL:8N22 SHC:::EHV: | 0.05353 | Yes
GEN-2024-329 | 01 NORTH | G01 29SP | 658047 ALEXMRES3 345 658049 ALXLNRCTRT 345 Z1 | P23:345:XEL:8N22 SHC:::EHV: | 0.05353 | Yes
GEN-2024-329 | 01 NORTH | G01 29SP | 635368 OBRIEN 3 345 635400 HIGHLAND 3 345 1 | P23:345:XEL:8N22 SHC:::EHV: | 0.05467 | Yes
GEN-2024-329 | 01 NORTH | G01 29SP | 601039 NROC 3 345 613060 BYRON 3 345 1 | P23:345:XEL:8N22 SHC:::EHV: | 0.05074 | Yes
GEN-2024-329 | 01 NORTH | G01 29SP | 601005 ELM CRK3 345 601022 PARKERS3 345 1 | P23:345:XEL:8N60 LYC:::EHV: | 0.05118 | Yes
GEN-2024-329 | 01 NORTH | G01 29SP | 601006 SPLT RK3 345 652536 WHITE-SRX3 345 1 | P23:345:XEL:8N60 LYC:::EHV: | 0.07282 | Yes
GEN-2024-329 | 01 NORTH | G01 29SP | 601048 LYON CO 3 345 631138 LAKEFLD3 345 1 | P23:345:XEL:8N60 LYC:::EHV: | 0.07279 | Yes
GEN-2024-329 | 01 NORTH | G01 29SP | 601006 SPLT RK3 345 652536 WHITE-SRX3 345 1 | P23:345:XEL:8N63 LYC:::EHV: | 0.07451 | Yes
GEN-2024-329 | 01 NORTH | G01 29SP | 601001 FORBES 2 500 601013 ROSEAUS2 500 1 | P23:345:XEL:8N8 MNN:::EHV: | 0.05385 | Yes
GEN-2024-329 | 01 NORTH | G01 29SP | 601013 ROSEAUS2 500 601038 ROSEAUM 2 500 1 | P23:345:XEL:8N8 MNN:::EHV: | 0.05385 | Yes
GEN-2024-329 | 01 NORTH | G01 29SP | 601012 ROSEAUN2 500 667501 RIEL 2 500 1 | P23:345:XEL:8N8 MNN:::EHV: | 0.05385 | Yes
GEN-2024-329 | 01 NORTH | G01 29SP | 601012 ROSEAUN2 500 601038 ROSEAUM 2 500 1 | P23:345:XEL:8N8 MNN:::EHV: | 0.05385 | Yes
GEN-2024-329 | 01 NORTH | G01 29SP | 601001 FORBES 2 500 601017 CHIS-N 2 500 1 | P23:345:XEL:8N8 MNN:::EHV: | 0.06909 | Yes
GEN-2024-329 | 01 NORTH | G01 29SP | 601016 CHIS CO2 500 601017 CHIS-N 2 500 1 | P23:345:XEL:8N8 MNN:::EHV: | 0.06909 | Yes
GEN-2024-329 | 01 NORTH | G01 29SP | 601004 WILMART3 345 601072 SHEAS LK3 345 1 | P23:345:XEL:8N8 MNN:::EHV: | 0.05394 | Yes
GEN-2024-329 | 01 NORTH | G01 29SP | 601050 HELENA 3 345 601072 SHEAS LK3 345 1 | P23:345:XEL:8N8 MNN:::EHV: | 0.05442 | Yes
GEN-2024-329 | 01 NORTH | G01 29SP | 601067 BISON 3 345 658049 ALXLNRCTRT 345 1 | P23:345:XEL:8N8 MNN:::EHV: | 0.05353 | Yes
GEN-2024-329 | 01 NORTH | G01 29SP | 658047 ALEXMRES3 345 658049 ALXLNRCTRT 345 Z1 | P23:345:XEL:8N8 MNN:::EHV: | 0.05353 | Yes
GEN-2024-329 | 01 NORTH | G01 29SP | 601039 NROC 3 345 613060 BYRON 3 345 1 | P23:345:XEL:8N8 MNN:::EHV: | 0.05074 | Yes
GEN-2024-329 | 01 NORTH | G01 29SP | 601001 FORBES 2 500 601013 ROSEAUS2 500 1 | P23:345:XEL:8P2 KING:::EHV: | 0.05295 | Yes
GEN-2024-329 | 01 NORTH | G01 29SP | 601012 ROSEAUN2 500 667501 RIEL 2 500 1 | P23:345:XEL:8P2 KING:::EHV: | 0.05295 | Yes
GEN-2024-329 | 01 NORTH | G01 29SP | 601013 ROSEAUS2 500 601038 ROSEAUM 2 500 1 | P23:345:XEL:8P2 KING:::EHV: | 0.05295 | Yes
GEN-2024-329 | 01 NORTH | G01 29SP | 601012 ROSEAUN2 500 601038 ROSEAUM 2 500 1 | P23:345:XEL:8P2 KING:::EHV: | 0.05295 | Yes
GEN-2024-329 | 01 NORTH | G01 29SP | 601001 FORBES 2 500 601017 CHIS-N 2 500 1 | P23:345:XEL:8P2 KING:::EHV: | 0.06684 | Yes
GEN-2024-329 | 01 NORTH | G01 29SP | 601016 CHIS CO2 500 601017 CHIS-N 2 500 1 | P23:345:XEL:8P2 KING:::EHV: | 0.06684 | Yes
GEN-2024-329 | 01 NORTH | G01 29SP | 601004 WILMART3 345 601072 SHEAS LK3 345 1 | P23:345:XEL:8P2 KING:::EHV: | 0.05318 | Yes
GEN-2024-329 | 01 NORTH | G01 29SP | 601004 WILMART3 345 631193 HUNTLEY3 345 1 | P23:345:XEL:8S23 WLM:::EHV: | 0.05325 | Yes
GEN-2024-329 | 01 NORTH | G01 29SP | 601048 LYON CO 3 345 631138 LAKEFLD3 345 1 | P23:345:XEL:8S67 HNA:::EHV: | 0.06522 | Yes
GEN-2024-329 | 01 NORTH | G01 29SP | 601048 LYON CO 3 345 631138 LAKEFLD3 345 1 | P23:345:XEL:8S68 HNA:::EHV: | 0.06522 | Yes
GEN-2024-329 | 01 NORTH | G01 29SP | 601048 LYON CO 3 345 631138 LAKEFLD3 345 1 | P23:345:XEL:8S70 HNA:::EHV: | 0.06524 | Yes
GEN-2024-329 | 01 NORTH | G01 29SP | 601039 NROC 3 345 601051 HMPT CNR3 345 1 | P23:345:XEL:8S85 NRH:::EHV: | 0.06489 | Yes
GEN-2024-329 | 01 NORTH | G01 29SP | 601039 NROC 3 345 601051 HMPT CNR3 345 1 | P23:345:XEL:8S98 NRH:::EHV: | 0.05502 | Yes
GEN-2024-329 | 01 NORTH | G01 29SP | 601005 ELM CRK3 345 601022 PARKERS3 345 1 | P23:345:XEL:8X37 BOK:::EHV: | 0.05452 | Yes
GEN-2024-329 | 01 NORTH | G01 29SP | 601067 BISON 3 345 658049 ALXLNRCTRT 345 1 | P23:345:XEL:8X37 BOK:::EHV: | 0.06112 | Yes
GEN-2024-329 | 01 NORTH | G01 29SP | 658047 ALEXMRES3 345 658049 ALXLNRCTRT 345 Z1 | P23:345:XEL:8X37 BOK:::EHV: | 0.06112 | Yes
GEN-2024-329 | 01 NORTH | G01 29SP | 601048 LYON CO 3 345 631138 LAKEFLD3 345 1 | P23:345:XEL:BKR:GRE_CEDARM:302JB4:EHV: | 0.06647 | Yes
GEN-2024-329 | 01 NORTH | G01 29SP | 601050 HELENA 3 345 601072 SHEAS LK3 345 1 | P23:345:XEL:BKR:GRE_CEDARM:302JB7:EHV: | 0.05036 | Yes
GEN-2024-329 | 01 NORTH | G01 29SP | 601048 LYON CO 3 345 631138 LAKEFLD3 345 1 | P23:345:XEL:BKR:GRE_CEDARM:302JB7:EHV: | 0.0665 | Yes
GEN-2024-329 | 01 NORTH | G01 29SP | 601004 WILMART3 345 631193 HUNTLEY3 345 1 | P23:345:XEL:CRANDAL3:8S102 FIELDON RAS OFF::EHV: | 0.05325 | Yes
GEN-2024-329 | 01 NORTH | G01 29SP | 601003 PR ISLD3 345 601039 NROC 3 345 1 | P23:345:XEL:FUTURE 8S49 HMP:::EHV: | 0.06531 | Yes
GEN-2024-329 | 01 NORTH | G01 29SP | 601003 PR ISLD3 345 601039 NROC 3 345 1 | P23:345:XEL:FUTURE 8S84 NRH:::EHV: | 0.0701 | Yes
GEN-2024-329 | 01 NORTH | G01 29SP | 601006 SPLT RK3 345 652536 WHITE-SRX3 345 1 | P23:345:XEL:HAWKSNEST3:8N82::EHV: | 0.07406 | Yes
GEN-2024-329 | 01 NORTH | G01 29SP | 601048 LYON CO 3 345 631138 LAKEFLD3 345 1 | P23:345:XEL:HELENA3:8S68::EHV: | 0.06522 | Yes
GEN-2024-329 | 01 NORTH | G01 29SP | 601005 ELM CRK3 345 601022 PARKERS3 345 1 | P23:345:XEL:LYONCO3:8N60::EHV: | 0.05126 | Yes
GEN-2024-329 | 01 NORTH | G01 29SP | 601006 SPLT RK3 345 652536 WHITE-SRX3 345 1 | P23:345:XEL:LYONCO3:8N60::EHV: | 0.07286 | Yes
GEN-2024-329 | 01 NORTH | G01 29SP | 601006 SPLT RK3 345 652864 SIOUXCY-LNX3 345 1 | P23:345:XEL:LYONCO3:8N60::EHV: | 0.07039 | Yes
GEN-2024-329 | 01 NORTH | G01 29SP | 601001 FORBES 2 500 601013 ROSEAUS2 500 1 | P23:345:XEL:LYONCO3:8N60::EHV: | 0.05513 | Yes
GEN-2024-329 | 01 NORTH | G01 29SP | 601013 ROSEAUS2 500 601038 ROSEAUM 2 500 1 | P23:345:XEL:LYONCO3:8N60::EHV: | 0.05513 | Yes
GEN-2024-329 | 01 NORTH | G01 29SP | 601012 ROSEAUN2 500 667501 RIEL 2 500 1 | P23:345:XEL:LYONCO3:8N60::EHV: | 0.05513 | Yes
GEN-2024-329 | 01 NORTH | G01 29SP | 601012 ROSEAUN2 500 601038 ROSEAUM 2 500 1 | P23:345:XEL:LYONCO3:8N60::EHV: | 0.05513 | Yes
GEN-2024-329 | 01 NORTH | G01 29SP | 601001 FORBES 2 500 601017 CHIS-N 2 500 1 | P23:345:XEL:LYONCO3:8N60::EHV: | 0.07113 | Yes
GEN-2024-329 | 01 NORTH | G01 29SP | 601048 LYON CO 3 345 631138 LAKEFLD3 345 1 | P23:345:XEL:LYONCO3:8N60::EHV: | 0.07287 | Yes
GEN-2024-329 | 01 NORTH | G01 29SP | 601016 CHIS CO2 500 601017 CHIS-N 2 500 1 | P23:345:XEL:LYONCO3:8N60::EHV: | 0.07113 | Yes
GEN-2024-329 | 01 NORTH | G01 29SP | 601067 BISON 3 345 658049 ALXLNRCTRT 345 1 | P23:345:XEL:LYONCO3:8N60::EHV: | 0.0555 | Yes
GEN-2024-329 | 01 NORTH | G01 29SP | 658047 ALEXMRES3 345 658049 ALXLNRCTRT 345 Z1 | P23:345:XEL:LYONCO3:8N60::EHV: | 0.0555 | Yes
GEN-2024-329 | 01 NORTH | G01 29SP | 601006 SPLT RK3 345 652536 WHITE-SRX3 345 1 | P23:345:XEL:LYONCO3:8N63::EHV: | 0.07451 | Yes
GEN-2024-329 | 01 NORTH | G01 29SP | 601001 FORBES 2 500 601017 CHIS-N 2 500 1 | P23:345:XEL:PRISLD3:8H14::EHV: | 0.06917 | Yes
GEN-2024-329 | 01 NORTH | G01 29SP | 601016 CHIS CO2 500 601017 CHIS-N 2 500 1 | P23:345:XEL:PRISLD3:8H14::EHV: | 0.06917 | Yes
GEN-2024-329 | 01 NORTH | G01 29SP | 601004 WILMART3 345 601072 SHEAS LK3 345 1 | P23:345:XEL:PRISLD3:8H14::EHV: | 0.05448 | Yes
GEN-2024-329 | 01 NORTH | G01 29SP | 601050 HELENA 3 345 601072 SHEAS LK3 345 1 | P23:345:XEL:PRISLD3:8H14::EHV: | 0.05498 | Yes
GEN-2024-329 | 01 NORTH | G01 29SP | 601039 NROC 3 345 613060 BYRON 3 345 1 | P23:345:XEL:PRISLD3:8H14::EHV: | 0.05059 | Yes
GEN-2024-329 | 01 NORTH | G01 29SP | 601001 FORBES 2 500 601017 CHIS-N 2 500 1 | P23:345:XEL:PRISLD3:8H17::EHV: | 0.06858 | Yes
GEN-2024-329 | 01 NORTH | G01 29SP | 601016 CHIS CO2 500 601017 CHIS-N 2 500 1 | P23:345:XEL:PRISLD3:8H17::EHV: | 0.06858 | Yes
GEN-2024-329 | 01 NORTH | G01 29SP | 601004 WILMART3 345 601072 SHEAS LK3 345 1 | P23:345:XEL:PRISLD3:8H17::EHV: | 0.05398 | Yes
GEN-2024-329 | 01 NORTH | G01 29SP | 601050 HELENA 3 345 601072 SHEAS LK3 345 1 | P23:345:XEL:PRISLD3:8H17::EHV: | 0.05444 | Yes
GEN-2024-329 | 01 NORTH | G01 29SP | 601039 NROC 3 345 613060 BYRON 3 345 1 | P23:345:XEL:PRISLD3:8H17::EHV: | 0.0501 | Yes
GEN-2024-329 | 01 NORTH | G01 29SP | 601004 WILMART3 345 631193 HUNTLEY3 345 1 | P23:345:XEL:WILMART3:8S23::EHV: | 0.05325 | Yes
GEN-2024-329 | 01 NORTH | G01 29SP | 601003 PR ISLD3 345 601039 NROC 3 345 1 | P23:345:XEL-GRE:FUTURE 8S46 HMP:::EHV: | 0.07175 | Yes
GEN-2024-329 | 01 NORTH | G01 29SP | 601039 NROC 3 345 601051 HMPT CNR3 345 1 | P23:345:XEL-SMMPA:8H8 PRI AS:::EHV: | 0.06598 | Yes
GEN-2024-329 | 01 NORTH | G01 29SP | 608422 IRONRNG2 500 996492 IRRNTR1 230 1 | P23:500:XEL:602LX FBS:::EHV: | 0.05423 | Yes
GEN-2024-329 | 01 NORTH | G01 29SP | 608622 IRONRNG4 230 996492 IRRNTR1 230 1 | P23:500:XEL:602LX FBS:::EHV: | 0.05423 | Yes
GEN-2024-329 | 01 NORTH | G01 29SP | 608410 WARRVRN2 500 608411 WARRVRM2 500 1 | P23:500:XEL:602LX FBS:::EHV: | 0.05423 | Yes
GEN-2024-329 | 01 NORTH | G01 29SP | 608411 WARRVRM2 500 608412 WARRVRS2 500 1 | P23:500:XEL:602LX FBS:::EHV: | 0.05423 | Yes
GEN-2024-329 | 01 NORTH | G01 29SP | 608412 WARRVRS2 500 608423 IRRN-RX2 500 1 | P23:500:XEL:602LX FBS:::EHV: | 0.05423 | Yes
GEN-2024-329 | 01 NORTH | G01 29SP | 608410 WARRVRN2 500 667500 DORSEY 2 500 1 | P23:500:XEL:602LX FBS:::EHV: | 0.05423 | Yes
GEN-2024-329 | 01 NORTH | G01 29SP | 608422 IRONRNG2 500 608423 IRRN-RX2 500 Z | P23:500:XEL:602LX FBS:::EHV: | 0.05423 | Yes
GEN-2024-329 | 01 NORTH | G01 29SP | 601016 CHIS CO2 500 996556 C073455(1-2) 345 10 | P23:500:XEL:CHISCO3:8P36::EHV: | 0.05977 | Yes
GEN-2024-329 | 01 NORTH | G01 29SP | 601018 CHIS CO3 345 996556 C073455(1-2) 345 10 | P23:500:XEL:CHISCO3:8P36::EHV: | 0.05977 | Yes
GEN-2024-329 | 01 NORTH | G01 29SP | 601014 AS KING3 345 601021 KOLMNLK3 345 1 | P23:500:XEL:CHISCO3:8P36::EHV: | 0.05721 | Yes
GEN-2024-329 | 01 NORTH | G01 29SP | 601016 CHIS CO2 500 996557 C055765(2-4) 345 9 | P23:500:XEL:CHISCO3:8P42 AS::EHV: | 0.06177 | Yes
GEN-2024-329 | 01 NORTH | G01 29SP | 601018 CHIS CO3 345 996557 C055765(2-4) 345 9 | P23:500:XEL:CHISCO3:8P42 AS::EHV: | 0.06177 | Yes
GEN-2024-329 | 01 NORTH | G01 29SP | 601014 AS KING3 345 601018 CHIS CO3 345 1 | P23:500:XEL:CHISCO3:8P42 AS::EHV: | 0.05052 | Yes
GEN-2024-329 | 01 NORTH | G01 29SP | 601067 BISON 3 345 658049 ALXLNRCTRT 345 1 | P23:500:XEL:CHISCO3:9P1::EHV: | 0.05909 | Yes
GEN-2024-329 | 01 NORTH | G01 29SP | 658047 ALEXMRES3 345 658049 ALXLNRCTRT 345 Z1 | P23:500:XEL:CHISCO3:9P1::EHV: | 0.05909 | Yes
GEN-2024-329 | 01 NORTH | G01 29SP | 601067 BISON 3 345 658049 ALXLNRCTRT 345 1 | P23:500:XEL:CHISCO3:9P20::EHV: | 0.05909 | Yes
GEN-2024-329 | 01 NORTH | G01 29SP | 658047 ALEXMRES3 345 658049 ALXLNRCTRT 345 Z1 | P23:500:XEL:CHISCO3:9P20::EHV: | 0.05909 | Yes
GEN-2024-329 | 01 NORTH | G01 29SP | 620358 BUFFALO3 345 620369 JAMESTN3 345 1 | P42:345:MDU:ELLENDALE345:JAMESTOWN:EL5: | 0.07626 | Yes
GEN-2024-329 | 01 NORTH | G01 29SP | 601067 BISON 3 345 620358 BUFFALO3 345 1 | P42:345:MDU:ELLENDALE345:JAMESTOWN:EL5: | 0.07501 | Yes
GEN-2024-329 | 01 NORTH | G01 29SP | 603022 SOURIS 7 115 603270 MAGIC CITY 7 115 1 | P42:345:UMZB:# 2504 #:: AVS IN ND. STUCK BREAKER (4396):EHV: | 0.0556 | Yes
GEN-2024-329 | 01 NORTH | G01 29SP | 603023 MALLARD7 115 659155 LOGAN___-BE7 115 1 | P42:345:UMZB:# 2504 #:: AVS IN ND. STUCK BREAKER (4396):EHV: | 0.09248 | Yes
GEN-2024-329 | 01 NORTH | G01 29SP | 601031 BRKNGCO3 345 620483 ASTORIA 3 345 1 | P42:345:UMZB:# 7114 #:: CKE IN SD. CKE-WT2 BRANCH FAULT & CKE 292 STUCK BKR:EHV: | 0.08322 | Yes
GEN-2024-329 | 01 NORTH | G01 29SP | 601031 BRKNGCO3 345 620483 ASTORIA 3 345 1 | P42:345:UMZB:# 7115 #:: CKE IN SD. CKE-GRT BRANCH FAULT & CKE 292 STUCK BKR:EHV: | 0.08322 | Yes
GEN-2024-329 | 01 NORTH | G01 29SP | 601031 BRKNGCO3 345 620483 ASTORIA 3 345 1 | P42:345:UMZB:# 7116 #:: CKE IN SD. CKE-GRT BRANCH FAULT & CKE 392 STUCK BKR:EHV: | 0.08322 | Yes
GEN-2024-329 | 01 NORTH | G01 29SP | 601031 BRKNGCO3 345 620483 ASTORIA 3 345 1 | P42:345:UMZB:# 7117 #:: CKE IN SD. CKE-CKW BRANCH FAULT & CKE 192 STUCK BKR:EHV: | 0.08322 | Yes
GEN-2024-329 | 01 NORTH | G01 29SP | 620480 DEUEL CO 3 345 620483 ASTORIA 3 345 1 | P42:345:UMZB:# 7117 #:: CKE IN SD. CKE-CKW BRANCH FAULT & CKE 192 STUCK BKR:EHV: | 0.08188 | Yes
GEN-2024-329 | 01 NORTH | G01 29SP | 601031 BRKNGCO3 345 620483 ASTORIA 3 345 1 | P42:345:UMZB:# 7118 #:: CKE IN SD. CKE-CKW BRANCH FAULT & CKE 392 STUCK BKR:EHV: | 0.08322 | Yes
GEN-2024-329 | 01 NORTH | G01 29SP | 601006 SPLT RK3 345 652864 SIOUXCY-LNX3 345 1 | P51:22:KCPL:LACYGNE7:::EHV: | 0.0676 | Yes
GEN-2024-329 | 01 NORTH | G01 29SP | 601067 BISON 3 345 658049 ALXLNRCTRT 345 1 | P54:500:XEL:CHI | 0.05909 | Yes
GEN-2024-329 | 01 NORTH | G01 29SP | 658047 ALEXMRES3 345 658049 ALXLNRCTRT 345 Z1 | P54:500:XEL:CHI | 0.05909 | Yes
GEN-2024-329 | 01 NORTH | G01 29SP | 636000 WEBSTER3 345 636010 LEHIGH 3 345 1 | P55:345:MEC:GARD AVE | 0.05406 | Yes
GEN-2024-329 | 01 NORTH | G01 29SP | 635600 GRIMES 3 345 636003 BEAVER CRK 3 345 1 | P55:345:MEC:GDMEC | 0.05167 | Yes
GEN-2024-329 | 01 NORTH | G01 29SP | 636003 BEAVER CRK 3 345 636010 LEHIGH 3 345 1 | P55:345:MEC:GDMEC | 0.05167 | Yes
GEN-2024-329 | 01 NORTH | G01 29SP | 635200 RAUN 3 345 635398 REMSEN 3 345 1 | P55:345:MEC:IRVINGTON | 0.06445 | Yes
GEN-2024-329 | 01 NORTH | G01 29SP | 635398 REMSEN 3 345 635399 CHEROKEE 3 345 1 | P55:345:MEC:IRVINGTON | 0.06445 | Yes
GEN-2024-329 | 01 NORTH | G01 29SP | 635399 CHEROKEE 3 345 635400 HIGHLAND 3 345 1 | P55:345:MEC:IRVINGTON | 0.06445 | Yes
GEN-2024-329 | 01 NORTH | G01 29SP | 635200 RAUN 3 345 635398 REMSEN 3 345 1 | P55:345:MEC:KOSSUTH | 0.06186 | Yes
GEN-2024-329 | 01 NORTH | G01 29SP | 635398 REMSEN 3 345 635399 CHEROKEE 3 345 1 | P55:345:MEC:KOSSUTH | 0.06186 | Yes
GEN-2024-329 | 01 NORTH | G01 29SP | 635399 CHEROKEE 3 345 635400 HIGHLAND 3 345 1 | P55:345:MEC:KOSSUTH | 0.06186 | Yes
GEN-2024-329 | 01 NORTH | G01 29SP | 631138 LAKEFLD3 345 635368 OBRIEN 3 345 1 | P55:345:MEC:KOSSUTH | 0.06567 | Yes
GEN-2024-329 | 01 NORTH | G01 29SP | 631193 HUNTLEY3 345 631197 LEDYARD3 345 1 | P55:345:MEC:PALO ALTO | 0.06708 | Yes
GEN-2024-329 | 01 NORTH | G01 29SP | 631138 LAKEFLD3 345 635368 OBRIEN 3 345 1 | P55:345:MEC:PALO ALTO | 0.06021 | Yes
GEN-2024-329 | 01 NORTH | G01 29SP | 635200 RAUN 3 345 762779 G18-043 TAP 345 1 | P55:345:OPPD:S3458 3::FN13:EHV: | 0.05061 | Yes
GEN-2024-329 | 01 NORTH | G01 29SP | 601006 SPLT RK3 345 652536 WHITE-SRX3 345 1 | P55:345:OPPD:S3458 3::FN13:EHV: | 0.06652 | Yes
GEN-2024-329 | 01 NORTH | G01 29SP | 635018 NORTHBORO 3 345 635570 ORIENT 3 345 1 | P55:345:OPPD:S3458 3::FN13:EHV: | 0.05791 | Yes
GEN-2024-329 | 01 NORTH | G01 29SP | 601006 SPLT RK3 345 652864 SIOUXCY-LNX3 345 1 | P55:345:OPPD:S3458 3::FN13:EHV: | 0.06407 | Yes
GEN-2024-329 | 01 NORTH | G01 29SP | 635017 ATCHISON 3 345 635018 NORTHBORO 3 345 1 | P55:345:OPPD:S3458 3::FN13:EHV: | 0.05791 | Yes
GEN-2024-329 | 01 NORTH | G01 29SP | 635017 ATCHISON 3 345 640139 COOPER 3 345 1 | P55:345:OPPD:S3458 3::FN13:EHV: | 0.05791 | Yes
GEN-2024-329 | 01 NORTH | G01 29SP | 635200 RAUN 3 345 645552 S3452 REACT3 345 1 | P55:345:OPPD:S3458 3::FN13:EHV: | 0.05139 | Yes
GEN-2024-329 | 01 NORTH | G01 29SP | 635200 RAUN 3 345 762779 G18-043 TAP 345 1 | P55:345:OPPD:S3740 3::FN13:EHV: | 0.05872 | Yes
GEN-2024-329 | 01 NORTH | G01 29SP | 635200 RAUN 3 345 645552 S3452 REACT3 345 1 | P55:345:OPPD:S3740 3::FN13:EHV: | 0.05977 | Yes
GEN-2024-329 | 01 NORTH | G01 29SP | 601004 WILMART3 345 631193 HUNTLEY3 345 1 | P55:345:XEL:CDL | 0.05325 | Yes
GEN-2024-329 | 01 NORTH | G01 29SP | 601003 PR ISLD3 345 601039 NROC 3 345 1 | P55:345:XEL:HMP2 | 0.06657 | Yes
GEN-2024-329 | 01 NORTH | G01 29SP | 601006 SPLT RK3 345 652536 WHITE-SRX3 345 1 | P55:345:XEL:HNL1 | 0.07406 | Yes
GEN-2024-329 | 01 NORTH | G01 29SP | 601004 WILMART3 345 601072 SHEAS LK3 345 1 | P55:345:XEL:MNN1 | 0.05305 | Yes
GEN-2024-329 | 01 NORTH | G01 29SP | 601050 HELENA 3 345 601072 SHEAS LK3 345 1 | P55:345:XEL:MNN1 | 0.0535 | Yes
GEN-2024-329 | 01 NORTH | G01 29SP | 601067 BISON 3 345 658049 ALXLNRCTRT 345 1 | P55:345:XEL:MNN1 | 0.05004 | Yes
GEN-2024-329 | 01 NORTH | G01 29SP | 658047 ALEXMRES3 345 658049 ALXLNRCTRT 345 Z1 | P55:345:XEL:MNN1 | 0.05004 | Yes
GEN-2024-329 | 01 NORTH | G01 29SP | 601039 NROC 3 345 613060 BYRON 3 345 1 | P55:345:XEL:MNN1 | 0.05038 | Yes
GEN-2024-329 | 01 NORTH | G01 29SP | 601039 NROC 3 345 601051 HMPT CNR3 345 1 | P55:345:XEL:NRH1 | 0.05187 | Yes
GEN-2024-329 | 01 NORTH | G01 29SP | 601001 FORBES 2 500 601013 ROSEAUS2 500 1 | P55:345:XEL:PRI1 | 0.0536 | Yes
GEN-2024-329 | 01 NORTH | G01 29SP | 601013 ROSEAUS2 500 601038 ROSEAUM 2 500 1 | P55:345:XEL:PRI1 | 0.0536 | Yes
GEN-2024-329 | 01 NORTH | G01 29SP | 601012 ROSEAUN2 500 667501 RIEL 2 500 1 | P55:345:XEL:PRI1 | 0.0536 | Yes
GEN-2024-329 | 01 NORTH | G01 29SP | 601012 ROSEAUN2 500 601038 ROSEAUM 2 500 1 | P55:345:XEL:PRI1 | 0.0536 | Yes
GEN-2024-329 | 01 NORTH | G01 29SP | 601004 WILMART3 345 601072 SHEAS LK3 345 1 | P55:345:XEL:PRI1 | 0.05398 | Yes
GEN-2024-329 | 01 NORTH | G01 29SP | 601001 FORBES 2 500 601017 CHIS-N 2 500 1 | P55:345:XEL:PRI1 | 0.06857 | Yes
GEN-2024-329 | 01 NORTH | G01 29SP | 601050 HELENA 3 345 601072 SHEAS LK3 345 1 | P55:345:XEL:PRI1 | 0.05444 | Yes
GEN-2024-329 | 01 NORTH | G01 29SP | 601016 CHIS CO2 500 601017 CHIS-N 2 500 1 | P55:345:XEL:PRI1 | 0.06857 | Yes
GEN-2024-329 | 01 NORTH | G01 29SP | 635368 OBRIEN 3 345 635400 HIGHLAND 3 345 1 | P55:345:XEL:PRI1 | 0.05461 | Yes
GEN-2024-329 | 01 NORTH | G01 29SP | 601039 NROC 3 345 613060 BYRON 3 345 1 | P55:345:XEL:PRI1 | 0.0501 | Yes
GEN-2024-329 | 01 NORTH | G01 29SP | 635200 RAUN 3 345 652564 SIOUXCY3 345 1 | P55:345:XEL:PRI1 | 0.07708 | Yes
GEN-2024-329 | 01 NORTH | G01 29SP | 601067 BISON 3 345 658049 ALXLNRCTRT 345 1 | P55:345:XEL:PRI1 | 0.05334 | Yes
GEN-2024-329 | 01 NORTH | G01 29SP | 658047 ALEXMRES3 345 658049 ALXLNRCTRT 345 Z1 | P55:345:XEL:PRI1 | 0.05334 | Yes
GEN-2024-329 | 01 NORTH | G01 29SP | 631138 LAKEFLD3 345 635368 OBRIEN 3 345 1 | P55:345:XEL:PRI1 | 0.06425 | Yes
GEN-2024-329 | 01 NORTH | G01 29SP | 601002 ADAMS 3 345 615306 GRE-PL VLLY3 345 1 | P55:345:XEL:PRI1 | 0.05014 | Yes
GEN-2024-329 | 01 NORTH | G01 29SP | 631193 HUNTLEY3 345 631197 LEDYARD3 345 1 | P55:345:XEL:PRI1 | 0.06364 | Yes
GEN-2024-329 | 01 NORTH | G01 29SP | 601006 SPLT RK3 345 652536 WHITE-SRX3 345 1 | P55:345:XEL:SBL BUS 1 | 0.07408 | Yes
GEN-2024-329 | 01 NORTH | G01 29SP | 608422 IRONRNG2 500 996492 IRRNTR1 230 1 | 601001 FORBES 2 500 601013 ROSEAUS2 500 1 | 0.05423 | Yes
GEN-2024-329 | 01 NORTH | G01 29SP | 608622 IRONRNG4 230 996492 IRRNTR1 230 1 | 601001 FORBES 2 500 601013 ROSEAUS2 500 1 | 0.05423 | Yes
GEN-2024-329 | 01 NORTH | G01 29SP | 608410 WARRVRN2 500 608411 WARRVRM2 500 1 | 601001 FORBES 2 500 601013 ROSEAUS2 500 1 | 0.05423 | Yes
GEN-2024-329 | 01 NORTH | G01 29SP | 608411 WARRVRM2 500 608412 WARRVRS2 500 1 | 601001 FORBES 2 500 601013 ROSEAUS2 500 1 | 0.05423 | Yes
GEN-2024-329 | 01 NORTH | G01 29SP | 608412 WARRVRS2 500 608423 IRRN-RX2 500 1 | 601001 FORBES 2 500 601013 ROSEAUS2 500 1 | 0.05423 | Yes
GEN-2024-329 | 01 NORTH | G01 29SP | 608410 WARRVRN2 500 667500 DORSEY 2 500 1 | 601001 FORBES 2 500 601013 ROSEAUS2 500 1 | 0.05423 | Yes
GEN-2024-329 | 01 NORTH | G01 29SP | 608422 IRONRNG2 500 608423 IRRN-RX2 500 Z | 601001 FORBES 2 500 601013 ROSEAUS2 500 1 | 0.05423 | Yes
GEN-2024-329 | 01 NORTH | G01 29SP | 601067 BISON 3 345 658049 ALXLNRCTRT 345 1 | 601001 FORBES 2 500 601017 CHIS-N 2 500 1 | 0.05909 | Yes
GEN-2024-329 | 01 NORTH | G01 29SP | 658047 ALEXMRES3 345 658049 ALXLNRCTRT 345 Z1 | 601001 FORBES 2 500 601017 CHIS-N 2 500 1 | 0.05909 | Yes
GEN-2024-329 | 01 NORTH | G01 29SP | 601003 PR ISLD3 345 601039 NROC 3 345 1 | 601004 WILMART3 345 601039 NROC 3 345 1 | 0.05067 | Yes
GEN-2024-329 | 01 NORTH | G01 29SP | 601004 WILMART3 345 601072 SHEAS LK3 345 1 | 601004 WILMART3 345 601039 NROC 3 345 1 | 0.05454 | Yes
GEN-2024-329 | 01 NORTH | G01 29SP | 601050 HELENA 3 345 601072 SHEAS LK3 345 1 | 601004 WILMART3 345 601039 NROC 3 345 1 | 0.05503 | Yes
GEN-2024-329 | 01 NORTH | G01 29SP | 620369 JAMESTN3 345 657791 CENTER 3 345 1 | 601012 ROSEAUN2 500 601038 ROSEAUM 2 500 1 | 0.08784 | Yes
GEN-2024-329 | 01 NORTH | G01 29SP | 608422 IRONRNG2 500 996492 IRRNTR1 230 1 | 601012 ROSEAUN2 500 601038 ROSEAUM 2 500 1 | 0.05423 | Yes
GEN-2024-329 | 01 NORTH | G01 29SP | 608622 IRONRNG4 230 996492 IRRNTR1 230 1 | 601012 ROSEAUN2 500 601038 ROSEAUM 2 500 1 | 0.05423 | Yes
GEN-2024-329 | 01 NORTH | G01 29SP | 608410 WARRVRN2 500 608411 WARRVRM2 500 1 | 601012 ROSEAUN2 500 601038 ROSEAUM 2 500 1 | 0.05423 | Yes
GEN-2024-329 | 01 NORTH | G01 29SP | 608411 WARRVRM2 500 608412 WARRVRS2 500 1 | 601012 ROSEAUN2 500 601038 ROSEAUM 2 500 1 | 0.05423 | Yes
GEN-2024-329 | 01 NORTH | G01 29SP | 608412 WARRVRS2 500 608423 IRRN-RX2 500 1 | 601012 ROSEAUN2 500 601038 ROSEAUM 2 500 1 | 0.05423 | Yes
GEN-2024-329 | 01 NORTH | G01 29SP | 608410 WARRVRN2 500 667500 DORSEY 2 500 1 | 601012 ROSEAUN2 500 601038 ROSEAUM 2 500 1 | 0.05423 | Yes
GEN-2024-329 | 01 NORTH | G01 29SP | 608422 IRONRNG2 500 608423 IRRN-RX2 500 Z | 601012 ROSEAUN2 500 601038 ROSEAUM 2 500 1 | 0.05423 | Yes
GEN-2024-329 | 01 NORTH | G01 29SP | 608422 IRONRNG2 500 996492 IRRNTR1 230 1 | 601013 ROSEAUS2 500 601038 ROSEAUM 2 500 1 | 0.05423 | Yes
GEN-2024-329 | 01 NORTH | G01 29SP | 608622 IRONRNG4 230 996492 IRRNTR1 230 1 | 601013 ROSEAUS2 500 601038 ROSEAUM 2 500 1 | 0.05423 | Yes
GEN-2024-329 | 01 NORTH | G01 29SP | 608410 WARRVRN2 500 608411 WARRVRM2 500 1 | 601013 ROSEAUS2 500 601038 ROSEAUM 2 500 1 | 0.05423 | Yes
GEN-2024-329 | 01 NORTH | G01 29SP | 608411 WARRVRM2 500 608412 WARRVRS2 500 1 | 601013 ROSEAUS2 500 601038 ROSEAUM 2 500 1 | 0.05423 | Yes
GEN-2024-329 | 01 NORTH | G01 29SP | 608412 WARRVRS2 500 608423 IRRN-RX2 500 1 | 601013 ROSEAUS2 500 601038 ROSEAUM 2 500 1 | 0.05423 | Yes
GEN-2024-329 | 01 NORTH | G01 29SP | 608410 WARRVRN2 500 667500 DORSEY 2 500 1 | 601013 ROSEAUS2 500 601038 ROSEAUM 2 500 1 | 0.05423 | Yes
GEN-2024-329 | 01 NORTH | G01 29SP | 608422 IRONRNG2 500 608423 IRRN-RX2 500 Z | 601013 ROSEAUS2 500 601038 ROSEAUM 2 500 1 | 0.05423 | Yes
GEN-2024-329 | 01 NORTH | G01 29SP | 601067 BISON 3 345 658049 ALXLNRCTRT 345 1 | 601016 CHIS CO2 500 601017 CHIS-N 2 500 1 | 0.05909 | Yes
GEN-2024-329 | 01 NORTH | G01 29SP | 658047 ALEXMRES3 345 658049 ALXLNRCTRT 345 Z1 | 601016 CHIS CO2 500 601017 CHIS-N 2 500 1 | 0.05909 | Yes
GEN-2024-329 | 01 NORTH | G01 29SP | 601006 SPLT RK3 345 652536 WHITE-SRX3 345 1 | 601031 BRKNGCO3 345 601077 HAWKSNEST 3 345 1 | 0.07406 | Yes
GEN-2024-329 | 01 NORTH | G01 29SP | 601006 SPLT RK3 345 652536 WHITE-SRX3 345 1 | 601031 BRKNGCO3 345 601087 STEEP BK LK3 345 2 | 0.07408 | Yes
GEN-2024-329 | 01 NORTH | G01 29SP | 601006 SPLT RK3 345 652864 SIOUXCY-LNX3 345 1 | 601034 NOBLES 3 345 631138 LAKEFLD3 345 1 | 0.07327 | Yes
GEN-2024-329 | 01 NORTH | G01 29SP | 601048 LYON CO 3 345 631138 LAKEFLD3 345 1 | 601034 NOBLES 3 345 631138 LAKEFLD3 345 1 | 0.06722 | Yes
GEN-2024-329 | 01 NORTH | G01 29SP | 631139 HAZLTON3 345 631270 LASALLE 3 345 1 | 601039 NROC 3 345 601083 TREMVAL3 345 1 | 0.05082 | Yes
GEN-2024-329 | 01 NORTH | G01 29SP | 631144 MITCHLCO3 345 631270 LASALLE 3 345 1 | 601039 NROC 3 345 601083 TREMVAL3 345 1 | 0.05082 | Yes
GEN-2024-329 | 01 NORTH | G01 29SP | 601002 ADAMS 3 345 631144 MITCHLCO3 345 1 | 601039 NROC 3 345 601083 TREMVAL3 345 1 | 0.05082 | Yes
GEN-2024-329 | 01 NORTH | G01 29SP | 601002 ADAMS 3 345 615306 GRE-PL VLLY3 345 1 | 601039 NROC 3 345 601083 TREMVAL3 345 1 | 0.0527 | Yes
GEN-2024-329 | 01 NORTH | G01 29SP | 601006 SPLT RK3 345 652536 WHITE-SRX3 345 1 | 601048 LYON CO 3 345 601087 STEEP BK LK3 345 2 | 0.07408 | Yes
GEN-2024-329 | 01 NORTH | G01 29SP | 601006 SPLT RK3 345 652536 WHITE-SRX3 345 1 | 601048 LYON CO 3 345 631138 LAKEFLD3 345 1 | 0.08307 | Yes
GEN-2024-329 | 01 NORTH | G01 29SP | 601048 LYON CO 3 345 631138 LAKEFLD3 345 1 | 601050 HELENA 3 345 615646 GRE-CDRMTH13 345 1 | 0.06522 | Yes
GEN-2024-329 | 01 NORTH | G01 29SP | 601048 LYON CO 3 345 631138 LAKEFLD3 345 1 | 601050 HELENA 3 345 615647 GRE-CDRMTH23 345 2 | 0.06523 | Yes
GEN-2024-329 | 01 NORTH | G01 29SP | 631139 HAZLTON3 345 631270 LASALLE 3 345 1 | 601083 TREMVAL3 345 694098 NMA B5 345 345 1 | 0.05531 | Yes
GEN-2024-329 | 01 NORTH | G01 29SP | 631144 MITCHLCO3 345 631270 LASALLE 3 345 1 | 601083 TREMVAL3 345 694098 NMA B5 345 345 1 | 0.05531 | Yes
GEN-2024-329 | 01 NORTH | G01 29SP | 601002 ADAMS 3 345 631144 MITCHLCO3 345 1 | 601083 TREMVAL3 345 694098 NMA B5 345 345 1 | 0.05531 | Yes
GEN-2024-329 | 01 NORTH | G01 29SP | 601002 ADAMS 3 345 615306 GRE-PL VLLY3 345 1 | 601083 TREMVAL3 345 694098 NMA B5 345 345 1 | 0.05676 | Yes
GEN-2024-329 | 01 NORTH | G01 29SP | 601002 ADAMS 3 345 615306 GRE-PL VLLY3 345 1 | 606027 J1072 COL 34.5 601090 J1072 SUB 345 1 | 0.05056 | Yes
GEN-2024-329 | 01 NORTH | G01 29SP | 620369 JAMESTN3 345 657791 CENTER 3 345 1 | 608607 NELSNLK4 230 615901 GRE-STANTON4 230 1 | 0.06976 | Yes
GEN-2024-329 | 01 NORTH | G01 29SP | 620358 BUFFALO3 345 620369 JAMESTN3 345 1 | 608607 NELSNLK4 230 615901 GRE-STANTON4 230 1 | 0.05104 | Yes
GEN-2024-329 | 01 NORTH | G01 29SP | 601067 BISON 3 345 620358 BUFFALO3 345 1 | 608607 NELSNLK4 230 615901 GRE-STANTON4 230 1 | 0.05114 | Yes
GEN-2024-329 | 01 NORTH | G01 29SP | 602057 PEACE GARD 5 230 620379 RUGBY 4 230 1 | 608607 NELSNLK4 230 615901 GRE-STANTON4 230 1 | 0.05297 | Yes
GEN-2024-329 | 01 NORTH | G01 29SP | 602057 PEACE GARD 5 230 667085 G82RPHT1 230 1 | 615335 GRE-RAMSEY 4 230 615907 GRE-RMSYCB24 230 Z | 0.0511 | Yes
GEN-2024-329 | 01 NORTH | G01 29SP | 602057 PEACE GARD 5 230 667085 G82RPHT1 230 1 | 615907 GRE-RMSYCB24 230 615908 GRE-RMSYCB14 230 Z | 0.0511 | Yes
GEN-2024-329 | 01 NORTH | G01 29SP | 602057 PEACE GARD 5 230 667085 G82RPHT1 230 1 | 615908 GRE-RMSYCB14 230 615912 GRE-FLICKRT4 230 1 | 0.0511 | Yes
GEN-2024-329 | 01 NORTH | G01 29SP | 602057 PEACE GARD 5 230 667085 G82RPHT1 230 1 | 615912 GRE-FLICKRT4 230 657755 PRAIRIE4 230 1 | 0.0511 | Yes
GEN-2024-329 | 01 NORTH | G01 29SP | 620480 DEUEL CO 3 345 620483 ASTORIA 3 345 1 | 620314 BIGSTON4 230 3WXFMR 620:BIG STONE 230- 2 | 0.07167 | Yes
GEN-2024-329 | 01 NORTH | G01 29SP | 620417 BSSOUTH3 345 620480 DEUEL CO 3 345 1 | 620314 BIGSTON4 230 3WXFMR 620:BIG STONE 230- 2 | 0.07167 | Yes
GEN-2024-329 | 01 NORTH | G01 29SP | 620358 BUFFALO3 345 620369 JAMESTN3 345 1 | 620369 JAMESTN3 345 620769 JMS SHUNT 3 345 Z | 0.07626 | Yes
GEN-2024-329 | 01 NORTH | G01 29SP | 601067 BISON 3 345 620358 BUFFALO3 345 1 | 620369 JAMESTN3 345 620769 JMS SHUNT 3 345 Z | 0.07501 | Yes
GEN-2024-329 | 01 NORTH | G01 29SP | 601031 BRKNGCO3 345 620483 ASTORIA 3 345 1 | 620417 BSSOUTH3 345 620427 HANKINSON 3 345 1 | 0.0592 | Yes
GEN-2024-329 | 01 NORTH | G01 29SP | 620480 DEUEL CO 3 345 620483 ASTORIA 3 345 1 | 620417 BSSOUTH3 345 620427 HANKINSON 3 345 1 | 0.05801 | Yes
GEN-2024-329 | 01 NORTH | G01 29SP | 620417 BSSOUTH3 345 620480 DEUEL CO 3 345 1 | 620417 BSSOUTH3 345 620427 HANKINSON 3 345 1 | 0.05801 | Yes
GEN-2024-329 | 01 NORTH | G01 29SP | 620480 DEUEL CO 3 345 620483 ASTORIA 3 345 1 | 620482 J510 ASTOR 3 345 620083 J510 ASTORG1 21.0 1 | 0.06891 | Yes
GEN-2024-329 | 01 NORTH | G01 29SP | 620417 BSSOUTH3 345 620480 DEUEL CO 3 345 1 | 620482 J510 ASTOR 3 345 620083 J510 ASTORG1 21.0 1 | 0.06891 | Yes
GEN-2024-329 | 01 NORTH | G01 29SP | 635999 IRVINGTON3 345 636000 WEBSTER3 345 1 | 627062 BISON 3 345 627217 BLUEBILL3 345 1 | 0.05696 | Yes
GEN-2024-329 | 01 NORTH | G01 29SP | 635369 KOSSUTH 3 345 635999 IRVINGTON3 345 1 | 627062 BISON 3 345 627217 BLUEBILL3 345 1 | 0.05696 | Yes
GEN-2024-329 | 01 NORTH | G01 29SP | 635999 IRVINGTON3 345 636000 WEBSTER3 345 1 | 627217 BLUEBILL3 345 631198 COLBY3 345 1 | 0.05696 | Yes
GEN-2024-329 | 01 NORTH | G01 29SP | 635369 KOSSUTH 3 345 635999 IRVINGTON3 345 1 | 627217 BLUEBILL3 345 631198 COLBY3 345 1 | 0.05696 | Yes
GEN-2024-329 | 01 NORTH | G01 29SP | 631197 LEDYARD3 345 635369 KOSSUTH 3 345 1 | 627217 BLUEBILL3 345 631198 COLBY3 345 1 | 0.05244 | Yes
GEN-2024-329 | 01 NORTH | G01 29SP | 631193 HUNTLEY3 345 631197 LEDYARD3 345 1 | 627217 BLUEBILL3 345 631198 COLBY3 345 1 | 0.05244 | Yes
GEN-2024-329 | 01 NORTH | G01 29SP | 601002 ADAMS 3 345 615306 GRE-PL VLLY3 345 1 | 629074 ARNOLD1G 22.0 631088 ARNOLD 5 161 1 | 0.05056 | Yes
GEN-2024-329 | 01 NORTH | G01 29SP | 631139 HAZLTON3 345 631270 LASALLE 3 345 1 | 631139 HAZLTON3 345 636199 BLACKHAWK 3 345 1 | 0.05079 | Yes
GEN-2024-329 | 01 NORTH | G01 29SP | 631144 MITCHLCO3 345 631270 LASALLE 3 345 1 | 631139 HAZLTON3 345 636199 BLACKHAWK 3 345 1 | 0.05079 | Yes
GEN-2024-329 | 01 NORTH | G01 29SP | 601002 ADAMS 3 345 631144 MITCHLCO3 345 1 | 631139 HAZLTON3 345 636199 BLACKHAWK 3 345 1 | 0.05079 | Yes
GEN-2024-329 | 01 NORTH | G01 29SP | 631193 HUNTLEY3 345 631197 LEDYARD3 345 1 | 631144 MITCHLCO3 345 631270 LASALLE 3 345 1 | 0.07133 | Yes
GEN-2024-329 | 01 NORTH | G01 29SP | 635999 IRVINGTON3 345 636000 WEBSTER3 345 1 | 631198 COLBY3 345 631199 KILLDEER3 345 1 | 0.05447 | Yes
GEN-2024-329 | 01 NORTH | G01 29SP | 635369 KOSSUTH 3 345 635999 IRVINGTON3 345 1 | 631198 COLBY3 345 631199 KILLDEER3 345 1 | 0.05447 | Yes
GEN-2024-329 | 01 NORTH | G01 29SP | 635999 IRVINGTON3 345 636000 WEBSTER3 345 1 | 631199 KILLDEER3 345 631206 QUINN3 345 1 | 0.0562 | Yes
GEN-2024-329 | 01 NORTH | G01 29SP | 635369 KOSSUTH 3 345 635999 IRVINGTON3 345 1 | 631199 KILLDEER3 345 631206 QUINN3 345 1 | 0.0562 | Yes
GEN-2024-329 | 01 NORTH | G01 29SP | 631139 HAZLTON3 345 631270 LASALLE 3 345 1 | 631206 QUINN3 345 636197 N FRANKLIN 3 345 1 | 0.0527 | Yes
GEN-2024-329 | 01 NORTH | G01 29SP | 635999 IRVINGTON3 345 636000 WEBSTER3 345 1 | 631206 QUINN3 345 636197 N FRANKLIN 3 345 1 | 0.0562 | Yes
GEN-2024-329 | 01 NORTH | G01 29SP | 631144 MITCHLCO3 345 631270 LASALLE 3 345 1 | 631206 QUINN3 345 636197 N FRANKLIN 3 345 1 | 0.0527 | Yes
GEN-2024-329 | 01 NORTH | G01 29SP | 635369 KOSSUTH 3 345 635999 IRVINGTON3 345 1 | 631206 QUINN3 345 636197 N FRANKLIN 3 345 1 | 0.0562 | Yes
GEN-2024-329 | 01 NORTH | G01 29SP | 601002 ADAMS 3 345 631144 MITCHLCO3 345 1 | 631206 QUINN3 345 636197 N FRANKLIN 3 345 1 | 0.0527 | Yes
GEN-2024-329 | 01 NORTH | G01 29SP | 635200 RAUN 3 345 762779 G18-043 TAP 345 1 | 635200 RAUN 3 345 645552 S3452 REACT3 345 1 | 0.08785 | Yes
GEN-2024-329 | 01 NORTH | G01 29SP | 635200 RAUN 3 345 645552 S3452 REACT3 345 1 | 635200 RAUN 3 345 762779 G18-043 TAP 345 1 | 0.08843 | Yes
GEN-2024-329 | 01 NORTH | G01 29SP | 635200 RAUN 3 345 652564 SIOUXCY3 345 1 | 635200 RAUN 3 345 762779 G18-043 TAP 345 1 | 0.06784 | Yes
GEN-2024-329 | 01 NORTH | G01 29SP | 636000 WEBSTER3 345 636010 LEHIGH 3 345 1 | 635219 GARD AVE 3 345 636017 LEHIGH GARX3 345 1 | 0.05406 | Yes
GEN-2024-329 | 01 NORTH | G01 29SP | 635368 OBRIEN 3 345 635400 HIGHLAND 3 345 1 | 635219 GARD AVE 3 345 636017 LEHIGH GARX3 345 1 | 0.05599 | Yes
GEN-2024-329 | 01 NORTH | G01 29SP | 635200 RAUN 3 345 635398 REMSEN 3 345 1 | 635369 KOSSUTH 3 345 635425 PALO ALTO 3 345 1 | 0.057 | Yes
GEN-2024-329 | 01 NORTH | G01 29SP | 631138 LAKEFLD3 345 635368 OBRIEN 3 345 1 | 635369 KOSSUTH 3 345 635425 PALO ALTO 3 345 1 | 0.06021 | Yes
GEN-2024-329 | 01 NORTH | G01 29SP | 635398 REMSEN 3 345 635399 CHEROKEE 3 345 1 | 635369 KOSSUTH 3 345 635425 PALO ALTO 3 345 1 | 0.057 | Yes
GEN-2024-329 | 01 NORTH | G01 29SP | 635399 CHEROKEE 3 345 635400 HIGHLAND 3 345 1 | 635369 KOSSUTH 3 345 635425 PALO ALTO 3 345 1 | 0.057 | Yes
GEN-2024-329 | 01 NORTH | G01 29SP | 631193 HUNTLEY3 345 631197 LEDYARD3 345 1 | 635369 KOSSUTH 3 345 635425 PALO ALTO 3 345 1 | 0.06708 | Yes
GEN-2024-329 | 01 NORTH | G01 29SP | 631138 LAKEFLD3 345 635368 OBRIEN 3 345 1 | 635419 TRUMBULL LK3 345 635425 PALO ALTO 3 345 1 | 0.06021 | Yes
GEN-2024-329 | 01 NORTH | G01 29SP | 631193 HUNTLEY3 345 631197 LEDYARD3 345 1 | 635419 TRUMBULL LK3 345 635425 PALO ALTO 3 345 1 | 0.06708 | Yes
GEN-2024-329 | 01 NORTH | G01 29SP | 631139 HAZLTON3 345 631270 LASALLE 3 345 1 | 635999 IRVINGTON3 345 636000 WEBSTER3 345 1 | 0.05299 | Yes
GEN-2024-329 | 01 NORTH | G01 29SP | 635200 RAUN 3 345 635398 REMSEN 3 345 1 | 635999 IRVINGTON3 345 636000 WEBSTER3 345 1 | 0.06445 | Yes
GEN-2024-329 | 01 NORTH | G01 29SP | 631144 MITCHLCO3 345 631270 LASALLE 3 345 1 | 635999 IRVINGTON3 345 636000 WEBSTER3 345 1 | 0.05299 | Yes
GEN-2024-329 | 01 NORTH | G01 29SP | 601002 ADAMS 3 345 631144 MITCHLCO3 345 1 | 635999 IRVINGTON3 345 636000 WEBSTER3 345 1 | 0.05299 | Yes
GEN-2024-329 | 01 NORTH | G01 29SP | 635398 REMSEN 3 345 635399 CHEROKEE 3 345 1 | 635999 IRVINGTON3 345 636000 WEBSTER3 345 1 | 0.06445 | Yes
GEN-2024-329 | 01 NORTH | G01 29SP | 635399 CHEROKEE 3 345 635400 HIGHLAND 3 345 1 | 635999 IRVINGTON3 345 636000 WEBSTER3 345 1 | 0.06445 | Yes
GEN-2024-329 | 01 NORTH | G01 29SP | 636000 WEBSTER3 345 636010 LEHIGH 3 345 1 | 636010 LEHIGH 3 345 636017 LEHIGH GARX3 345 Z | 0.05406 | Yes
GEN-2024-329 | 01 NORTH | G01 29SP | 635200 RAUN 3 345 652564 SIOUXCY3 345 1 | 636010 LEHIGH 3 345 636017 LEHIGH GARX3 345 Z | 0.07834 | Yes
GEN-2024-329 | 01 NORTH | G01 29SP | 635368 OBRIEN 3 345 635400 HIGHLAND 3 345 1 | 636010 LEHIGH 3 345 636017 LEHIGH GARX3 345 Z | 0.05599 | Yes
GEN-2024-329 | 01 NORTH | G01 29SP | 635600 GRIMES 3 345 636003 BEAVER CRK 3 345 1 | 636197 N FRANKLIN 3 345 636198 BLCKHWKRX 3 345 1 | 0.05399 | Yes
GEN-2024-329 | 01 NORTH | G01 29SP | 631139 HAZLTON3 345 631270 LASALLE 3 345 1 | 636197 N FRANKLIN 3 345 636198 BLCKHWKRX 3 345 1 | 0.05176 | Yes
GEN-2024-329 | 01 NORTH | G01 29SP | 636003 BEAVER CRK 3 345 636010 LEHIGH 3 345 1 | 636197 N FRANKLIN 3 345 636198 BLCKHWKRX 3 345 1 | 0.05399 | Yes
GEN-2024-329 | 01 NORTH | G01 29SP | 631144 MITCHLCO3 345 631270 LASALLE 3 345 1 | 636197 N FRANKLIN 3 345 636198 BLCKHWKRX 3 345 1 | 0.05176 | Yes
GEN-2024-329 | 01 NORTH | G01 29SP | 601002 ADAMS 3 345 631144 MITCHLCO3 345 1 | 636197 N FRANKLIN 3 345 636198 BLCKHWKRX 3 345 1 | 0.05176 | Yes
GEN-2024-329 | 01 NORTH | G01 29SP | 601002 ADAMS 3 345 615306 GRE-PL VLLY3 345 1 | 636197 N FRANKLIN 3 345 636198 BLCKHWKRX 3 345 1 | 0.05231 | Yes
GEN-2024-329 | 01 NORTH | G01 29SP | 635600 GRIMES 3 345 636003 BEAVER CRK 3 345 1 | 636198 BLCKHWKRX 3 345 636199 BLACKHAWK 3 345 Z | 0.05399 | Yes
GEN-2024-329 | 01 NORTH | G01 29SP | 631139 HAZLTON3 345 631270 LASALLE 3 345 1 | 636198 BLCKHWKRX 3 345 636199 BLACKHAWK 3 345 Z | 0.05176 | Yes
GEN-2024-329 | 01 NORTH | G01 29SP | 636003 BEAVER CRK 3 345 636010 LEHIGH 3 345 1 | 636198 BLCKHWKRX 3 345 636199 BLACKHAWK 3 345 Z | 0.05399 | Yes
GEN-2024-329 | 01 NORTH | G01 29SP | 631144 MITCHLCO3 345 631270 LASALLE 3 345 1 | 636198 BLCKHWKRX 3 345 636199 BLACKHAWK 3 345 Z | 0.05176 | Yes
GEN-2024-329 | 01 NORTH | G01 29SP | 601002 ADAMS 3 345 631144 MITCHLCO3 345 1 | 636198 BLCKHWKRX 3 345 636199 BLACKHAWK 3 345 Z | 0.05176 | Yes
GEN-2024-329 | 01 NORTH | G01 29SP | 601002 ADAMS 3 345 615306 GRE-PL VLLY3 345 1 | 636198 BLCKHWKRX 3 345 636199 BLACKHAWK 3 345 Z | 0.05231 | Yes
GEN-2024-329 | 01 NORTH | G01 29SP | 635200 RAUN 3 345 645552 S3452 REACT3 345 1 | 645451 S3451 3 345 645551 S3451-RAUN 3 345 Z1 | 0.08843 | Yes
GEN-2024-329 | 01 NORTH | G01 29SP | 635200 RAUN 3 345 652564 SIOUXCY3 345 1 | 645451 S3451 3 345 645551 S3451-RAUN 3 345 Z1 | 0.06784 | Yes
GEN-2024-329 | 01 NORTH | G01 29SP | 635200 RAUN 3 345 762779 G18-043 TAP 345 1 | 645452 S3452 3 345 645552 S3452 REACT3 345 Z1 | 0.08785 | Yes
GEN-2024-329 | 01 NORTH | G01 29SP | 635200 RAUN 3 345 645552 S3452 REACT3 345 1 | 645551 S3451-RAUN 3 345 762779 G18-043 TAP 345 1 | 0.08843 | Yes
GEN-2024-329 | 01 NORTH | G01 29SP | 635200 RAUN 3 345 652564 SIOUXCY3 345 1 | 645551 S3451-RAUN 3 345 762779 G18-043 TAP 345 1 | 0.06784 | Yes
GEN-2024-329 | 01 NORTH | G01 29SP | 603022 SOURIS 7 115 603270 MAGIC CITY 7 115 1 | 652440 NELSON 7 115 655690 MAX_____-CP7 115 1 | 0.0609 | Yes
GEN-2024-329 | 01 NORTH | G01 29SP | 603022 SOURIS 7 115 603270 MAGIC CITY 7 115 1 | 652442 GARRISN7 115 655690 MAX_____-CP7 115 1 | 0.0609 | Yes
GEN-2024-329 | 01 NORTH | G01 29SP | 659139 NESET___-BE7 115 661085 TIOGA4 7 115 1 | 655641 BERTHOLD-CP7 115 659308 KENASTON-BE7 115 1 | 0.21696 | Yes
GEN-2024-329 | 01 NORTH | G01 29SP | 659139 NESET___-BE7 115 661085 TIOGA4 7 115 1 | 655900 MOE -MW7 115 655902 PLSNTV_T-MW7 115 1 | 0.39323 | Yes
GEN-2024-329 | 01 NORTH | G01 29SP | 659139 NESET___-BE7 115 661085 TIOGA4 7 115 1 | 655911 SIMPSON -MW7 115 655954 ELLISVIL-MW7 115 1 | 0.27098 | Yes
GEN-2024-329 | 01 NORTH | G01 29SP | 652391 WILLISTON27 115 661089 LTLMUDY7 115 1 | 655929 RATLAK.T-MW7 115 659141 NRTSHORE-BE7 115 1 | 0.10237 | Yes
GEN-2024-329 | 01 NORTH | G01 29SP | 659308 KENASTON-BE7 115 661052 KENMARE7 115 1 | 655929 RATLAK.T-MW7 115 659141 NRTSHORE-BE7 115 1 | 0.06315 | Yes
GEN-2024-329 | 01 NORTH | G01 29SP | 661052 KENMARE7 115 661080 STANLEY7 115 1 | 655929 RATLAK.T-MW7 115 659141 NRTSHORE-BE7 115 1 | 0.06315 | Yes
GEN-2024-329 | 01 NORTH | G01 29SP | 661085 TIOGA4 7 115 995803 TIOGA TR1 115 1 | 655929 RATLAK.T-MW7 115 659141 NRTSHORE-BE7 115 1 | 0.2277 | Yes
GEN-2024-329 | 01 NORTH | G01 29SP | 652391 WILLISTON27 115 661089 LTLMUDY7 115 1 | 655947 PWRSLKTP-MW7 115 655948 LIBERTY -MW7 115 1 | 0.08193 | Yes
GEN-2024-329 | 01 NORTH | G01 29SP | 661087 RAY JCT7 115 661089 LTLMUDY7 115 1 | 655947 PWRSLKTP-MW7 115 655948 LIBERTY -MW7 115 1 | 0.08193 | Yes
GEN-2024-329 | 01 NORTH | G01 29SP | 661085 TIOGA4 7 115 661087 RAY JCT7 115 1 | 655947 PWRSLKTP-MW7 115 655948 LIBERTY -MW7 115 1 | 0.08193 | Yes
GEN-2024-329 | 01 NORTH | G01 29SP | 659139 NESET___-BE7 115 661085 TIOGA4 7 115 1 | 655947 PWRSLKTP-MW7 115 655948 LIBERTY -MW7 115 1 | 0.2735 | Yes
GEN-2024-329 | 01 NORTH | G01 29SP | 661085 TIOGA4 7 115 995803 TIOGA TR1 115 1 | 655947 PWRSLKTP-MW7 115 655948 LIBERTY -MW7 115 1 | 0.14874 | Yes
GEN-2024-329 | 01 NORTH | G01 29SP | 652391 WILLISTON27 115 661089 LTLMUDY7 115 1 | 655947 PWRSLKTP-MW7 115 659139 NESET___-BE7 115 1 | 0.08193 | Yes
GEN-2024-329 | 01 NORTH | G01 29SP | 661087 RAY JCT7 115 661089 LTLMUDY7 115 1 | 655947 PWRSLKTP-MW7 115 659139 NESET___-BE7 115 1 | 0.08193 | Yes
GEN-2024-329 | 01 NORTH | G01 29SP | 661085 TIOGA4 7 115 661087 RAY JCT7 115 1 | 655947 PWRSLKTP-MW7 115 659139 NESET___-BE7 115 1 | 0.08193 | Yes
GEN-2024-329 | 01 NORTH | G01 29SP | 602006 SHEYNNE4 230 652435 FARGO 4 230 1 | 657758 WINGER 4 230 657761 WALLE 4 230 1 | 0.05038 | Yes
GEN-2024-329 | 01 NORTH | G01 29SP | 657756 SQBUTTE4 230 995910 620:CENTER # 230 2 | 657791 CENTER 3 345 3WXFMR 620:CENTER #1 345/ 1 | 0.07361 | Yes
GEN-2024-329 | 01 NORTH | G01 29SP | 657791 CENTER 3 345 995910 620:CENTER # 230 2 | 657791 CENTER 3 345 3WXFMR 620:CENTER #1 345/ 1 | 0.07361 | Yes
GEN-2024-329 | 01 NORTH | G01 29SP | 620480 DEUEL CO 3 345 620483 ASTORIA 3 345 1 | 658047 ALEXMRES3 345 658049 ALXLNRCTRT 345 Z1 | 0.07879 | Yes
GEN-2024-329 | 01 NORTH | G01 29SP | 603022 SOURIS 7 115 603270 MAGIC CITY 7 115 1 | 659050 LOGAN__-BE3 345 659105 LELAND_O-BE3 345 1 | 0.07406 | Yes
GEN-2024-329 | 01 NORTH | G01 29SP | 652391 WILLISTON27 115 661089 LTLMUDY7 115 1 | 659050 LOGAN__-BE3 345 659105 LELAND_O-BE3 345 1 | 0.077 | Yes
GEN-2024-329 | 01 NORTH | G01 29SP | 603023 MALLARD7 115 659155 LOGAN___-BE7 115 1 | 659050 LOGAN__-BE3 345 659105 LELAND_O-BE3 345 1 | 0.1292 | Yes
GEN-2024-329 | 01 NORTH | G01 29SP | 661087 RAY JCT7 115 661089 LTLMUDY7 115 1 | 659050 LOGAN__-BE3 345 659105 LELAND_O-BE3 345 1 | 0.077 | Yes
GEN-2024-329 | 01 NORTH | G01 29SP | 661085 TIOGA4 7 115 661087 RAY JCT7 115 1 | 659050 LOGAN__-BE3 345 659105 LELAND_O-BE3 345 1 | 0.077 | Yes
GEN-2024-329 | 01 NORTH | G01 29SP | 652391 WILLISTON27 115 661089 LTLMUDY7 115 1 | 659070 W.BANK.S-BE3 345 655943 W.BANK.S-MW7 115 1 | 0.07968 | Yes
GEN-2024-329 | 01 NORTH | G01 29SP | 661087 RAY JCT7 115 661089 LTLMUDY7 115 1 | 659070 W.BANK.S-BE3 345 655943 W.BANK.S-MW7 115 1 | 0.07968 | Yes
GEN-2024-329 | 01 NORTH | G01 29SP | 661085 TIOGA4 7 115 661087 RAY JCT7 115 1 | 659070 W.BANK.S-BE3 345 655943 W.BANK.S-MW7 115 1 | 0.07968 | Yes
GEN-2024-329 | 01 NORTH | G01 29SP | 661085 TIOGA4 7 115 995803 TIOGA TR1 115 1 | 659070 W.BANK.S-BE3 345 655943 W.BANK.S-MW7 115 1 | 0.1538 | Yes
GEN-2024-329 | 01 NORTH | G01 29SP | 652391 WILLISTON27 115 661089 LTLMUDY7 115 1 | 659070 W.BANK.S-BE3 345 779400 G24-081-TAP 345 1 | 0.08729 | Yes
GEN-2024-329 | 01 NORTH | G01 29SP | 661087 RAY JCT7 115 661089 LTLMUDY7 115 1 | 659070 W.BANK.S-BE3 345 779400 G24-081-TAP 345 1 | 0.08729 | Yes
GEN-2024-329 | 01 NORTH | G01 29SP | 661085 TIOGA4 7 115 661087 RAY JCT7 115 1 | 659070 W.BANK.S-BE3 345 779400 G24-081-TAP 345 1 | 0.08729 | Yes
GEN-2024-329 | 01 NORTH | G01 29SP | 659139 NESET___-BE7 115 661085 TIOGA4 7 115 1 | 659308 KENASTON-BE7 115 661052 KENMARE7 115 1 | 0.21696 | Yes
GEN-2024-329 | 01 NORTH | G01 29SP | 652391 WILLISTON27 115 661089 LTLMUDY7 115 1 | 659330 SPRNGBRK-BE3 345 779400 G24-081-TAP 345 1 | 0.08729 | Yes
GEN-2024-329 | 01 NORTH | G01 29SP | 661087 RAY JCT7 115 661089 LTLMUDY7 115 1 | 659330 SPRNGBRK-BE3 345 779400 G24-081-TAP 345 1 | 0.08729 | Yes
GEN-2024-329 | 01 NORTH | G01 29SP | 661085 TIOGA4 7 115 661087 RAY JCT7 115 1 | 659330 SPRNGBRK-BE3 345 779400 G24-081-TAP 345 1 | 0.08729 | Yes
GEN-2024-329 | 01 NORTH | G01 29SP | 620369 JAMESTN3 345 657791 CENTER 3 345 1 | 659422 LO.LS-GR-BE3 345 659423 GR.LS-LO-BE3 345 1 | 0.0994 | Yes
GEN-2024-329 | 01 NORTH | G01 29SP | 620369 JAMESTN3 345 657791 CENTER 3 345 1 | 67020 MPC03839POI 345 657946 PRAIRIE3 345 1 | 0.09474 | Yes
GEN-2024-329 | 01 NORTH | G01 29SP | 620358 BUFFALO3 345 620369 JAMESTN3 345 1 | 67020 MPC03839POI 345 657946 PRAIRIE3 345 1 | 0.06846 | Yes
GEN-2024-329 | 01 NORTH | G01 29SP | 608607 NELSNLK4 230 615901 GRE-STANTON4 230 1 | 67020 MPC03839POI 345 657946 PRAIRIE3 345 1 | 0.06037 | Yes
GEN-2024-329 | 01 NORTH | G01 29SP | 601067 BISON 3 345 620358 BUFFALO3 345 1 | 67020 MPC03839POI 345 657946 PRAIRIE3 345 1 | 0.06737 | Yes
GEN-2024-329 | 01 NORTH | G01 29SP | 620369 JAMESTN3 345 657791 CENTER 3 345 1 | 67020 MPC03839POI 345 657951 CNTSHNT3 345 1 | 0.09474 | Yes
GEN-2024-329 | 01 NORTH | G01 29SP | 620358 BUFFALO3 345 620369 JAMESTN3 345 1 | 67020 MPC03839POI 345 657951 CNTSHNT3 345 1 | 0.06846 | Yes
GEN-2024-329 | 01 NORTH | G01 29SP | 608607 NELSNLK4 230 615901 GRE-STANTON4 230 1 | 67020 MPC03839POI 345 657951 CNTSHNT3 345 1 | 0.06037 | Yes
GEN-2024-329 | 01 NORTH | G01 29SP | 601067 BISON 3 345 620358 BUFFALO3 345 1 | 67020 MPC03839POI 345 657951 CNTSHNT3 345 1 | 0.06737 | Yes
GEN-2024-329 | 01 NORTH | G01 29SP | 601001 FORBES 2 500 601013 ROSEAUS2 500 1 | 672510 CD NORTH2 6 138 672512 CONDIE 6 138 1 | 0.05385 | Yes
GEN-2024-329 | 01 NORTH | G01 29SP | 601012 ROSEAUN2 500 667501 RIEL 2 500 1 | 672510 CD NORTH2 6 138 672512 CONDIE 6 138 1 | 0.05385 | Yes
GEN-2024-329 | 01 NORTH | G01 29SP | 601013 ROSEAUS2 500 601038 ROSEAUM 2 500 1 | 672510 CD NORTH2 6 138 672512 CONDIE 6 138 1 | 0.05385 | Yes
GEN-2024-329 | 01 NORTH | G01 29SP | 601012 ROSEAUN2 500 601038 ROSEAUM 2 500 1 | 672510 CD NORTH2 6 138 672512 CONDIE 6 138 1 | 0.05385 | Yes
GEN-2024-329 | 01 NORTH | G01 29SP | 620369 JAMESTN3 345 657791 CENTER 3 345 1 | Base Case | 0.08559 | Yes
GEN-2024-329 | 01 NORTH | G01 29SP | 620358 BUFFALO3 345 620369 JAMESTN3 345 1 | Base Case | 0.06145 | Yes
GEN-2024-329 | 01 NORTH | G01 29SP | 652391 WILLISTON27 115 661089 LTLMUDY7 115 1 | Base Case | 0.07293 | Yes
GEN-2024-329 | 01 NORTH | G01 29SP | 608607 NELSNLK4 230 615901 GRE-STANTON4 230 1 | Base Case | 0.06946 | Yes
GEN-2024-329 | 01 NORTH | G01 29SP | 603022 SOURIS 7 115 603270 MAGIC CITY 7 115 1 | Base Case | 0.05476 | Yes
GEN-2024-329 | 01 NORTH | G01 29SP | 601067 BISON 3 345 620358 BUFFALO3 345 1 | Base Case | 0.06094 | Yes
GEN-2024-329 | 01 NORTH | G01 29SP | 635200 RAUN 3 345 762779 G18-043 TAP 345 1 | Base Case | 0.06194 | Yes
GEN-2024-329 | 01 NORTH | G01 29SP | 601006 SPLT RK3 345 652536 WHITE-SRX3 345 1 | Base Case | 0.06918 | Yes
GEN-2024-329 | 01 NORTH | G01 29SP | 601013 ROSEAUS2 500 601038 ROSEAUM 2 500 1 | Base Case | 0.05385 | Yes
GEN-2024-329 | 01 NORTH | G01 29SP | 601012 ROSEAUN2 500 667501 RIEL 2 500 1 | Base Case | 0.05385 | Yes
GEN-2024-329 | 01 NORTH | G01 29SP | 601012 ROSEAUN2 500 601038 ROSEAUM 2 500 1 | Base Case | 0.05385 | Yes
GEN-2024-329 | 01 NORTH | G01 29SP | 601001 FORBES 2 500 601013 ROSEAUS2 500 1 | Base Case | 0.05385 | Yes
GEN-2024-329 | 01 NORTH | G01 29SP | 601003 PR ISLD3 345 601039 NROC 3 345 1 | Base Case | 0.05101 | Yes
GEN-2024-329 | 01 NORTH | G01 29SP | 635600 GRIMES 3 345 636003 BEAVER CRK 3 345 1 | Base Case | 0.05188 | Yes
GEN-2024-329 | 01 NORTH | G01 29SP | 601031 BRKNGCO3 345 620483 ASTORIA 3 345 1 | Base Case | 0.06984 | Yes
GEN-2024-329 | 01 NORTH | G01 29SP | 636003 BEAVER CRK 3 345 636010 LEHIGH 3 345 1 | Base Case | 0.05188 | Yes
GEN-2024-329 | 01 NORTH | G01 29SP | 601001 FORBES 2 500 601017 CHIS-N 2 500 1 | Base Case | 0.06909 | Yes
GEN-2024-329 | 01 NORTH | G01 29SP | 601016 CHIS CO2 500 601017 CHIS-N 2 500 1 | Base Case | 0.06909 | Yes
GEN-2024-329 | 01 NORTH | G01 29SP | 601006 SPLT RK3 345 652864 SIOUXCY-LNX3 345 1 | Base Case | 0.06841 | Yes
GEN-2024-329 | 01 NORTH | G01 29SP | 603022 SOURIS 7 115 603023 MALLARD7 115 1 | Base Case | 0.05476 | Yes
GEN-2024-329 | 01 NORTH | G01 29SP | 635200 RAUN 3 345 635398 REMSEN 3 345 1 | Base Case | 0.05467 | Yes
GEN-2024-329 | 01 NORTH | G01 29SP | 635200 RAUN 3 345 645552 S3452 REACT3 345 1 | Base Case | 0.06312 | Yes
GEN-2024-329 | 01 NORTH | G01 29SP | 601004 WILMART3 345 601072 SHEAS LK3 345 1 | Base Case | 0.05394 | Yes
GEN-2024-329 | 01 NORTH | G01 29SP | 661087 RAY JCT7 115 661089 LTLMUDY7 115 1 | Base Case | 0.07293 | Yes
GEN-2024-329 | 01 NORTH | G01 29SP | 601050 HELENA 3 345 601072 SHEAS LK3 345 1 | Base Case | 0.05442 | Yes
GEN-2024-329 | 01 NORTH | G01 29SP | 601067 BISON 3 345 658049 ALXLNRCTRT 345 1 | Base Case | 0.05353 | Yes
GEN-2024-329 | 01 NORTH | G01 29SP | 658047 ALEXMRES3 345 658049 ALXLNRCTRT 345 Z1 | Base Case | 0.05353 | Yes
GEN-2024-329 | 01 NORTH | G01 29SP | 620480 DEUEL CO 3 345 620483 ASTORIA 3 345 1 | Base Case | 0.06891 | Yes
GEN-2024-329 | 01 NORTH | G01 29SP | 601048 LYON CO 3 345 631138 LAKEFLD3 345 1 | Base Case | 0.06248 | Yes
GEN-2024-329 | 01 NORTH | G01 29SP | 661085 TIOGA4 7 115 661087 RAY JCT7 115 1 | Base Case | 0.07293 | Yes
GEN-2024-329 | 01 NORTH | G01 29SP | 635398 REMSEN 3 345 635399 CHEROKEE 3 345 1 | Base Case | 0.05467 | Yes
GEN-2024-329 | 01 NORTH | G01 29SP | 635200 RAUN 3 345 652564 SIOUXCY3 345 1 | Base Case | 0.07702 | Yes
GEN-2024-329 | 01 NORTH | G01 29SP | 603023 MALLARD7 115 659155 LOGAN___-BE7 115 1 | Base Case | 0.09125 | Yes
GEN-2024-329 | 01 NORTH | G01 29SP | 620417 BSSOUTH3 345 620480 DEUEL CO 3 345 1 | Base Case | 0.06891 | Yes
GEN-2024-329 | 01 NORTH | G01 29SP | 659139 NESET___-BE7 115 661085 TIOGA4 7 115 1 | Base Case | 0.24433 | Yes
GEN-2024-329 | 01 NORTH | G01 29SP | 635399 CHEROKEE 3 345 635400 HIGHLAND 3 345 1 | Base Case | 0.05467 | Yes
GEN-2024-329 | 01 NORTH | G01 29SP | 635368 OBRIEN 3 345 635400 HIGHLAND 3 345 1 | Base Case | 0.05467 | Yes
GEN-2024-329 | 01 NORTH | G01 29SP | 601002 ADAMS 3 345 615306 GRE-PL VLLY3 345 1 | Base Case | 0.05056 | Yes
GEN-2024-329 | 01 NORTH | G01 29SP | 601039 NROC 3 345 613060 BYRON 3 345 1 | Base Case | 0.05074 | Yes
GEN-2024-329 | 01 NORTH | G01 29SP | 661085 TIOGA4 7 115 995803 TIOGA TR1 115 1 | Base Case | 0.13183 | Yes
GEN-2024-329 | 01 NORTH | G01 29SP | 636000 WEBSTER3 345 636010 LEHIGH 3 345 1 | Base Case | 0.0577 | Yes
GEN-2024-329 | 01 NORTH | G01 29SP | 631193 HUNTLEY3 345 631197 LEDYARD3 345 1 | Base Case | 0.06371 | Yes
GEN-2024-329 | 01 NORTH | G01 29SP | 631138 LAKEFLD3 345 635368 OBRIEN 3 345 1 | Base Case | 0.06426 | Yes
GEN-2024-329 | 01 NORTH | G01 29SP | 615901 GRE-STANTON4 230 659106 LELAND_O-BE4 230 1 | Base Case | 0.05914 | Yes
GEN-2024-329 | 01 NORTH | G01 29SP | 635200 RAUN 3 345 762779 G18-043 TAP 345 1 | GEN645011 1 | 0.06194 | Yes
GEN-2024-329 | 01 NORTH | G01 29SP | 635200 RAUN 3 345 762779 G18-043 TAP 345 1 | GEN645011 1_Dup1 | 0.06194 | Yes
GEN-2024-329 | 01 NORTH | G01 29SP | 635200 RAUN 3 345 762779 G18-043 TAP 345 1 | GEN645012 2 | 0.06194 | Yes
GEN-2024-329 | 01 NORTH | G01 29SP | 601006 SPLT RK3 345 652864 SIOUXCY-LNX3 345 1 | GEN645012 2 | 0.06841 | Yes
GEN-2024-329 | 01 NORTH | G01 29SP | 635200 RAUN 3 345 645552 S3452 REACT3 345 1 | GEN645012 2 | 0.06312 | Yes
GEN-2024-329 | 01 NORTH | G01 29SP | 635200 RAUN 3 345 762779 G18-043 TAP 345 1 | GEN645012 2_Dup1 | 0.06194 | Yes
GEN-2024-329 | 01 NORTH | G01 29SP | 601006 SPLT RK3 345 652864 SIOUXCY-LNX3 345 1 | GEN645012 2_Dup1 | 0.06841 | Yes
GEN-2024-329 | 01 NORTH | G01 29SP | 635200 RAUN 3 345 645552 S3452 REACT3 345 1 | GEN645012 2_Dup1 | 0.06312 | Yes
GEN-2024-329 | 01 NORTH | G01 29SP | 603022 SOURIS 7 115 603270 MAGIC CITY 7 115 1 | GEN659103 1 | 0.05476 | Yes
GEN-2024-329 | 01 NORTH | G01 29SP | 603023 MALLARD7 115 659155 LOGAN___-BE7 115 1 | GEN659103 1 | 0.09125 | Yes
GEN-2024-329 | 01 NORTH | G01 29SP | 603023 MALLARD7 115 659155 LOGAN___-BE7 115 1 | GEN659103 1_Dup1 | 0.09125 | Yes
GEN-2024-329 | 01 NORTH | G01 29SP | 608607 NELSNLK4 230 615901 GRE-STANTON4 230 1 | GEN659107 2 | 0.06946 | Yes
GEN-2024-329 | 01 NORTH | G01 29SP | 603022 SOURIS 7 115 603270 MAGIC CITY 7 115 1 | GEN659107 2 | 0.05476 | Yes
GEN-2024-329 | 01 NORTH | G01 29SP | 603023 MALLARD7 115 659155 LOGAN___-BE7 115 1 | GEN659107 2 | 0.09125 | Yes
GEN-2024-329 | 01 NORTH | G01 29SP | 615901 GRE-STANTON4 230 659106 LELAND_O-BE4 230 1 | GEN659107 2 | 0.05914 | Yes
GEN-2024-329 | 01 NORTH | G01 29SP | 608607 NELSNLK4 230 615901 GRE-STANTON4 230 1 | GEN659107 2_Dup1 | 0.06946 | Yes
GEN-2024-329 | 01 NORTH | G01 29SP | 603022 SOURIS 7 115 603270 MAGIC CITY 7 115 1 | GEN659107 2_Dup1 | 0.05476 | Yes
GEN-2024-329 | 01 NORTH | G01 29SP | 603023 MALLARD7 115 659155 LOGAN___-BE7 115 1 | GEN659107 2_Dup1 | 0.09125 | Yes
GEN-2024-329 | 01 NORTH | G01 29SP | 608607 NELSNLK4 230 615901 GRE-STANTON4 230 1 | GEN659111 2 | 0.06946 | Yes
GEN-2024-329 | 01 NORTH | G01 29SP | 603023 MALLARD7 115 659155 LOGAN___-BE7 115 1 | GEN659111 2 | 0.09125 | Yes
GEN-2024-329 | 01 NORTH | G01 29SP | 615901 GRE-STANTON4 230 659106 LELAND_O-BE4 230 1 | GEN659111 2 | 0.05914 | Yes
GEN-2024-329 | 01 NORTH | G01 29SP | 608607 NELSNLK4 230 615901 GRE-STANTON4 230 1 | GEN659111 2_Dup1 | 0.06946 | Yes
GEN-2024-329 | 01 NORTH | G01 29SP | 603023 MALLARD7 115 659155 LOGAN___-BE7 115 1 | GEN659111 2_Dup1 | 0.09125 | Yes
GEN-2024-329 | 01 NORTH | G01 29SP | 615901 GRE-STANTON4 230 659106 LELAND_O-BE4 230 1 | GEN659111 2_Dup1 | 0.05914 | Yes
GEN-2024-331 | 01 NORTH | G01 29SP | 652468 HEBRON 4 230 661053 MANDAN 4 230 1 | P11:0.7:UMZ:# N-1 #:: UNIT ND.SUN._-PPW-1 RATED 106.5 MW:HV: | 0.05615 | Yes
GEN-2024-331 | 01 NORTH | G01 29SP | 620480 DEUEL CO 3 345 620483 ASTORIA 3 345 1 | P11:0:OTP:J510ASTORG1:1 | 0.06557 | Yes
GEN-2024-331 | 01 NORTH | G01 29SP | 620417 BSSOUTH3 345 620480 DEUEL CO 3 345 1 | P11:0:OTP:J510ASTORG1:1 | 0.06557 | Yes
GEN-2024-331 | 01 NORTH | G01 29SP | 601001 FORBES 2 500 601017 CHIS-N 2 500 1 | P11:115:XEL:HBR #6:7:8 | 0.06283 | Yes
GEN-2024-331 | 01 NORTH | G01 29SP | 601016 CHIS CO2 500 601017 CHIS-N 2 500 1 | P11:115:XEL:HBR #6:7:8 | 0.06283 | Yes
GEN-2024-331 | 01 NORTH | G01 29SP | 601004 WILMART3 345 601072 SHEAS LK3 345 1 | P11:115:XEL:HBR #6:7:8 | 0.05121 | Yes
GEN-2024-331 | 01 NORTH | G01 29SP | 601050 HELENA 3 345 601072 SHEAS LK3 345 1 | P11:115:XEL:HBR #6:7:8 | 0.05165 | Yes
GEN-2024-331 | 01 NORTH | G01 29SP | 601001 FORBES 2 500 601017 CHIS-N 2 500 1 | P11:115:XEL:RIVRSID7:COMBINE CYCLE | 0.06283 | Yes
GEN-2024-331 | 01 NORTH | G01 29SP | 601016 CHIS CO2 500 601017 CHIS-N 2 500 1 | P11:115:XEL:RIVRSID7:COMBINE CYCLE | 0.06283 | Yes
GEN-2024-331 | 01 NORTH | G01 29SP | 601006 SPLT RK3 345 652536 WHITE-SRX3 345 1 | P11:17:XEL:ANS74G:4 | 0.06725 | Yes
GEN-2024-331 | 01 NORTH | G01 29SP | 608607 NELSNLK4 230 615901 GRE-STANTON4 230 1 | P11:20.0:UMZ:# N-1 #:: UNIT LELAND_2-BEG-2 RATED 485.2 MW:HV: | 0.05331 | Yes
GEN-2024-331 | 01 NORTH | G01 29SP | 615901 GRE-STANTON4 230 659106 LELAND_O-BE4 230 1 | P11:20.0:UMZ:# N-1 #:: UNIT LELAND_2-BEG-2 RATED 485.2 MW:HV: | 0.06568 | Yes
GEN-2024-331 | 01 NORTH | G01 29SP | 615901 GRE-STANTON4 230 659106 LELAND_O-BE4 230 1 | P11:20:OTP:CENTER2G:1 | 0.06568 | Yes
GEN-2024-331 | 01 NORTH | G01 29SP | 601001 FORBES 2 500 601017 CHIS-N 2 500 1 | P11:20:XEL:KING31G:1 | 0.06283 | Yes
GEN-2024-331 | 01 NORTH | G01 29SP | 601016 CHIS CO2 500 601017 CHIS-N 2 500 1 | P11:20:XEL:KING31G:1 | 0.06283 | Yes
GEN-2024-331 | 01 NORTH | G01 29SP | 601004 WILMART3 345 601072 SHEAS LK3 345 1 | P11:20:XEL:KING31G:1 | 0.05121 | Yes
GEN-2024-331 | 01 NORTH | G01 29SP | 601050 HELENA 3 345 601072 SHEAS LK3 345 1 | P11:20:XEL:KING31G:1 | 0.05165 | Yes
GEN-2024-331 | 01 NORTH | G01 29SP | 601001 FORBES 2 500 601017 CHIS-N 2 500 1 | P11:20:XEL:PR_ISLD:31G | 0.06283 | Yes
GEN-2024-331 | 01 NORTH | G01 29SP | 601016 CHIS CO2 500 601017 CHIS-N 2 500 1 | P11:20:XEL:PR_ISLD:31G | 0.06283 | Yes
GEN-2024-331 | 01 NORTH | G01 29SP | 601004 WILMART3 345 601072 SHEAS LK3 345 1 | P11:20:XEL:PR_ISLD:31G | 0.05121 | Yes
GEN-2024-331 | 01 NORTH | G01 29SP | 601050 HELENA 3 345 601072 SHEAS LK3 345 1 | P11:20:XEL:PR_ISLD:31G | 0.05165 | Yes
GEN-2024-331 | 01 NORTH | G01 29SP | 601001 FORBES 2 500 601017 CHIS-N 2 500 1 | P11:20:XEL:PR_ISLD:32G | 0.06283 | Yes
GEN-2024-331 | 01 NORTH | G01 29SP | 601016 CHIS CO2 500 601017 CHIS-N 2 500 1 | P11:20:XEL:PR_ISLD:32G | 0.06283 | Yes
GEN-2024-331 | 01 NORTH | G01 29SP | 601004 WILMART3 345 601072 SHEAS LK3 345 1 | P11:20:XEL:PR_ISLD:32G | 0.05121 | Yes
GEN-2024-331 | 01 NORTH | G01 29SP | 601050 HELENA 3 345 601072 SHEAS LK3 345 1 | P11:20:XEL:PR_ISLD:32G | 0.05165 | Yes
GEN-2024-331 | 01 NORTH | G01 29SP | 608607 NELSNLK4 230 615901 GRE-STANTON4 230 1 | P11:22:GRE:GRE-COAL41G:1 | 0.05331 | Yes
GEN-2024-331 | 01 NORTH | G01 29SP | 615901 GRE-STANTON4 230 659106 LELAND_O-BE4 230 1 | P11:22:GRE:GRE-COAL41G:1 | 0.06568 | Yes
GEN-2024-331 | 01 NORTH | G01 29SP | 635200 RAUN 3 345 652564 SIOUXCY3 345 1 | P11:22:GRE:GRE-COAL41G:1 | 0.07685 | Yes
GEN-2024-331 | 01 NORTH | G01 29SP | 608607 NELSNLK4 230 615901 GRE-STANTON4 230 1 | P11:22:GRE:GRE-COAL42G:2 | 0.05331 | Yes
GEN-2024-331 | 01 NORTH | G01 29SP | 615901 GRE-STANTON4 230 659106 LELAND_O-BE4 230 1 | P11:22:GRE:GRE-COAL42G:2 | 0.06568 | Yes
GEN-2024-331 | 01 NORTH | G01 29SP | 635200 RAUN 3 345 652564 SIOUXCY3 345 1 | P11:22:GRE:GRE-COAL42G:2 | 0.07685 | Yes
GEN-2024-331 | 01 NORTH | G01 29SP | 615901 GRE-STANTON4 230 659106 LELAND_O-BE4 230 1 | P11:22:OTP:CENTER1G:1 | 0.06568 | Yes
GEN-2024-331 | 01 NORTH | G01 29SP | 608607 NELSNLK4 230 615901 GRE-STANTON4 230 1 | P11:23.0:UMZ:# N-1 #:: UNIT ANTELP_2-BEG-2 RATED 484.2 MW:HV: | 0.05331 | Yes
GEN-2024-331 | 01 NORTH | G01 29SP | 615901 GRE-STANTON4 230 659106 LELAND_O-BE4 230 1 | P11:23.0:UMZ:# N-1 #:: UNIT ANTELP_2-BEG-2 RATED 484.2 MW:HV: | 0.06568 | Yes
GEN-2024-331 | 01 NORTH | G01 29SP | 652468 HEBRON 4 230 661053 MANDAN 4 230 1 | P11:24.0:UMZ:# N-1 #:: UNIT LRS_1___-MBG-1 RATED 625.2 MW:HV: | 0.05615 | Yes
GEN-2024-331 | 01 NORTH | G01 29SP | 620369 JAMESTN3 345 657791 CENTER 3 345 1 | P11:24:OTP:BIGSTN1G:1 | 0.08186 | Yes
GEN-2024-331 | 01 NORTH | G01 29SP | 635200 RAUN 3 345 652564 SIOUXCY3 345 1 | P11:24:OTP:BIGSTN1G:1 | 0.07685 | Yes
GEN-2024-331 | 01 NORTH | G01 29SP | 601001 FORBES 2 500 601017 CHIS-N 2 500 1 | P11:24:XEL:SHERCO31G:1 | 0.06283 | Yes
GEN-2024-331 | 01 NORTH | G01 29SP | 601016 CHIS CO2 500 601017 CHIS-N 2 500 1 | P11:24:XEL:SHERCO31G:1 | 0.06283 | Yes
GEN-2024-331 | 01 NORTH | G01 29SP | 601004 WILMART3 345 601072 SHEAS LK3 345 1 | P11:24:XEL:SHERCO31G:1 | 0.05121 | Yes
GEN-2024-331 | 01 NORTH | G01 29SP | 601050 HELENA 3 345 601072 SHEAS LK3 345 1 | P11:24:XEL:SHERCO31G:1 | 0.05165 | Yes
GEN-2024-331 | 01 NORTH | G01 29SP | 601067 BISON 3 345 658049 ALXLNRCTRT 345 1 | P11:24:XEL:SHERCO31G:1 | 0.05189 | Yes
GEN-2024-331 | 01 NORTH | G01 29SP | 658047 ALEXMRES3 345 658049 ALXLNRCTRT 345 Z1 | P11:24:XEL:SHERCO31G:1 | 0.05189 | Yes
GEN-2024-331 | 01 NORTH | G01 29SP | 635368 OBRIEN 3 345 635400 HIGHLAND 3 345 1 | P11:24:XEL:SHERCO31G:1 | 0.0527 | Yes
GEN-2024-331 | 01 NORTH | G01 29SP | 631138 LAKEFLD3 345 635368 OBRIEN 3 345 1 | P11:24:XEL:SHERCO31G:1 | 0.06248 | Yes
GEN-2024-331 | 01 NORTH | G01 29SP | 601001 FORBES 2 500 601017 CHIS-N 2 500 1 | P11:24:XEL:SHERCO32G:2 | 0.06283 | Yes
GEN-2024-331 | 01 NORTH | G01 29SP | 601016 CHIS CO2 500 601017 CHIS-N 2 500 1 | P11:24:XEL:SHERCO32G:2 | 0.06283 | Yes
GEN-2024-331 | 01 NORTH | G01 29SP | 601004 WILMART3 345 601072 SHEAS LK3 345 1 | P11:24:XEL:SHERCO32G:2 | 0.05121 | Yes
GEN-2024-331 | 01 NORTH | G01 29SP | 601050 HELENA 3 345 601072 SHEAS LK3 345 1 | P11:24:XEL:SHERCO32G:2 | 0.05165 | Yes
GEN-2024-331 | 01 NORTH | G01 29SP | 601067 BISON 3 345 658049 ALXLNRCTRT 345 1 | P11:24:XEL:SHERCO32G:2 | 0.05189 | Yes
GEN-2024-331 | 01 NORTH | G01 29SP | 658047 ALEXMRES3 345 658049 ALXLNRCTRT 345 Z1 | P11:24:XEL:SHERCO32G:2 | 0.05189 | Yes
GEN-2024-331 | 01 NORTH | G01 29SP | 635368 OBRIEN 3 345 635400 HIGHLAND 3 345 1 | P11:24:XEL:SHERCO32G:2 | 0.0527 | Yes
GEN-2024-331 | 01 NORTH | G01 29SP | 631138 LAKEFLD3 345 635368 OBRIEN 3 345 1 | P11:24:XEL:SHERCO32G:2 | 0.06248 | Yes
GEN-2024-331 | 01 NORTH | G01 29SP | 601067 BISON 3 345 620358 BUFFALO3 345 1 | P11:26:XEL:SHERCO33G:3 | 0.05937 | Yes
GEN-2024-331 | 01 NORTH | G01 29SP | 601004 WILMART3 345 601072 SHEAS LK3 345 1 | P11:26:XEL:SHERCO33G:3 | 0.05121 | Yes
GEN-2024-331 | 01 NORTH | G01 29SP | 601001 FORBES 2 500 601017 CHIS-N 2 500 1 | P11:26:XEL:SHERCO33G:3 | 0.06283 | Yes
GEN-2024-331 | 01 NORTH | G01 29SP | 601016 CHIS CO2 500 601017 CHIS-N 2 500 1 | P11:26:XEL:SHERCO33G:3 | 0.06283 | Yes
GEN-2024-331 | 01 NORTH | G01 29SP | 601050 HELENA 3 345 601072 SHEAS LK3 345 1 | P11:26:XEL:SHERCO33G:3 | 0.05165 | Yes
GEN-2024-331 | 01 NORTH | G01 29SP | 601067 BISON 3 345 658049 ALXLNRCTRT 345 1 | P11:26:XEL:SHERCO33G:3 | 0.05189 | Yes
GEN-2024-331 | 01 NORTH | G01 29SP | 658047 ALEXMRES3 345 658049 ALXLNRCTRT 345 Z1 | P11:26:XEL:SHERCO33G:3 | 0.05189 | Yes
GEN-2024-331 | 01 NORTH | G01 29SP | 635200 RAUN 3 345 652564 SIOUXCY3 345 1 | P11:26:XEL:SHERCO33G:3 | 0.07685 | Yes
GEN-2024-331 | 01 NORTH | G01 29SP | 635368 OBRIEN 3 345 635400 HIGHLAND 3 345 1 | P11:26:XEL:SHERCO33G:3 | 0.0527 | Yes
GEN-2024-331 | 01 NORTH | G01 29SP | 631138 LAKEFLD3 345 635368 OBRIEN 3 345 1 | P11:26:XEL:SHERCO33G:3 | 0.06248 | Yes
GEN-2024-331 | 01 NORTH | G01 29SP | 635600 GRIMES 3 345 636003 BEAVER CRK 3 345 1 | P11:345:MEC:GDMEC:3:ST | 0.05093 | Yes
GEN-2024-331 | 01 NORTH | G01 29SP | 636003 BEAVER CRK 3 345 636010 LEHIGH 3 345 1 | P11:345:MEC:GDMEC:3:ST | 0.05093 | Yes
GEN-2024-331 | 01 NORTH | G01 29SP | 601006 SPLT RK3 345 652536 WHITE-SRX3 345 1 | P11:345:MEC:NEAL:3 | 0.06725 | Yes
GEN-2024-331 | 01 NORTH | G01 29SP | 601006 SPLT RK3 345 652864 SIOUXCY-LNX3 345 1 | P11:345:MEC:NEAL:3 | 0.06693 | Yes
GEN-2024-331 | 01 NORTH | G01 29SP | 635200 RAUN 3 345 635398 REMSEN 3 345 1 | P11:345:MEC:NEAL:3 | 0.0527 | Yes
GEN-2024-331 | 01 NORTH | G01 29SP | 635398 REMSEN 3 345 635399 CHEROKEE 3 345 1 | P11:345:MEC:NEAL:3 | 0.0527 | Yes
GEN-2024-331 | 01 NORTH | G01 29SP | 635399 CHEROKEE 3 345 635400 HIGHLAND 3 345 1 | P11:345:MEC:NEAL:3 | 0.0527 | Yes
GEN-2024-331 | 01 NORTH | G01 29SP | 601006 SPLT RK3 345 652536 WHITE-SRX3 345 1 | P11:345:MEC:NEAL:4 | 0.06725 | Yes
GEN-2024-331 | 01 NORTH | G01 29SP | 601006 SPLT RK3 345 652864 SIOUXCY-LNX3 345 1 | P11:345:MEC:NEAL:4 | 0.06693 | Yes
GEN-2024-331 | 01 NORTH | G01 29SP | 635200 RAUN 3 345 635398 REMSEN 3 345 1 | P11:345:MEC:NEAL:4 | 0.0527 | Yes
GEN-2024-331 | 01 NORTH | G01 29SP | 635398 REMSEN 3 345 635399 CHEROKEE 3 345 1 | P11:345:MEC:NEAL:4 | 0.0527 | Yes
GEN-2024-331 | 01 NORTH | G01 29SP | 635399 CHEROKEE 3 345 635400 HIGHLAND 3 345 1 | P11:345:MEC:NEAL:4 | 0.0527 | Yes
GEN-2024-331 | 01 NORTH | G01 29SP | 635200 RAUN 3 345 762779 G18-043 TAP 345 1 | P11:345:MEC:WSEC:3 | 0.06137 | Yes
GEN-2024-331 | 01 NORTH | G01 29SP | 635200 RAUN 3 345 645552 S3452 REACT3 345 1 | P11:345:MEC:WSEC:3 | 0.06254 | Yes
GEN-2024-331 | 01 NORTH | G01 29SP | 635200 RAUN 3 345 762779 G18-043 TAP 345 1 | P11:345:MEC:WSEC:4 | 0.06137 | Yes
GEN-2024-331 | 01 NORTH | G01 29SP | 601006 SPLT RK3 345 652864 SIOUXCY-LNX3 345 1 | P11:345:MEC:WSEC:4 | 0.06693 | Yes
GEN-2024-331 | 01 NORTH | G01 29SP | 635200 RAUN 3 345 645552 S3452 REACT3 345 1 | P11:345:MEC:WSEC:4 | 0.06254 | Yes
GEN-2024-331 | 01 NORTH | G01 29SP | 635200 RAUN 3 345 762779 G18-043 TAP 345 1 | P11:345:OPPD:LX002:NC:732.0 NEBCITY G2 | 0.05908 | Yes
GEN-2024-331 | 01 NORTH | G01 29SP | 635200 RAUN 3 345 645552 S3452 REACT3 345 1 | P11:345:OPPD:LX002:NC:732.0 NEBCITY G2 | 0.06017 | Yes
GEN-2024-331 | 01 NORTH | G01 29SP | 601067 BISON 3 345 620358 BUFFALO3 345 1 | P12:115:OTP:CSLTNET7:BUFFALO7:1 | 0.05988 | Yes
GEN-2024-331 | 01 NORTH | G01 29SP | 601067 BISON 3 345 658049 ALXLNRCTRT 345 1 | P12:115:OTP-MRES::HOOT LK7:FERGSFL7 | 0.05492 | Yes
GEN-2024-331 | 01 NORTH | G01 29SP | 658047 ALEXMRES3 345 658049 ALXLNRCTRT 345 Z1 | P12:115:OTP-MRES::HOOT LK7:FERGSFL7 | 0.05492 | Yes
GEN-2024-331 | 01 NORTH | G01 29SP | 613060 BYRON 3 345 615306 GRE-PL VLLY3 345 1 | P12:161:XEL-GRE:BYRON5:GRE-PLVLLY5:1 | 0.05242 | Yes
GEN-2024-331 | 01 NORTH | G01 29SP | 601031 BRKNGCO3 345 620483 ASTORIA 3 345 1 | P12:230.0:UMZ:# N-1 #:: LINE BIGSTON4-BLAIR-ER4-1 :HV: | 0.07159 | Yes
GEN-2024-331 | 01 NORTH | G01 29SP | 620480 DEUEL CO 3 345 620483 ASTORIA 3 345 1 | P12:230.0:UMZ:# N-1 #:: LINE BIGSTON4-BLAIR-ER4-1 :HV: | 0.07067 | Yes
GEN-2024-331 | 01 NORTH | G01 29SP | 620417 BSSOUTH3 345 620480 DEUEL CO 3 345 1 | P12:230.0:UMZ:# N-1 #:: LINE BIGSTON4-BLAIR-ER4-1 :HV: | 0.07067 | Yes
GEN-2024-331 | 01 NORTH | G01 29SP | 652468 HEBRON 4 230 661053 MANDAN 4 230 1 | P12:230.0:UMZ:# N-1 #:: LINE DAGLUM__-BE4-BRADY___-PP4-1 :HV: | 0.0575 | Yes
GEN-2024-331 | 01 NORTH | G01 29SP | 601006 SPLT RK3 345 652536 WHITE-SRX3 345 1 | P12:230.0:UMZ:# N-1 #:: LINE HANLON 4-STORLA__-BE4-1 :HV: | 0.06925 | Yes
GEN-2024-331 | 01 NORTH | G01 29SP | 652468 HEBRON 4 230 661053 MANDAN 4 230 1 | P12:230.0:UMZ:# N-1 #:: LINE HEBRON 4-ND.SUN._-PP4-1 :HV: | 0.05786 | Yes
GEN-2024-331 | 01 NORTH | G01 29SP | 620369 JAMESTN3 345 657791 CENTER 3 345 1 | P12:230.0:UMZ:# N-1 #:: LINE OWAN -MW4-JUDSON__-BE4-Z :HV: | 0.08186 | Yes
GEN-2024-331 | 01 NORTH | G01 29SP | 620358 BUFFALO3 345 620369 JAMESTN3 345 1 | P12:230.0:UMZ:# N-1 #:: LINE OWAN -MW4-JUDSON__-BE4-Z :HV: | 0.06 | Yes
GEN-2024-331 | 01 NORTH | G01 29SP | 601067 BISON 3 345 620358 BUFFALO3 345 1 | P12:230.0:UMZ:# N-1 #:: LINE OWAN -MW4-JUDSON__-BE4-Z :HV: | 0.05937 | Yes
GEN-2024-331 | 01 NORTH | G01 29SP | 601006 SPLT RK3 345 652536 WHITE-SRX3 345 1 | P12:230.0:UMZ:# N-1 #:: LINE OWAN -MW4-JUDSON__-BE4-Z :HV: | 0.06725 | Yes
GEN-2024-331 | 01 NORTH | G01 29SP | 601001 FORBES 2 500 601017 CHIS-N 2 500 1 | P12:230.0:UMZ:# N-1 #:: LINE OWAN -MW4-JUDSON__-BE4-Z :HV: | 0.06283 | Yes
GEN-2024-331 | 01 NORTH | G01 29SP | 601016 CHIS CO2 500 601017 CHIS-N 2 500 1 | P12:230.0:UMZ:# N-1 #:: LINE OWAN -MW4-JUDSON__-BE4-Z :HV: | 0.06283 | Yes
GEN-2024-331 | 01 NORTH | G01 29SP | 620358 BUFFALO3 345 620369 JAMESTN3 345 1 | P12:230.0:UMZ:# N-1 #:: LINE SHEYNNE4-FARGO 4-1 :HV: | 0.06718 | Yes
GEN-2024-331 | 01 NORTH | G01 29SP | 601006 SPLT RK3 345 652864 SIOUXCY-LNX3 345 1 | P12:230.0:UMZ:# N-1 #:: LINE SIOUXFL4-PAHOJA__-BE4-1 :HV: | 0.0747 | Yes
GEN-2024-331 | 01 NORTH | G01 29SP | 601006 SPLT RK3 345 652864 SIOUXCY-LNX3 345 1 | P12:230.0:UMZ:# N-1 #:: LINE UTICAJC4-RASMUSN-ER4-1 :HV: | 0.06999 | Yes
GEN-2024-331 | 01 NORTH | G01 29SP | 608607 NELSNLK4 230 615901 GRE-STANTON4 230 1 | P12:230.0:UMZ:# N-1 #:: LINE WARD 4-MANDAN 4-1 :HV: | 0.05306 | Yes
GEN-2024-331 | 01 NORTH | G01 29SP | 652468 HEBRON 4 230 661053 MANDAN 4 230 1 | P12:230.0:UMZ:# N-1 #:: LINE WARD 4-MANDAN 4-1 :HV: | 0.05597 | Yes
GEN-2024-331 | 01 NORTH | G01 29SP | 620358 BUFFALO3 345 620369 JAMESTN3 345 1 | P12:230:MDU:ELLENDALE:ELLENDALE345:Z: | 0.0605 | Yes
GEN-2024-331 | 01 NORTH | G01 29SP | 601067 BISON 3 345 620358 BUFFALO3 345 1 | P12:230:MDU:ELLENDALE:ELLENDALE345:Z: | 0.05983 | Yes
GEN-2024-331 | 01 NORTH | G01 29SP | 601031 BRKNGCO3 345 620483 ASTORIA 3 345 1 | P12:230:MDU:ELLENDALE:ELLENDALE345:Z: | 0.06714 | Yes
GEN-2024-331 | 01 NORTH | G01 29SP | 620480 DEUEL CO 3 345 620483 ASTORIA 3 345 1 | P12:230:MDU:ELLENDALE:ELLENDALE345:Z: | 0.06629 | Yes
GEN-2024-331 | 01 NORTH | G01 29SP | 620417 BSSOUTH3 345 620480 DEUEL CO 3 345 1 | P12:230:MDU:ELLENDALE:ELLENDALE345:Z: | 0.06629 | Yes
GEN-2024-331 | 01 NORTH | G01 29SP | 620369 JAMESTN3 345 657791 CENTER 3 345 1 | P12:230:MDU:MANDAN:NAPOLEON SW:1: | 0.09464 | Yes
GEN-2024-331 | 01 NORTH | G01 29SP | 620369 JAMESTN3 345 657791 CENTER 3 345 1 | P12:230:MDU:MANDAN:ROUGHRIDER:1: | 0.0764 | Yes
GEN-2024-331 | 01 NORTH | G01 29SP | 608607 NELSNLK4 230 615901 GRE-STANTON4 230 1 | P12:230:MDU:MANDAN:ROUGHRIDER:1: | 0.06175 | Yes
GEN-2024-331 | 01 NORTH | G01 29SP | 620358 BUFFALO3 345 620369 JAMESTN3 345 1 | P12:230:MDU:MANDAN:ROUGHRIDER:1: | 0.05742 | Yes
GEN-2024-331 | 01 NORTH | G01 29SP | 601067 BISON 3 345 620358 BUFFALO3 345 1 | P12:230:MDU:MANDAN:ROUGHRIDER:1: | 0.05696 | Yes
GEN-2024-331 | 01 NORTH | G01 29SP | 615901 GRE-STANTON4 230 659106 LELAND_O-BE4 230 1 | P12:230:MDU:MANDAN:ROUGHRIDER:1: | 0.0711 | Yes
GEN-2024-331 | 01 NORTH | G01 29SP | 608607 NELSNLK4 230 615901 GRE-STANTON4 230 1 | P12:230:MDU:MANDAN:WARD:1: | 0.05306 | Yes
GEN-2024-331 | 01 NORTH | G01 29SP | 652468 HEBRON 4 230 661053 MANDAN 4 230 1 | P12:230:MDU:MANDAN:WARD:1: | 0.05597 | Yes
GEN-2024-331 | 01 NORTH | G01 29SP | 620369 JAMESTN3 345 657791 CENTER 3 345 1 | P12:230:MDU:MERRICOURT:WISHEK:1: | 0.09464 | Yes
GEN-2024-331 | 01 NORTH | G01 29SP | 652468 HEBRON 4 230 661053 MANDAN 4 230 1 | P12:230:MDU:MERRICOURT:WISHEK:1: | 0.05209 | Yes
GEN-2024-331 | 01 NORTH | G01 29SP | 620369 JAMESTN3 345 657791 CENTER 3 345 1 | P12:230:MDU:NAPOLEON SW:WISHEK:1: | 0.09464 | Yes
GEN-2024-331 | 01 NORTH | G01 29SP | 652468 HEBRON 4 230 661053 MANDAN 4 230 1 | P12:230:MDU:NAPOLEON SW:WISHEK:1: | 0.05209 | Yes
GEN-2024-331 | 01 NORTH | G01 29SP | 601031 BRKNGCO3 345 620483 ASTORIA 3 345 1 | P12:230:OTP:AUTO-SINGLE:BIGSTON4:BLAIR-ER41:HV: | 0.07159 | Yes
GEN-2024-331 | 01 NORTH | G01 29SP | 620480 DEUEL CO 3 345 620483 ASTORIA 3 345 1 | P12:230:OTP:AUTO-SINGLE:BIGSTON4:BLAIR-ER41:HV: | 0.07067 | Yes
GEN-2024-331 | 01 NORTH | G01 29SP | 620417 BSSOUTH3 345 620480 DEUEL CO 3 345 1 | P12:230:OTP:AUTO-SINGLE:BIGSTON4:BLAIR-ER41:HV: | 0.07067 | Yes
GEN-2024-331 | 01 NORTH | G01 29SP | 620369 JAMESTN3 345 657791 CENTER 3 345 1 | P12:230:OTP:ROUGHRIDER4:CENTER4:1 | 0.0764 | Yes
GEN-2024-331 | 01 NORTH | G01 29SP | 608607 NELSNLK4 230 615901 GRE-STANTON4 230 1 | P12:230:OTP:ROUGHRIDER4:CENTER4:1 | 0.06175 | Yes
GEN-2024-331 | 01 NORTH | G01 29SP | 620358 BUFFALO3 345 620369 JAMESTN3 345 1 | P12:230:OTP:ROUGHRIDER4:CENTER4:1 | 0.05742 | Yes
GEN-2024-331 | 01 NORTH | G01 29SP | 601067 BISON 3 345 620358 BUFFALO3 345 1 | P12:230:OTP:ROUGHRIDER4:CENTER4:1 | 0.05696 | Yes
GEN-2024-331 | 01 NORTH | G01 29SP | 615901 GRE-STANTON4 230 659106 LELAND_O-BE4 230 1 | P12:230:OTP:ROUGHRIDER4:CENTER4:1 | 0.0711 | Yes
GEN-2024-331 | 01 NORTH | G01 29SP | 615901 GRE-STANTON4 230 659106 LELAND_O-BE4 230 1 | P12:230:OTP:SQBUTTE4:YNG24:1 | 0.06568 | Yes
GEN-2024-331 | 01 NORTH | G01 29SP | 601067 BISON 3 345 658049 ALXLNRCTRT 345 1 | P12:230:OTP:WAHPETN4:FERGSFL4:1 | 0.05484 | Yes
GEN-2024-331 | 01 NORTH | G01 29SP | 658047 ALEXMRES3 345 658049 ALXLNRCTRT 345 Z1 | P12:230:OTP:WAHPETN4:FERGSFL4:1 | 0.05484 | Yes
GEN-2024-331 | 01 NORTH | G01 29SP | 620358 BUFFALO3 345 620369 JAMESTN3 345 1 | P12:230:XEL-WAPA:SHEYNNE4:FARGO4:1 | 0.06718 | Yes
GEN-2024-331 | 01 NORTH | G01 29SP | 652468 HEBRON 4 230 661053 MANDAN 4 230 1 | P12:345.0:UMZ:# N-1 #:: LINE ANTELOPE-BE3-ROUNDUP_-BE3-1 :EHV: | 0.08152 | Yes
GEN-2024-331 | 01 NORTH | G01 29SP | 601006 SPLT RK3 345 652864 SIOUXCY-LNX3 345 1 | P12:345.0:UMZ:# N-1 #:: LINE FTTHOM2-LNX3-GRPRAR2-LNX3-1 :EHV: | 0.07724 | Yes
GEN-2024-331 | 01 NORTH | G01 29SP | 601006 SPLT RK3 345 652864 SIOUXCY-LNX3 345 1 | P12:345.0:UMZ:# N-1 #:: LINE FTTHOMP3-FTTHOM2-LNX3-Z :EHV: | 0.07724 | Yes
GEN-2024-331 | 01 NORTH | G01 29SP | 601006 SPLT RK3 345 652536 WHITE-SRX3 345 1 | P12:345.0:UMZ:# N-1 #:: LINE GR PRAIRIE 3-GRPRAR1-LNX3-Z :EHV: | 0.07198 | Yes
GEN-2024-331 | 01 NORTH | G01 29SP | 601006 SPLT RK3 345 652864 SIOUXCY-LNX3 345 1 | P12:345.0:UMZ:# N-1 #:: LINE GR PRAIRIE 3-GRPRAR1-LNX3-Z :EHV: | 0.07569 | Yes
GEN-2024-331 | 01 NORTH | G01 29SP | 601003 PR ISLD3 345 601039 NROC 3 345 1 | P12:345.0:UMZ:# N-1 #:: LINE GR PRAIRIE 3-GRPRAR1-LNX3-Z :EHV: | 0.05247 | Yes
GEN-2024-331 | 01 NORTH | G01 29SP | 631139 HAZLTON3 345 631270 LASALLE 3 345 1 | P12:345.0:UMZ:# N-1 #:: LINE GR PRAIRIE 3-GRPRAR1-LNX3-Z :EHV: | 0.05112 | Yes
GEN-2024-331 | 01 NORTH | G01 29SP | 635200 RAUN 3 345 635398 REMSEN 3 345 1 | P12:345.0:UMZ:# N-1 #:: LINE GR PRAIRIE 3-GRPRAR1-LNX3-Z :EHV: | 0.05979 | Yes
GEN-2024-331 | 01 NORTH | G01 29SP | 631144 MITCHLCO3 345 631270 LASALLE 3 345 1 | P12:345.0:UMZ:# N-1 #:: LINE GR PRAIRIE 3-GRPRAR1-LNX3-Z :EHV: | 0.05112 | Yes
GEN-2024-331 | 01 NORTH | G01 29SP | 601002 ADAMS 3 345 631144 MITCHLCO3 345 1 | P12:345.0:UMZ:# N-1 #:: LINE GR PRAIRIE 3-GRPRAR1-LNX3-Z :EHV: | 0.05112 | Yes
GEN-2024-331 | 01 NORTH | G01 29SP | 601048 LYON CO 3 345 631138 LAKEFLD3 345 1 | P12:345.0:UMZ:# N-1 #:: LINE GR PRAIRIE 3-GRPRAR1-LNX3-Z :EHV: | 0.06684 | Yes
GEN-2024-331 | 01 NORTH | G01 29SP | 635398 REMSEN 3 345 635399 CHEROKEE 3 345 1 | P12:345.0:UMZ:# N-1 #:: LINE GR PRAIRIE 3-GRPRAR1-LNX3-Z :EHV: | 0.05979 | Yes
GEN-2024-331 | 01 NORTH | G01 29SP | 635399 CHEROKEE 3 345 635400 HIGHLAND 3 345 1 | P12:345.0:UMZ:# N-1 #:: LINE GR PRAIRIE 3-GRPRAR1-LNX3-Z :EHV: | 0.05979 | Yes
GEN-2024-331 | 01 NORTH | G01 29SP | 631193 HUNTLEY3 345 631197 LEDYARD3 345 1 | P12:345.0:UMZ:# N-1 #:: LINE GR PRAIRIE 3-GRPRAR1-LNX3-Z :EHV: | 0.06747 | Yes
GEN-2024-331 | 01 NORTH | G01 29SP | 601006 SPLT RK3 345 652864 SIOUXCY-LNX3 345 1 | P12:345.0:UMZ:# N-1 #:: LINE GR PRAIRIE 3-GRPRAR2-LNX3-Z :EHV: | 0.07724 | Yes
GEN-2024-331 | 01 NORTH | G01 29SP | 620369 JAMESTN3 345 657791 CENTER 3 345 1 | P12:345.0:UMZ:# N-1 #:: LINE GROTON__-BE3-GR.LS-LO-BE3-Z :EHV: | 0.09536 | Yes
GEN-2024-331 | 01 NORTH | G01 29SP | 601006 SPLT RK3 345 652536 WHITE-SRX3 345 1 | P12:345.0:UMZ:# N-1 #:: LINE HOLT.CO3-GRPRAR1-LNX3-1 :EHV: | 0.07198 | Yes
GEN-2024-331 | 01 NORTH | G01 29SP | 601006 SPLT RK3 345 652864 SIOUXCY-LNX3 345 1 | P12:345.0:UMZ:# N-1 #:: LINE HOLT.CO3-GRPRAR1-LNX3-1 :EHV: | 0.07569 | Yes
GEN-2024-331 | 01 NORTH | G01 29SP | 601003 PR ISLD3 345 601039 NROC 3 345 1 | P12:345.0:UMZ:# N-1 #:: LINE HOLT.CO3-GRPRAR1-LNX3-1 :EHV: | 0.05247 | Yes
GEN-2024-331 | 01 NORTH | G01 29SP | 631139 HAZLTON3 345 631270 LASALLE 3 345 1 | P12:345.0:UMZ:# N-1 #:: LINE HOLT.CO3-GRPRAR1-LNX3-1 :EHV: | 0.05112 | Yes
GEN-2024-331 | 01 NORTH | G01 29SP | 635200 RAUN 3 345 635398 REMSEN 3 345 1 | P12:345.0:UMZ:# N-1 #:: LINE HOLT.CO3-GRPRAR1-LNX3-1 :EHV: | 0.05979 | Yes
GEN-2024-331 | 01 NORTH | G01 29SP | 631144 MITCHLCO3 345 631270 LASALLE 3 345 1 | P12:345.0:UMZ:# N-1 #:: LINE HOLT.CO3-GRPRAR1-LNX3-1 :EHV: | 0.05112 | Yes
GEN-2024-331 | 01 NORTH | G01 29SP | 601048 LYON CO 3 345 631138 LAKEFLD3 345 1 | P12:345.0:UMZ:# N-1 #:: LINE HOLT.CO3-GRPRAR1-LNX3-1 :EHV: | 0.06684 | Yes
GEN-2024-331 | 01 NORTH | G01 29SP | 635398 REMSEN 3 345 635399 CHEROKEE 3 345 1 | P12:345.0:UMZ:# N-1 #:: LINE HOLT.CO3-GRPRAR1-LNX3-1 :EHV: | 0.05979 | Yes
GEN-2024-331 | 01 NORTH | G01 29SP | 635399 CHEROKEE 3 345 635400 HIGHLAND 3 345 1 | P12:345.0:UMZ:# N-1 #:: LINE HOLT.CO3-GRPRAR1-LNX3-1 :EHV: | 0.05979 | Yes
GEN-2024-331 | 01 NORTH | G01 29SP | 631193 HUNTLEY3 345 631197 LEDYARD3 345 1 | P12:345.0:UMZ:# N-1 #:: LINE HOLT.CO3-GRPRAR1-LNX3-1 :EHV: | 0.06747 | Yes
GEN-2024-331 | 01 NORTH | G01 29SP | 620369 JAMESTN3 345 657791 CENTER 3 345 1 | P12:345.0:UMZ:# N-1 #:: LINE LELAND_O-BE3-LO.LS-GR-BE3-Z :EHV: | 0.09536 | Yes
GEN-2024-331 | 01 NORTH | G01 29SP | 601048 LYON CO 3 345 601087 STEEP BK LK3 345 2 | P12:345.0:UMZ:# N-1 #:: LINE SPLT RK3-WHITE-SRX3-1 :EHV: | 0.05014 | Yes
GEN-2024-331 | 01 NORTH | G01 29SP | 601031 BRKNGCO3 345 601087 STEEP BK LK3 345 2 | P12:345.0:UMZ:# N-1 #:: LINE SPLT RK3-WHITE-SRX3-1 :EHV: | 0.05014 | Yes
GEN-2024-331 | 01 NORTH | G01 29SP | 601048 LYON CO 3 345 631138 LAKEFLD3 345 1 | P12:345.0:UMZ:# N-1 #:: LINE SPLT RK3-WHITE-SRX3-1 :EHV: | 0.07933 | Yes
GEN-2024-331 | 01 NORTH | G01 29SP | 635200 RAUN 3 345 652564 SIOUXCY3 345 1 | P12:345.0:UMZ:# N-1 #:: LINE SPLT RK3-WHITE-SRX3-1 :EHV: | 0.06584 | Yes
GEN-2024-331 | 01 NORTH | G01 29SP | 620369 JAMESTN3 345 657791 CENTER 3 345 1 | P12:345.0:UMZ:# N-1 #:: LINE WATERTN3-CROCKER_-BE3-1 :EHV: | 0.0869 | Yes
GEN-2024-331 | 01 NORTH | G01 29SP | 601031 BRKNGCO3 345 620483 ASTORIA 3 345 1 | P12:345.0:UMZ:# N-1 #:: LINE WATERTN3-CROCKER_-BE3-1 :EHV: | 0.07951 | Yes
GEN-2024-331 | 01 NORTH | G01 29SP | 620480 DEUEL CO 3 345 620483 ASTORIA 3 345 1 | P12:345.0:UMZ:# N-1 #:: LINE WATERTN3-CROCKER_-BE3-1 :EHV: | 0.07826 | Yes
GEN-2024-331 | 01 NORTH | G01 29SP | 620417 BSSOUTH3 345 620480 DEUEL CO 3 345 1 | P12:345.0:UMZ:# N-1 #:: LINE WATERTN3-CROCKER_-BE3-1 :EHV: | 0.07826 | Yes
GEN-2024-331 | 01 NORTH | G01 29SP | 601031 BRKNGCO3 345 620483 ASTORIA 3 345 1 | P12:345.0:UMZ:# N-1 #:: LINE WATERTN3-WATERTN-LNX3-Z :EHV: | 0.09182 | Yes
GEN-2024-331 | 01 NORTH | G01 29SP | 620480 DEUEL CO 3 345 620483 ASTORIA 3 345 1 | P12:345.0:UMZ:# N-1 #:: LINE WATERTN3-WATERTN-LNX3-Z :EHV: | 0.08943 | Yes
GEN-2024-331 | 01 NORTH | G01 29SP | 620417 BSSOUTH3 345 620480 DEUEL CO 3 345 1 | P12:345.0:UMZ:# N-1 #:: LINE WATERTN3-WATERTN-LNX3-Z :EHV: | 0.08943 | Yes
GEN-2024-331 | 01 NORTH | G01 29SP | 601031 BRKNGCO3 345 620483 ASTORIA 3 345 1 | P12:345.0:UMZ:# N-1 #:: LINE WHITE 3-DEERCREK-BE3-1 :EHV: | 0.06419 | Yes
GEN-2024-331 | 01 NORTH | G01 29SP | 601031 BRKNGCO3 345 620483 ASTORIA 3 345 1 | P12:345.0:UMZ:# N-1 #:: LINE WHITE 3-WATERTN-LNX3-1 :EHV: | 0.09182 | Yes
GEN-2024-331 | 01 NORTH | G01 29SP | 620480 DEUEL CO 3 345 620483 ASTORIA 3 345 1 | P12:345.0:UMZ:# N-1 #:: LINE WHITE 3-WATERTN-LNX3-1 :EHV: | 0.08943 | Yes
GEN-2024-331 | 01 NORTH | G01 29SP | 620417 BSSOUTH3 345 620480 DEUEL CO 3 345 1 | P12:345.0:UMZ:# N-1 #:: LINE WHITE 3-WATERTN-LNX3-1 :EHV: | 0.08943 | Yes
GEN-2024-331 | 01 NORTH | G01 29SP | 601048 LYON CO 3 345 601087 STEEP BK LK3 345 2 | P12:345.0:UMZ:# N-1 #:: LINE WHITE-SRX3-WHITE 3-SX :EHV: | 0.05014 | Yes
GEN-2024-331 | 01 NORTH | G01 29SP | 601031 BRKNGCO3 345 601087 STEEP BK LK3 345 2 | P12:345.0:UMZ:# N-1 #:: LINE WHITE-SRX3-WHITE 3-SX :EHV: | 0.05014 | Yes
GEN-2024-331 | 01 NORTH | G01 29SP | 601048 LYON CO 3 345 631138 LAKEFLD3 345 1 | P12:345.0:UMZ:# N-1 #:: LINE WHITE-SRX3-WHITE 3-SX :EHV: | 0.07933 | Yes
GEN-2024-331 | 01 NORTH | G01 29SP | 635200 RAUN 3 345 652564 SIOUXCY3 345 1 | P12:345.0:UMZ:# N-1 #:: LINE WHITE-SRX3-WHITE 3-SX :EHV: | 0.06584 | Yes
GEN-2024-331 | 01 NORTH | G01 29SP | 631139 HAZLTON3 345 631270 LASALLE 3 345 1 | P12:345:ATC-XEL:W-13:NMAB5_345:BRIGGSRDNLL:EHV: | 0.05367 | Yes
GEN-2024-331 | 01 NORTH | G01 29SP | 631144 MITCHLCO3 345 631270 LASALLE 3 345 1 | P12:345:ATC-XEL:W-13:NMAB5_345:BRIGGSRDNLL:EHV: | 0.05367 | Yes
GEN-2024-331 | 01 NORTH | G01 29SP | 601002 ADAMS 3 345 631144 MITCHLCO3 345 1 | P12:345:ATC-XEL:W-13:NMAB5_345:BRIGGSRDNLL:EHV: | 0.05367 | Yes
GEN-2024-331 | 01 NORTH | G01 29SP | 601002 ADAMS 3 345 615306 GRE-PL VLLY3 345 1 | P12:345:ATC-XEL:W-13:NMAB5_345:BRIGGSRDNLL:EHV: | 0.05496 | Yes
GEN-2024-331 | 01 NORTH | G01 29SP | 631193 HUNTLEY3 345 631197 LEDYARD3 345 1 | P12:345:ITCM-MEC:HAZLTON:LASALLE:1 | 0.06936 | Yes
GEN-2024-331 | 01 NORTH | G01 29SP | 657756 SQBUTTE4 230 995911 620:CENTER # 230 1 | P12:345:MDU:CENTER:COYOTE:1COYOTE RAS - ON: | 0.05067 | Yes
GEN-2024-331 | 01 NORTH | G01 29SP | 657791 CENTER 3 345 995911 620:CENTER # 230 1 | P12:345:MDU:CENTER:COYOTE:1COYOTE RAS - ON: | 0.05067 | Yes
GEN-2024-331 | 01 NORTH | G01 29SP | 615901 GRE-STANTON4 230 659106 LELAND_O-BE4 230 1 | P12:345:MDU:CENTER:COYOTE:1COYOTE RAS - ON: | 0.0724 | Yes
GEN-2024-331 | 01 NORTH | G01 29SP | 636000 WEBSTER3 345 636010 LEHIGH 3 345 1 | P12:345:MEC:GARD AVE:LEHIGH:1REACTOR:EHV: | 0.05279 | Yes
GEN-2024-331 | 01 NORTH | G01 29SP | 636000 WEBSTER3 345 636010 LEHIGH 3 345 1 | P12:345:MEC:IDA CO:GARD AVE:1 | 0.05279 | Yes
GEN-2024-331 | 01 NORTH | G01 29SP | 635200 RAUN 3 345 635398 REMSEN 3 345 1 | P12:345:MEC:KOSSUTH:IRVINGTON:1 | 0.06227 | Yes
GEN-2024-331 | 01 NORTH | G01 29SP | 635398 REMSEN 3 345 635399 CHEROKEE 3 345 1 | P12:345:MEC:KOSSUTH:IRVINGTON:1 | 0.06227 | Yes
GEN-2024-331 | 01 NORTH | G01 29SP | 635399 CHEROKEE 3 345 635400 HIGHLAND 3 345 1 | P12:345:MEC:KOSSUTH:IRVINGTON:1 | 0.06227 | Yes
GEN-2024-331 | 01 NORTH | G01 29SP | 635200 RAUN 3 345 635398 REMSEN 3 345 1 | P12:345:MEC:PALO ALTO:KOSSUTH:1REACTOR:EHV: | 0.05517 | Yes
GEN-2024-331 | 01 NORTH | G01 29SP | 631138 LAKEFLD3 345 635368 OBRIEN 3 345 1 | P12:345:MEC:PALO ALTO:KOSSUTH:1REACTOR:EHV: | 0.05818 | Yes
GEN-2024-331 | 01 NORTH | G01 29SP | 635398 REMSEN 3 345 635399 CHEROKEE 3 345 1 | P12:345:MEC:PALO ALTO:KOSSUTH:1REACTOR:EHV: | 0.05517 | Yes
GEN-2024-331 | 01 NORTH | G01 29SP | 635399 CHEROKEE 3 345 635400 HIGHLAND 3 345 1 | P12:345:MEC:PALO ALTO:KOSSUTH:1REACTOR:EHV: | 0.05517 | Yes
GEN-2024-331 | 01 NORTH | G01 29SP | 631193 HUNTLEY3 345 631197 LEDYARD3 345 1 | P12:345:MEC:PALO ALTO:KOSSUTH:1REACTOR:EHV: | 0.06554 | Yes
GEN-2024-331 | 01 NORTH | G01 29SP | 601006 SPLT RK3 345 652864 SIOUXCY-LNX3 345 1 | P12:345:MEC:RAUN:REMSEN:1 | 0.077 | Yes
GEN-2024-331 | 01 NORTH | G01 29SP | 631139 HAZLTON3 345 631270 LASALLE 3 345 1 | P12:345:MEC:WEBSTER:IRVINGTON:1REACTOR:EHV: | 0.05144 | Yes
GEN-2024-331 | 01 NORTH | G01 29SP | 635200 RAUN 3 345 635398 REMSEN 3 345 1 | P12:345:MEC:WEBSTER:IRVINGTON:1REACTOR:EHV: | 0.06227 | Yes
GEN-2024-331 | 01 NORTH | G01 29SP | 631144 MITCHLCO3 345 631270 LASALLE 3 345 1 | P12:345:MEC:WEBSTER:IRVINGTON:1REACTOR:EHV: | 0.05144 | Yes
GEN-2024-331 | 01 NORTH | G01 29SP | 601002 ADAMS 3 345 631144 MITCHLCO3 345 1 | P12:345:MEC:WEBSTER:IRVINGTON:1REACTOR:EHV: | 0.05144 | Yes
GEN-2024-331 | 01 NORTH | G01 29SP | 635398 REMSEN 3 345 635399 CHEROKEE 3 345 1 | P12:345:MEC:WEBSTER:IRVINGTON:1REACTOR:EHV: | 0.06227 | Yes
GEN-2024-331 | 01 NORTH | G01 29SP | 635399 CHEROKEE 3 345 635400 HIGHLAND 3 345 1 | P12:345:MEC:WEBSTER:IRVINGTON:1REACTOR:EHV: | 0.06227 | Yes
GEN-2024-331 | 01 NORTH | G01 29SP | 620480 DEUEL CO 3 345 620483 ASTORIA 3 345 1 | P12:345:MRES:ALXLNRCTRT:BISON 3:CAPX-ALXLNRCTRT-BISON 3 | 0.07515 | Yes
GEN-2024-331 | 01 NORTH | G01 29SP | 620417 BSSOUTH3 345 620480 DEUEL CO 3 345 1 | P12:345:MRES:ALXLNRCTRT:BISON 3:CAPX-ALXLNRCTRT-BISON 3 | 0.07515 | Yes
GEN-2024-331 | 01 NORTH | G01 29SP | 635200 RAUN 3 345 645552 S3452 REACT3 345 1 | P12:345:OPPD-MEC:S3451-RAUN:::EHV: | 0.08761 | Yes
GEN-2024-331 | 01 NORTH | G01 29SP | 635200 RAUN 3 345 652564 SIOUXCY3 345 1 | P12:345:OPPD-MEC:S3451-RAUN:::EHV: | 0.06774 | Yes
GEN-2024-331 | 01 NORTH | G01 29SP | 620480 DEUEL CO 3 345 620483 ASTORIA 3 345 1 | P12:345:OTP:ASTORIA3:J510ASTOR3:1 | 0.06557 | Yes
GEN-2024-331 | 01 NORTH | G01 29SP | 620417 BSSOUTH3 345 620480 DEUEL CO 3 345 1 | P12:345:OTP:ASTORIA3:J510ASTOR3:1 | 0.06557 | Yes
GEN-2024-331 | 01 NORTH | G01 29SP | 620358 BUFFALO3 345 620369 JAMESTN3 345 1 | P12:345:OTP:BSSOUTH3:TWINBRKS3:1 | 0.07447 | Yes
GEN-2024-331 | 01 NORTH | G01 29SP | 601067 BISON 3 345 620358 BUFFALO3 345 1 | P12:345:OTP:BSSOUTH3:TWINBRKS3:1 | 0.07322 | Yes
GEN-2024-331 | 01 NORTH | G01 29SP | 602006 SHEYNNE4 230 652435 FARGO 4 230 1 | P12:345:OTP:BUFFALO3:JAMESTN3:1 | 0.05509 | Yes
GEN-2024-331 | 01 NORTH | G01 29SP | 620416 TWIN BRKS 3 345 620417 BSSOUTH3 345 1 | P12:345:OTP:BUFFALO3:JAMESTN3:1 | 0.05638 | Yes
GEN-2024-331 | 01 NORTH | G01 29SP | 620369 JAMESTN3 345 620769 JMS SHUNT 3 345 Z | P12:345:OTP:BUFFALO3:JAMESTN3:1 | 0.05308 | Yes
GEN-2024-331 | 01 NORTH | G01 29SP | 620769 JMS SHUNT 3 345 661952 ELN345SHNT23 345 1 | P12:345:OTP:BUFFALO3:JAMESTN3:1 | 0.05308 | Yes
GEN-2024-331 | 01 NORTH | G01 29SP | 661097 ELLENDL345 3 345 661952 ELN345SHNT23 345 Z | P12:345:OTP:BUFFALO3:JAMESTN3:1 | 0.05308 | Yes
GEN-2024-331 | 01 NORTH | G01 29SP | 661097 ELLENDL345 3 345 661950 ELN345SHNT 3 345 Z | P12:345:OTP:BUFFALO3:JAMESTN3:1 | 0.05638 | Yes
GEN-2024-331 | 01 NORTH | G01 29SP | 620416 TWIN BRKS 3 345 661950 ELN345SHNT 3 345 1 | P12:345:OTP:BUFFALO3:JAMESTN3:1 | 0.05638 | Yes
GEN-2024-331 | 01 NORTH | G01 29SP | 620369 JAMESTN3 345 657791 CENTER 3 345 1 | P12:345:OTP:CENTER3:CNTSHNT3:Z1 | 0.09133 | Yes
GEN-2024-331 | 01 NORTH | G01 29SP | 620358 BUFFALO3 345 620369 JAMESTN3 345 1 | P12:345:OTP:CENTER3:CNTSHNT3:Z1 | 0.06725 | Yes
GEN-2024-331 | 01 NORTH | G01 29SP | 601067 BISON 3 345 620358 BUFFALO3 345 1 | P12:345:OTP:CENTER3:CNTSHNT3:Z1 | 0.06602 | Yes
GEN-2024-331 | 01 NORTH | G01 29SP | 657756 SQBUTTE4 230 995911 620:CENTER # 230 1 | P12:345:OTP:CENTER3:COYOTE3:1 RAS OFF:EHV: | 0.05067 | Yes
GEN-2024-331 | 01 NORTH | G01 29SP | 657791 CENTER 3 345 995911 620:CENTER # 230 1 | P12:345:OTP:CENTER3:COYOTE3:1 RAS OFF:EHV: | 0.05067 | Yes
GEN-2024-331 | 01 NORTH | G01 29SP | 615901 GRE-STANTON4 230 659106 LELAND_O-BE4 230 1 | P12:345:OTP:CENTER3:COYOTE3:1 RAS OFF:EHV: | 0.0724 | Yes
GEN-2024-331 | 01 NORTH | G01 29SP | 602006 SHEYNNE4 230 652435 FARGO 4 230 1 | P12:345:OTP:JAMESTN3:CENTER3:1 | 0.0586 | Yes
GEN-2024-331 | 01 NORTH | G01 29SP | 661091 NAPOLEON SW4 230 661094 WISHEK 4 230 1 | P12:345:OTP:JAMESTN3:CENTER3:1 | 0.05374 | Yes
GEN-2024-331 | 01 NORTH | G01 29SP | 661093 MERRCRT4 230 661094 WISHEK 4 230 1 | P12:345:OTP:JAMESTN3:CENTER3:1 | 0.05374 | Yes
GEN-2024-331 | 01 NORTH | G01 29SP | 601001 FORBES 2 500 601013 ROSEAUS2 500 1 | P12:345:OTP:JAMESTN3:CENTER3:1 | 0.05438 | Yes
GEN-2024-331 | 01 NORTH | G01 29SP | 661053 MANDAN 4 230 661091 NAPOLEON SW4 230 1 | P12:345:OTP:JAMESTN3:CENTER3:1 | 0.05374 | Yes
GEN-2024-331 | 01 NORTH | G01 29SP | 601012 ROSEAUN2 500 667501 RIEL 2 500 1 | P12:345:OTP:JAMESTN3:CENTER3:1 | 0.05438 | Yes
GEN-2024-331 | 01 NORTH | G01 29SP | 601013 ROSEAUS2 500 601038 ROSEAUM 2 500 1 | P12:345:OTP:JAMESTN3:CENTER3:1 | 0.05438 | Yes
GEN-2024-331 | 01 NORTH | G01 29SP | 601012 ROSEAUN2 500 601038 ROSEAUM 2 500 1 | P12:345:OTP:JAMESTN3:CENTER3:1 | 0.05438 | Yes
GEN-2024-331 | 01 NORTH | G01 29SP | 601001 FORBES 2 500 601017 CHIS-N 2 500 1 | P12:345:OTP:JAMESTN3:CENTER3:1 | 0.0688 | Yes
GEN-2024-331 | 01 NORTH | G01 29SP | 601016 CHIS CO2 500 601017 CHIS-N 2 500 1 | P12:345:OTP:JAMESTN3:CENTER3:1 | 0.0688 | Yes
GEN-2024-331 | 01 NORTH | G01 29SP | 615901 GRE-STANTON4 230 659106 LELAND_O-BE4 230 1 | P12:345:OTP:JAMESTN3:CENTER3:1 | 0.05281 | Yes
GEN-2024-331 | 01 NORTH | G01 29SP | 652468 HEBRON 4 230 661053 MANDAN 4 230 1 | P12:345:OTP:JAMESTN3:CENTER3:1 | 0.05373 | Yes
GEN-2024-331 | 01 NORTH | G01 29SP | 601003 PR ISLD3 345 601039 NROC 3 345 1 | P12:345:XEL:ASK-ECL | 0.05839 | Yes
GEN-2024-331 | 01 NORTH | G01 29SP | 601014 AS KING3 345 601021 KOLMNLK3 345 1 | P12:345:XEL:ASKING3:CHISCO3:1 | 0.05473 | Yes
GEN-2024-331 | 01 NORTH | G01 29SP | 601048 LYON CO 3 345 631138 LAKEFLD3 345 1 | P12:345:XEL:HELENA3:GRE-CDRMTH13:1 | 0.06411 | Yes
GEN-2024-331 | 01 NORTH | G01 29SP | 601048 LYON CO 3 345 631138 LAKEFLD3 345 1 | P12:345:XEL:HELENA3:GRE-CDRMTH23:2 | 0.06413 | Yes
GEN-2024-331 | 01 NORTH | G01 29SP | 601004 WILMART3 345 631193 HUNTLEY3 345 1 | P12:345:XEL:LFD-CDL | 0.05048 | Yes
GEN-2024-331 | 01 NORTH | G01 29SP | 601006 SPLT RK3 345 652536 WHITE-SRX3 345 1 | P12:345:XEL:LYONCO3:HAWKSNEST3:1 | 0.07219 | Yes
GEN-2024-331 | 01 NORTH | G01 29SP | 601048 LYON CO 3 345 601087 STEEP BK LK3 345 2 | P12:345:XEL:LYONCO3:HAWKSNEST3:1 | 0.05052 | Yes
GEN-2024-331 | 01 NORTH | G01 29SP | 601031 BRKNGCO3 345 601087 STEEP BK LK3 345 2 | P12:345:XEL:LYONCO3:HAWKSNEST3:1 | 0.05052 | Yes
GEN-2024-331 | 01 NORTH | G01 29SP | 601003 PR ISLD3 345 601039 NROC 3 345 1 | P12:345:XEL:NROC3:HMPTCNR3:1 | 0.06973 | Yes
GEN-2024-331 | 01 NORTH | G01 29SP | 601039 NROC 3 345 601051 HMPT CNR3 345 1 | P12:345:XEL:PRISLD3:NROC3:1 | 0.06464 | Yes
GEN-2024-331 | 01 NORTH | G01 29SP | 601004 WILMART3 345 631193 HUNTLEY3 345 1 | P12:345:XEL:WILMART3:CRANDAL3:1 | 0.05048 | Yes
GEN-2024-331 | 01 NORTH | G01 29SP | 631193 HUNTLEY3 345 631197 LEDYARD3 345 1 | P12:345:XEL:WILMART3:SHEASLK3:1 | 0.05374 | Yes
GEN-2024-331 | 01 NORTH | G01 29SP | 601004 WILMART3 345 631193 HUNTLEY3 345 1 | P12:345:XEL:WLM-FDN-LFD | 0.05048 | Yes
GEN-2024-331 | 01 NORTH | G01 29SP | 601005 ELM CRK3 345 601022 PARKERS3 345 1 | P12:345:XEL-GRE:PARKERS3:GRE-DICKNSN3:1 | 0.05183 | Yes
GEN-2024-331 | 01 NORTH | G01 29SP | 602006 SHEYNNE4 230 652435 FARGO 4 230 1 | P12:345:XEL-OTP:BISON3:BUFFALO3:1 | 0.05088 | Yes
GEN-2024-331 | 01 NORTH | G01 29SP | 620416 TWIN BRKS 3 345 620417 BSSOUTH3 345 1 | P12:345:XEL-OTP:BISON3:BUFFALO3:1 | 0.05312 | Yes
GEN-2024-331 | 01 NORTH | G01 29SP | 661097 ELLENDL345 3 345 661950 ELN345SHNT 3 345 Z | P12:345:XEL-OTP:BISON3:BUFFALO3:1 | 0.05312 | Yes
GEN-2024-331 | 01 NORTH | G01 29SP | 620416 TWIN BRKS 3 345 661950 ELN345SHNT 3 345 1 | P12:345:XEL-OTP:BISON3:BUFFALO3:1 | 0.05312 | Yes
GEN-2024-331 | 01 NORTH | G01 29SP | 601005 ELM CRK3 345 601022 PARKERS3 345 1 | P12:345:XEL-OTP:BRKNGCO3:ASTORIA3:1 | 0.05089 | Yes
GEN-2024-331 | 01 NORTH | G01 29SP | 601067 BISON 3 345 658049 ALXLNRCTRT 345 1 | P12:345:XEL-OTP:BRKNGCO3:ASTORIA3:1 | 0.05876 | Yes
GEN-2024-331 | 01 NORTH | G01 29SP | 658047 ALEXMRES3 345 658049 ALXLNRCTRT 345 Z1 | P12:345:XEL-OTP:BRKNGCO3:ASTORIA3:1 | 0.05876 | Yes
GEN-2024-331 | 01 NORTH | G01 29SP | 601067 BISON 3 345 658049 ALXLNRCTRT 345 1 | P12:500:XEL-GRE-MP:FORBES-CHISAGO COUNTY 500 | 0.05694 | Yes
GEN-2024-331 | 01 NORTH | G01 29SP | 658047 ALEXMRES3 345 658049 ALXLNRCTRT 345 Z1 | P12:500:XEL-GRE-MP:FORBES-CHISAGO COUNTY 500 | 0.05694 | Yes
GEN-2024-331 | 01 NORTH | G01 29SP | 620358 BUFFALO3 345 620369 JAMESTN3 345 1 | P13:034-230-345:MDU:ELLENDALE345:1: | 0.06 | Yes
GEN-2024-331 | 01 NORTH | G01 29SP | 601067 BISON 3 345 620358 BUFFALO3 345 1 | P13:034-230-345:MDU:ELLENDALE345:1: | 0.05937 | Yes
GEN-2024-331 | 01 NORTH | G01 29SP | 615901 GRE-STANTON4 230 659106 LELAND_O-BE4 230 1 | P13:20-230:OTP:CENTER2G:YNG24:1 | 0.06568 | Yes
GEN-2024-331 | 01 NORTH | G01 29SP | 657756 SQBUTTE4 230 995911 620:CENTER # 230 1 | P13:230:OTP:SQBUTTE4:CENTER3:CENTR2TE2:HV: | 0.06758 | Yes
GEN-2024-331 | 01 NORTH | G01 29SP | 657791 CENTER 3 345 995911 620:CENTER # 230 1 | P13:230:OTP:SQBUTTE4:CENTER3:CENTR2TE2:HV: | 0.06758 | Yes
GEN-2024-331 | 01 NORTH | G01 29SP | 620369 JAMESTN3 345 657791 CENTER 3 345 1 | P13:230-24:OTP:BIGSTON4:BIGSTN1G:1 | 0.08186 | Yes
GEN-2024-331 | 01 NORTH | G01 29SP | 652468 HEBRON 4 230 661053 MANDAN 4 230 1 | P13:230-34.5:UMZ:# N-1 #:: 3WND ND.SUN._-PP4-ND.SUN._-PP9-ND.SUN.T-PP9-1 SFW.GSU.T1:HV: | 0.05786 | Yes
GEN-2024-331 | 01 NORTH | G01 29SP | 615901 GRE-STANTON4 230 659106 LELAND_O-BE4 230 1 | P13:24-345:OTP:COYOTE1G:COYOTE3:1 | 0.06568 | Yes
GEN-2024-331 | 01 NORTH | G01 29SP | 615901 GRE-STANTON4 230 659106 LELAND_O-BE4 230 1 | P13:345:MDU:COYOTE:1:COYOTE GSU LOSS | 0.06568 | Yes
GEN-2024-331 | 01 NORTH | G01 29SP | 635200 RAUN 3 345 762779 G18-043 TAP 345 1 | P13:345:OPPD:NEBCTY2G:::EHV: | 0.05908 | Yes
GEN-2024-331 | 01 NORTH | G01 29SP | 635200 RAUN 3 345 645552 S3452 REACT3 345 1 | P13:345:OPPD:NEBCTY2G:::EHV: | 0.06017 | Yes
GEN-2024-331 | 01 NORTH | G01 29SP | 601016 CHIS CO2 500 996557 C055765(2-4) 345 9 | P13:345:XEL:CHISCO2:CHISCO3:CHIST1910:EHV: | 0.06089 | Yes
GEN-2024-331 | 01 NORTH | G01 29SP | 601018 CHIS CO3 345 996557 C055765(2-4) 345 9 | P13:345:XEL:CHISCO2:CHISCO3:CHIST1910:EHV: | 0.06089 | Yes
GEN-2024-331 | 01 NORTH | G01 29SP | 601016 CHIS CO2 500 996556 C073455(1-2) 345 10 | P13:345:XEL:CHISCO2:CHISCO3:CHIST299:EHV: | 0.06084 | Yes
GEN-2024-331 | 01 NORTH | G01 29SP | 601018 CHIS CO3 345 996556 C073455(1-2) 345 10 | P13:345:XEL:CHISCO2:CHISCO3:CHIST299:EHV: | 0.06084 | Yes
GEN-2024-331 | 01 NORTH | G01 29SP | 601001 FORBES 2 500 601017 CHIS-N 2 500 1 | P13:345:XEL:MNTCE31G:MNTCELO3:1 | 0.06283 | Yes
GEN-2024-331 | 01 NORTH | G01 29SP | 601016 CHIS CO2 500 601017 CHIS-N 2 500 1 | P13:345:XEL:MNTCE31G:MNTCELO3:1 | 0.06283 | Yes
GEN-2024-331 | 01 NORTH | G01 29SP | 601004 WILMART3 345 601072 SHEAS LK3 345 1 | P13:345:XEL:MNTCE31G:MNTCELO3:1 | 0.05121 | Yes
GEN-2024-331 | 01 NORTH | G01 29SP | 601050 HELENA 3 345 601072 SHEAS LK3 345 1 | P13:345:XEL:MNTCE31G:MNTCELO3:1 | 0.05165 | Yes
GEN-2024-331 | 01 NORTH | G01 29SP | 601067 BISON 3 345 658049 ALXLNRCTRT 345 1 | P13:345:XEL:MNTCE31G:MNTCELO3:1 | 0.05189 | Yes
GEN-2024-331 | 01 NORTH | G01 29SP | 658047 ALEXMRES3 345 658049 ALXLNRCTRT 345 Z1 | P13:345:XEL:MNTCE31G:MNTCELO3:1 | 0.05189 | Yes
GEN-2024-331 | 01 NORTH | G01 29SP | 601001 FORBES 2 500 601017 CHIS-N 2 500 1 | P13:345:XEL:PRIS31G:PRISLD3:1 | 0.06283 | Yes
GEN-2024-331 | 01 NORTH | G01 29SP | 601016 CHIS CO2 500 601017 CHIS-N 2 500 1 | P13:345:XEL:PRIS31G:PRISLD3:1 | 0.06283 | Yes
GEN-2024-331 | 01 NORTH | G01 29SP | 601004 WILMART3 345 601072 SHEAS LK3 345 1 | P13:345:XEL:PRIS31G:PRISLD3:1 | 0.05121 | Yes
GEN-2024-331 | 01 NORTH | G01 29SP | 601050 HELENA 3 345 601072 SHEAS LK3 345 1 | P13:345:XEL:PRIS31G:PRISLD3:1 | 0.05165 | Yes
GEN-2024-331 | 01 NORTH | G01 29SP | 601001 FORBES 2 500 601017 CHIS-N 2 500 1 | P13:345:XEL:PRIS32G:PRISLD3:2 | 0.06283 | Yes
GEN-2024-331 | 01 NORTH | G01 29SP | 601016 CHIS CO2 500 601017 CHIS-N 2 500 1 | P13:345:XEL:PRIS32G:PRISLD3:2 | 0.06283 | Yes
GEN-2024-331 | 01 NORTH | G01 29SP | 601004 WILMART3 345 601072 SHEAS LK3 345 1 | P13:345:XEL:PRIS32G:PRISLD3:2 | 0.05121 | Yes
GEN-2024-331 | 01 NORTH | G01 29SP | 601050 HELENA 3 345 601072 SHEAS LK3 345 1 | P13:345:XEL:PRIS32G:PRISLD3:2 | 0.05165 | Yes
GEN-2024-331 | 01 NORTH | G01 29SP | 635600 GRIMES 3 345 636003 BEAVER CRK 3 345 1 | P13:345-161:MEC:WEBSTER:AB | 0.05224 | Yes
GEN-2024-331 | 01 NORTH | G01 29SP | 636003 BEAVER CRK 3 345 636010 LEHIGH 3 345 1 | P13:345-161:MEC:WEBSTER:AB | 0.05224 | Yes
GEN-2024-331 | 01 NORTH | G01 29SP | 601031 BRKNGCO3 345 620483 ASTORIA 3 345 1 | P13:345-18.0:UMZ:# N-1 #:: 3WND DEERCREK-BE3-DEERC_CT-BEG-DEERC_ST-BEG-1 DEERCRK KU1A:EHV: | 0.06419 | Yes
GEN-2024-331 | 01 NORTH | G01 29SP | 608607 NELSNLK4 230 615901 GRE-STANTON4 230 1 | P13:345-20.0:UMZ:# N-1 #:: 2WND LELAND_O-BE3-LELAND_2-BEG-1 :EHV: | 0.05454 | Yes
GEN-2024-331 | 01 NORTH | G01 29SP | 615901 GRE-STANTON4 230 659106 LELAND_O-BE4 230 1 | P13:345-20.0:UMZ:# N-1 #:: 2WND LELAND_O-BE3-LELAND_2-BEG-1 :EHV: | 0.06724 | Yes
GEN-2024-331 | 01 NORTH | G01 29SP | 652468 HEBRON 4 230 661053 MANDAN 4 230 1 | P13:345-24.0:UMZ:# N-1 #:: 2WND LRS_1___-MBG-LARAMIE_-MB3-1 :EHV: | 0.05685 | Yes
GEN-2024-331 | 01 NORTH | G01 29SP | 620369 JAMESTN3 345 657791 CENTER 3 345 1 | P14:345:UMZ:# 7211 #:: PROPER TAKE LINE WITH GROTON-LELAND OLDS LINE REACTOR:EHV: | 0.09536 | Yes
GEN-2024-331 | 01 NORTH | G01 29SP | 620369 JAMESTN3 345 657791 CENTER 3 345 1 | P14:345:UMZ:# 7212 #:: PROPER TAKE LINE WITH LELAND OLDS-GROTON LINE REACTOR:EHV: | 0.09536 | Yes
GEN-2024-331 | 01 NORTH | G01 29SP | 620369 JAMESTN3 345 657791 CENTER 3 345 1 | P14:345:UMZ:# 7220 #:: PROPER MINNKOTA CON FOR CENTER SHUNT TAKES LINE:EHV: | 0.09133 | Yes
GEN-2024-331 | 01 NORTH | G01 29SP | 620358 BUFFALO3 345 620369 JAMESTN3 345 1 | P14:345:UMZ:# 7220 #:: PROPER MINNKOTA CON FOR CENTER SHUNT TAKES LINE:EHV: | 0.06725 | Yes
GEN-2024-331 | 01 NORTH | G01 29SP | 601067 BISON 3 345 620358 BUFFALO3 345 1 | P14:345:UMZ:# 7220 #:: PROPER MINNKOTA CON FOR CENTER SHUNT TAKES LINE:EHV: | 0.06602 | Yes
GEN-2024-331 | 01 NORTH | G01 29SP | 620358 BUFFALO3 345 620369 JAMESTN3 345 1 | P21:345:MDU:ELLENDALE JETX REACTOR:JMS SHUNT REACTOR:1: | 0.07341 | Yes
GEN-2024-331 | 01 NORTH | G01 29SP | 601067 BISON 3 345 620358 BUFFALO3 345 1 | P21:345:MDU:ELLENDALE JETX REACTOR:JMS SHUNT REACTOR:1: | 0.07212 | Yes
GEN-2024-331 | 01 NORTH | G01 29SP | 620358 BUFFALO3 345 620369 JAMESTN3 345 1 | P21:345:MDU:ELLENDALE345:ELLENDALE JETX REACTOR:Z: | 0.07341 | Yes
GEN-2024-331 | 01 NORTH | G01 29SP | 601067 BISON 3 345 620358 BUFFALO3 345 1 | P21:345:MDU:ELLENDALE345:ELLENDALE JETX REACTOR:Z: | 0.07212 | Yes
GEN-2024-331 | 01 NORTH | G01 29SP | 601006 SPLT RK3 345 652864 SIOUXCY-LNX3 345 1 | P21:345:UMZW:# 2410 #:: FT2 IN SD. FT2-FT22LNX3 OPENED:EHV: | 0.07724 | Yes
GEN-2024-331 | 01 NORTH | G01 29SP | 601006 SPLT RK3 345 652864 SIOUXCY-LNX3 345 1 | P21:345:UMZW:# 324 #:: FT2 IN SD. OPENING OF A LINE SECTION W/O A FAULT:EHV: | 0.07724 | Yes
GEN-2024-331 | 01 NORTH | G01 29SP | 601031 BRKNGCO3 345 620483 ASTORIA 3 345 1 | P21:345:UMZW:# 326 #:: WT2 IN SD. OPENING OF A LINE SECTION W/O A FAULT (WT2-WT2LNX3 LINE REACTOR):EHV: | 0.09182 | Yes
GEN-2024-331 | 01 NORTH | G01 29SP | 620480 DEUEL CO 3 345 620483 ASTORIA 3 345 1 | P21:345:UMZW:# 326 #:: WT2 IN SD. OPENING OF A LINE SECTION W/O A FAULT (WT2-WT2LNX3 LINE REACTOR):EHV: | 0.08943 | Yes
GEN-2024-331 | 01 NORTH | G01 29SP | 620417 BSSOUTH3 345 620480 DEUEL CO 3 345 1 | P21:345:UMZW:# 326 #:: WT2 IN SD. OPENING OF A LINE SECTION W/O A FAULT (WT2-WT2LNX3 LINE REACTOR):EHV: | 0.08943 | Yes
GEN-2024-331 | 01 NORTH | G01 29SP | 620480 DEUEL CO 3 345 620483 ASTORIA 3 345 1 | P21:345:XEL-OTP:BISON3:ALEXMRES3:1:EHV: | 0.07515 | Yes
GEN-2024-331 | 01 NORTH | G01 29SP | 620417 BSSOUTH3 345 620480 DEUEL CO 3 345 1 | P21:345:XEL-OTP:BISON3:ALEXMRES3:1:EHV: | 0.07515 | Yes
GEN-2024-331 | 01 NORTH | G01 29SP | 601048 LYON CO 3 345 631138 LAKEFLD3 345 1 | P22:345:GRE:CMT HEL 1:::EHV: | 0.06411 | Yes
GEN-2024-331 | 01 NORTH | G01 29SP | 601048 LYON CO 3 345 631138 LAKEFLD3 345 1 | P22:345:GRE:CMT HEL 2:::EHV: | 0.06413 | Yes
GEN-2024-331 | 01 NORTH | G01 29SP | 635200 RAUN 3 345 645552 S3452 REACT3 345 1 | P22:345:OPPD:S3451-RAUN:::EHV: | 0.08761 | Yes
GEN-2024-331 | 01 NORTH | G01 29SP | 635200 RAUN 3 345 652564 SIOUXCY3 345 1 | P22:345:OPPD:S3451-RAUN:::EHV: | 0.06774 | Yes
GEN-2024-331 | 01 NORTH | G01 29SP | 635200 RAUN 3 345 762779 G18-043 TAP 345 1 | P22:345:OPPD:S3458 NEBCTY1G:LT::EHV: | 0.06137 | Yes
GEN-2024-331 | 01 NORTH | G01 29SP | 635200 RAUN 3 345 762779 G18-043 TAP 345 1 | P22:345:OPPD:S3458 NEBCTY2G:::EHV: | 0.05908 | Yes
GEN-2024-331 | 01 NORTH | G01 29SP | 635200 RAUN 3 345 645552 S3452 REACT3 345 1 | P22:345:OPPD:S3458 NEBCTY2G:::EHV: | 0.06017 | Yes
GEN-2024-331 | 01 NORTH | G01 29SP | 635200 RAUN 3 345 762779 G18-043 TAP 345 1 | P22:345:OPPD:S3458 NEBCTY2G:LT::EHV: | 0.06137 | Yes
GEN-2024-331 | 01 NORTH | G01 29SP | 635200 RAUN 3 345 645552 S3452 REACT3 345 1 | P22:345:OPPD:S3458 NEBCTY2G:LT::EHV: | 0.06254 | Yes
GEN-2024-331 | 01 NORTH | G01 29SP | 635600 GRIMES 3 345 636003 BEAVER CRK 3 345 1 | P23:18:MEC:GDMEC:908::HV: | 0.05093 | Yes
GEN-2024-331 | 01 NORTH | G01 29SP | 636003 BEAVER CRK 3 345 636010 LEHIGH 3 345 1 | P23:18:MEC:GDMEC:908::HV: | 0.05093 | Yes
GEN-2024-331 | 01 NORTH | G01 29SP | 601048 LYON CO 3 345 631138 LAKEFLD3 345 1 | P23:345:GRE:CMT 302JB6:::EHV: | 0.06545 | Yes
GEN-2024-331 | 01 NORTH | G01 29SP | 601005 ELM CRK3 345 601022 PARKERS3 345 1 | P23:345:GRE:DKN 62JB4:::EHV: | 0.05183 | Yes
GEN-2024-331 | 01 NORTH | G01 29SP | 635999 IRVINGTON3 345 636000 WEBSTER3 345 1 | P23:345:ITCM:BISON 3 3681-3682-3683:IA-NW::EHV: | 0.05579 | Yes
GEN-2024-331 | 01 NORTH | G01 29SP | 635369 KOSSUTH 3 345 635999 IRVINGTON3 345 1 | P23:345:ITCM:BISON 3 3681-3682-3683:IA-NW::EHV: | 0.05579 | Yes
GEN-2024-331 | 01 NORTH | G01 29SP | 635999 IRVINGTON3 345 636000 WEBSTER3 345 1 | P23:345:ITCM:KILLDEER3 3822:IA-MVP::EHV: | 0.05327 | Yes
GEN-2024-331 | 01 NORTH | G01 29SP | 635369 KOSSUTH 3 345 635999 IRVINGTON3 345 1 | P23:345:ITCM:KILLDEER3 3822:IA-MVP::EHV: | 0.05327 | Yes
GEN-2024-331 | 01 NORTH | G01 29SP | 635999 IRVINGTON3 345 636000 WEBSTER3 345 1 | P23:345:ITCM:KILLDEER3 3828:IA-MVP::EHV: | 0.05494 | Yes
GEN-2024-331 | 01 NORTH | G01 29SP | 635369 KOSSUTH 3 345 635999 IRVINGTON3 345 1 | P23:345:ITCM:KILLDEER3 3828:IA-MVP::EHV: | 0.05494 | Yes
GEN-2024-331 | 01 NORTH | G01 29SP | 631193 HUNTLEY3 345 631197 LEDYARD3 345 1 | P23:345:ITCM:LASALLE3 3904-3905-3906:IA-NW::EHV: | 0.06936 | Yes
GEN-2024-331 | 01 NORTH | G01 29SP | 635999 IRVINGTON3 345 636000 WEBSTER3 345 1 | P23:345:ITCM:QUINN3 3762-3763-3764:IA::EHV: | 0.05494 | Yes
GEN-2024-331 | 01 NORTH | G01 29SP | 635369 KOSSUTH 3 345 635999 IRVINGTON3 345 1 | P23:345:ITCM:QUINN3 3762-3763-3764:IA::EHV: | 0.05494 | Yes
GEN-2024-331 | 01 NORTH | G01 29SP | 620358 BUFFALO3 345 620369 JAMESTN3 345 1 | P23:345:MDU:ELLENDALE345:EL5-EL6: | 0.07341 | Yes
GEN-2024-331 | 01 NORTH | G01 29SP | 601067 BISON 3 345 620358 BUFFALO3 345 1 | P23:345:MDU:ELLENDALE345:EL5-EL6: | 0.07212 | Yes
GEN-2024-331 | 01 NORTH | G01 29SP | 635600 GRIMES 3 345 636003 BEAVER CRK 3 345 1 | P23:345:MEC:BLACK HAWK:902::EHV: | 0.05311 | Yes
GEN-2024-331 | 01 NORTH | G01 29SP | 631139 HAZLTON3 345 631270 LASALLE 3 345 1 | P23:345:MEC:BLACK HAWK:902::EHV: | 0.05044 | Yes
GEN-2024-331 | 01 NORTH | G01 29SP | 636003 BEAVER CRK 3 345 636010 LEHIGH 3 345 1 | P23:345:MEC:BLACK HAWK:902::EHV: | 0.05311 | Yes
GEN-2024-331 | 01 NORTH | G01 29SP | 631144 MITCHLCO3 345 631270 LASALLE 3 345 1 | P23:345:MEC:BLACK HAWK:902::EHV: | 0.05044 | Yes
GEN-2024-331 | 01 NORTH | G01 29SP | 601002 ADAMS 3 345 631144 MITCHLCO3 345 1 | P23:345:MEC:BLACK HAWK:902::EHV: | 0.05044 | Yes
GEN-2024-331 | 01 NORTH | G01 29SP | 601002 ADAMS 3 345 615306 GRE-PL VLLY3 345 1 | P23:345:MEC:BLACK HAWK:902::EHV: | 0.05079 | Yes
GEN-2024-331 | 01 NORTH | G01 29SP | 635200 RAUN 3 345 762779 G18-043 TAP 345 1 | P23:345:MEC:CBEC:905::EHV: | 0.06201 | Yes
GEN-2024-331 | 01 NORTH | G01 29SP | 601006 SPLT RK3 345 652864 SIOUXCY-LNX3 345 1 | P23:345:MEC:CBEC:905::EHV: | 0.06709 | Yes
GEN-2024-331 | 01 NORTH | G01 29SP | 635200 RAUN 3 345 645552 S3452 REACT3 345 1 | P23:345:MEC:CBEC:905::EHV: | 0.06322 | Yes
GEN-2024-331 | 01 NORTH | G01 29SP | 635200 RAUN 3 345 762779 G18-043 TAP 345 1 | P23:345:MEC:CBEC:908::EHV: | 0.06138 | Yes
GEN-2024-331 | 01 NORTH | G01 29SP | 635200 RAUN 3 345 645552 S3452 REACT3 345 1 | P23:345:MEC:CBEC:908::EHV: | 0.06255 | Yes
GEN-2024-331 | 01 NORTH | G01 29SP | 636000 WEBSTER3 345 636010 LEHIGH 3 345 1 | P23:345:MEC:GARD AVE:901::EHV: | 0.05279 | Yes
GEN-2024-331 | 01 NORTH | G01 29SP | 636000 WEBSTER3 345 636010 LEHIGH 3 345 1 | P23:345:MEC:GARD AVE:903::EHV: | 0.05279 | Yes
GEN-2024-331 | 01 NORTH | G01 29SP | 636000 WEBSTER3 345 636010 LEHIGH 3 345 1 | P23:345:MEC:GARD AVE:904::EHV: | 0.05279 | Yes
GEN-2024-331 | 01 NORTH | G01 29SP | 636000 WEBSTER3 345 636010 LEHIGH 3 345 1 | P23:345:MEC:IDA CO:901::EHV: | 0.05279 | Yes
GEN-2024-331 | 01 NORTH | G01 29SP | 635200 RAUN 3 345 635398 REMSEN 3 345 1 | P23:345:MEC:IRVINGTON:901::EHV: | 0.06227 | Yes
GEN-2024-331 | 01 NORTH | G01 29SP | 635398 REMSEN 3 345 635399 CHEROKEE 3 345 1 | P23:345:MEC:IRVINGTON:901::EHV: | 0.06227 | Yes
GEN-2024-331 | 01 NORTH | G01 29SP | 635399 CHEROKEE 3 345 635400 HIGHLAND 3 345 1 | P23:345:MEC:IRVINGTON:901::EHV: | 0.06227 | Yes
GEN-2024-331 | 01 NORTH | G01 29SP | 635200 RAUN 3 345 635398 REMSEN 3 345 1 | P23:345:MEC:IRVINGTON:902::EHV: | 0.06227 | Yes
GEN-2024-331 | 01 NORTH | G01 29SP | 635398 REMSEN 3 345 635399 CHEROKEE 3 345 1 | P23:345:MEC:IRVINGTON:902::EHV: | 0.06227 | Yes
GEN-2024-331 | 01 NORTH | G01 29SP | 635399 CHEROKEE 3 345 635400 HIGHLAND 3 345 1 | P23:345:MEC:IRVINGTON:902::EHV: | 0.06227 | Yes
GEN-2024-331 | 01 NORTH | G01 29SP | 635200 RAUN 3 345 635398 REMSEN 3 345 1 | P23:345:MEC:IRVINGTON:903::EHV: | 0.06227 | Yes
GEN-2024-331 | 01 NORTH | G01 29SP | 635398 REMSEN 3 345 635399 CHEROKEE 3 345 1 | P23:345:MEC:IRVINGTON:903::EHV: | 0.06227 | Yes
GEN-2024-331 | 01 NORTH | G01 29SP | 635399 CHEROKEE 3 345 635400 HIGHLAND 3 345 1 | P23:345:MEC:IRVINGTON:903::EHV: | 0.06227 | Yes
GEN-2024-331 | 01 NORTH | G01 29SP | 635200 RAUN 3 345 635398 REMSEN 3 345 1 | P23:345:MEC:KOSSUTH:901::EHV: | 0.05989 | Yes
GEN-2024-331 | 01 NORTH | G01 29SP | 635398 REMSEN 3 345 635399 CHEROKEE 3 345 1 | P23:345:MEC:KOSSUTH:901::EHV: | 0.05989 | Yes
GEN-2024-331 | 01 NORTH | G01 29SP | 635399 CHEROKEE 3 345 635400 HIGHLAND 3 345 1 | P23:345:MEC:KOSSUTH:901::EHV: | 0.05989 | Yes
GEN-2024-331 | 01 NORTH | G01 29SP | 631138 LAKEFLD3 345 635368 OBRIEN 3 345 1 | P23:345:MEC:KOSSUTH:901::EHV: | 0.0635 | Yes
GEN-2024-331 | 01 NORTH | G01 29SP | 635200 RAUN 3 345 635398 REMSEN 3 345 1 | P23:345:MEC:KOSSUTH:902::EHV: | 0.05989 | Yes
GEN-2024-331 | 01 NORTH | G01 29SP | 635398 REMSEN 3 345 635399 CHEROKEE 3 345 1 | P23:345:MEC:KOSSUTH:902::EHV: | 0.05989 | Yes
GEN-2024-331 | 01 NORTH | G01 29SP | 635399 CHEROKEE 3 345 635400 HIGHLAND 3 345 1 | P23:345:MEC:KOSSUTH:902::EHV: | 0.05989 | Yes
GEN-2024-331 | 01 NORTH | G01 29SP | 631138 LAKEFLD3 345 635368 OBRIEN 3 345 1 | P23:345:MEC:KOSSUTH:902::EHV: | 0.0635 | Yes
GEN-2024-331 | 01 NORTH | G01 29SP | 635200 RAUN 3 345 635398 REMSEN 3 345 1 | P23:345:MEC:KOSSUTH:904::EHV: | 0.05989 | Yes
GEN-2024-331 | 01 NORTH | G01 29SP | 635398 REMSEN 3 345 635399 CHEROKEE 3 345 1 | P23:345:MEC:KOSSUTH:904::EHV: | 0.05989 | Yes
GEN-2024-331 | 01 NORTH | G01 29SP | 635399 CHEROKEE 3 345 635400 HIGHLAND 3 345 1 | P23:345:MEC:KOSSUTH:904::EHV: | 0.05989 | Yes
GEN-2024-331 | 01 NORTH | G01 29SP | 631138 LAKEFLD3 345 635368 OBRIEN 3 345 1 | P23:345:MEC:KOSSUTH:904::EHV: | 0.0635 | Yes
GEN-2024-331 | 01 NORTH | G01 29SP | 635200 RAUN 3 345 762779 G18-043 TAP 345 1 | P23:345:MEC:LEHIGH:360::EHV: | 0.06558 | Yes
GEN-2024-331 | 01 NORTH | G01 29SP | 635200 RAUN 3 345 645552 S3452 REACT3 345 1 | P23:345:MEC:LEHIGH:360::EHV: | 0.06684 | Yes
GEN-2024-331 | 01 NORTH | G01 29SP | 635200 RAUN 3 345 652564 SIOUXCY3 345 1 | P23:345:MEC:LEHIGH:360::EHV: | 0.0811 | Yes
GEN-2024-331 | 01 NORTH | G01 29SP | 636000 WEBSTER3 345 636010 LEHIGH 3 345 1 | P23:345:MEC:LEHIGH:390::EHV: | 0.05279 | Yes
GEN-2024-331 | 01 NORTH | G01 29SP | 635200 RAUN 3 345 652564 SIOUXCY3 345 1 | P23:345:MEC:LEHIGH:390::EHV: | 0.07796 | Yes
GEN-2024-331 | 01 NORTH | G01 29SP | 635368 OBRIEN 3 345 635400 HIGHLAND 3 345 1 | P23:345:MEC:LEHIGH:390::EHV: | 0.05382 | Yes
GEN-2024-331 | 01 NORTH | G01 29SP | 631193 HUNTLEY3 345 631197 LEDYARD3 345 1 | P23:345:MEC:LEHIGH:390::EHV: | 0.06123 | Yes
GEN-2024-331 | 01 NORTH | G01 29SP | 635200 RAUN 3 345 635398 REMSEN 3 345 1 | P23:345:MEC:PALO ALTO:903::EHV: | 0.05517 | Yes
GEN-2024-331 | 01 NORTH | G01 29SP | 635398 REMSEN 3 345 635399 CHEROKEE 3 345 1 | P23:345:MEC:PALO ALTO:903::EHV: | 0.05517 | Yes
GEN-2024-331 | 01 NORTH | G01 29SP | 635399 CHEROKEE 3 345 635400 HIGHLAND 3 345 1 | P23:345:MEC:PALO ALTO:903::EHV: | 0.05517 | Yes
GEN-2024-331 | 01 NORTH | G01 29SP | 631138 LAKEFLD3 345 635368 OBRIEN 3 345 1 | P23:345:MEC:PALO ALTO:903::EHV: | 0.05818 | Yes
GEN-2024-331 | 01 NORTH | G01 29SP | 631193 HUNTLEY3 345 631197 LEDYARD3 345 1 | P23:345:MEC:PALO ALTO:903::EHV: | 0.06554 | Yes
GEN-2024-331 | 01 NORTH | G01 29SP | 631193 HUNTLEY3 345 631197 LEDYARD3 345 1 | P23:345:MEC:PALO ALTO:904::EHV: | 0.06197 | Yes
GEN-2024-331 | 01 NORTH | G01 29SP | 635999 IRVINGTON3 345 636000 WEBSTER3 345 1 | P23:345:MEC:RAUN:150::EHV: | 0.0566 | Yes
GEN-2024-331 | 01 NORTH | G01 29SP | 635369 KOSSUTH 3 345 635999 IRVINGTON3 345 1 | P23:345:MEC:RAUN:150::EHV: | 0.0566 | Yes
GEN-2024-331 | 01 NORTH | G01 29SP | 631139 HAZLTON3 345 631270 LASALLE 3 345 1 | P23:345:MEC:WEBSTER:905::EHV: | 0.05019 | Yes
GEN-2024-331 | 01 NORTH | G01 29SP | 631144 MITCHLCO3 345 631270 LASALLE 3 345 1 | P23:345:MEC:WEBSTER:905::EHV: | 0.05019 | Yes
GEN-2024-331 | 01 NORTH | G01 29SP | 635200 RAUN 3 345 635398 REMSEN 3 345 1 | P23:345:MEC:WEBSTER:905::EHV: | 0.06798 | Yes
GEN-2024-331 | 01 NORTH | G01 29SP | 601002 ADAMS 3 345 631144 MITCHLCO3 345 1 | P23:345:MEC:WEBSTER:905::EHV: | 0.05019 | Yes
GEN-2024-331 | 01 NORTH | G01 29SP | 635398 REMSEN 3 345 635399 CHEROKEE 3 345 1 | P23:345:MEC:WEBSTER:905::EHV: | 0.06798 | Yes
GEN-2024-331 | 01 NORTH | G01 29SP | 635399 CHEROKEE 3 345 635400 HIGHLAND 3 345 1 | P23:345:MEC:WEBSTER:905::EHV: | 0.06798 | Yes
GEN-2024-331 | 01 NORTH | G01 29SP | 620480 DEUEL CO 3 345 620483 ASTORIA 3 345 1 | P23:345:MRES:ALEXMRES3:3375::EHV: | 0.07538 | Yes
GEN-2024-331 | 01 NORTH | G01 29SP | 620417 BSSOUTH3 345 620480 DEUEL CO 3 345 1 | P23:345:MRES:ALEXMRES3:3375::EHV: | 0.07538 | Yes
GEN-2024-331 | 01 NORTH | G01 29SP | 635200 RAUN 3 345 645552 S3452 REACT3 345 1 | P23:345:OPPD:S3451-RAUN:::EHV: | 0.08761 | Yes
GEN-2024-331 | 01 NORTH | G01 29SP | 635200 RAUN 3 345 652564 SIOUXCY3 345 1 | P23:345:OPPD:S3451-RAUN:::EHV: | 0.06774 | Yes
GEN-2024-331 | 01 NORTH | G01 29SP | 635200 RAUN 3 345 762779 G18-043 TAP 345 1 | P23:345:OPPD:S3458 NEBCTY1G:LT::EHV: | 0.06137 | Yes
GEN-2024-331 | 01 NORTH | G01 29SP | 635200 RAUN 3 345 762779 G18-043 TAP 345 1 | P23:345:OPPD:S3458 NEBCTY2G:LT::EHV: | 0.06137 | Yes
GEN-2024-331 | 01 NORTH | G01 29SP | 635200 RAUN 3 345 645552 S3452 REACT3 345 1 | P23:345:OPPD:S3458 NEBCTY2G:LT::EHV: | 0.06254 | Yes
GEN-2024-331 | 01 NORTH | G01 29SP | 620480 DEUEL CO 3 345 620483 ASTORIA 3 345 1 | P23:345:OTP::ASTORIA 3:BRK-A5:EHV: | 0.06557 | Yes
GEN-2024-331 | 01 NORTH | G01 29SP | 620417 BSSOUTH3 345 620480 DEUEL CO 3 345 1 | P23:345:OTP::ASTORIA 3:BRK-A5:EHV: | 0.06557 | Yes
GEN-2024-331 | 01 NORTH | G01 29SP | 620358 BUFFALO3 345 620369 JAMESTN3 345 1 | P23:345:OTP::TWIN BRKS 3:3815:EHV: | 0.07447 | Yes
GEN-2024-331 | 01 NORTH | G01 29SP | 601067 BISON 3 345 620358 BUFFALO3 345 1 | P23:345:OTP::TWIN BRKS 3:3815:EHV: | 0.07322 | Yes
GEN-2024-331 | 01 NORTH | G01 29SP | 620358 BUFFALO3 345 620369 JAMESTN3 345 1 | P23:345:OTP:TWINBRKS3:BKR4::EHV: | 0.07447 | Yes
GEN-2024-331 | 01 NORTH | G01 29SP | 601067 BISON 3 345 620358 BUFFALO3 345 1 | P23:345:OTP:TWINBRKS3:BKR4::EHV: | 0.07322 | Yes
GEN-2024-331 | 01 NORTH | G01 29SP | 652468 HEBRON 4 230 661053 MANDAN 4 230 1 | P23:345:UMZB:# 3706 #:: RP IN ND. BREAKER FAULT ROUND UP (496):EHV: | 0.08152 | Yes
GEN-2024-331 | 01 NORTH | G01 29SP | 601031 BRKNGCO3 345 620483 ASTORIA 3 345 1 | P23:345:UMZB:# 7110 #:: CKE IN SD. CKE BREAKER FAULT (192):EHV: | 0.07951 | Yes
GEN-2024-331 | 01 NORTH | G01 29SP | 601031 BRKNGCO3 345 620483 ASTORIA 3 345 1 | P23:345:UMZB:# 7111 #:: CKE IN SD. CKE BREAKER FAULT (292):EHV: | 0.07951 | Yes
GEN-2024-331 | 01 NORTH | G01 29SP | 601031 BRKNGCO3 345 620483 ASTORIA 3 345 1 | P23:345:UMZB:# 7112 #:: CKE IN SD. CKE BREAKER FAULT (392):EHV: | 0.07951 | Yes
GEN-2024-331 | 01 NORTH | G01 29SP | 601031 BRKNGCO3 345 620483 ASTORIA 3 345 1 | P23:345:UMZW:# 823 #:: WH IN SD. :EHV: | 0.09179 | Yes
GEN-2024-331 | 01 NORTH | G01 29SP | 620480 DEUEL CO 3 345 620483 ASTORIA 3 345 1 | P23:345:UMZW:# 823 #:: WH IN SD. :EHV: | 0.08941 | Yes
GEN-2024-331 | 01 NORTH | G01 29SP | 601031 BRKNGCO3 345 652537 WHITE 3 345 1 | P23:345:UMZW:# 823 #:: WH IN SD. :EHV: | 0.05352 | Yes
GEN-2024-331 | 01 NORTH | G01 29SP | 620417 BSSOUTH3 345 620480 DEUEL CO 3 345 1 | P23:345:UMZW:# 823 #:: WH IN SD. :EHV: | 0.08941 | Yes
GEN-2024-331 | 01 NORTH | G01 29SP | 601031 BRKNGCO3 345 620483 ASTORIA 3 345 1 | P23:345:UMZW:# 824 #:: WH IN SD. :EHV: | 0.0918 | Yes
GEN-2024-331 | 01 NORTH | G01 29SP | 620480 DEUEL CO 3 345 620483 ASTORIA 3 345 1 | P23:345:UMZW:# 824 #:: WH IN SD. :EHV: | 0.08941 | Yes
GEN-2024-331 | 01 NORTH | G01 29SP | 601031 BRKNGCO3 345 652537 WHITE 3 345 2 | P23:345:UMZW:# 824 #:: WH IN SD. :EHV: | 0.05353 | Yes
GEN-2024-331 | 01 NORTH | G01 29SP | 620417 BSSOUTH3 345 620480 DEUEL CO 3 345 1 | P23:345:UMZW:# 824 #:: WH IN SD. :EHV: | 0.08941 | Yes
GEN-2024-331 | 01 NORTH | G01 29SP | 601001 FORBES 2 500 601017 CHIS-N 2 500 1 | P23:345:XEL:8N22 SHC:::EHV: | 0.06283 | Yes
GEN-2024-331 | 01 NORTH | G01 29SP | 601016 CHIS CO2 500 601017 CHIS-N 2 500 1 | P23:345:XEL:8N22 SHC:::EHV: | 0.06283 | Yes
GEN-2024-331 | 01 NORTH | G01 29SP | 601004 WILMART3 345 601072 SHEAS LK3 345 1 | P23:345:XEL:8N22 SHC:::EHV: | 0.05121 | Yes
GEN-2024-331 | 01 NORTH | G01 29SP | 601050 HELENA 3 345 601072 SHEAS LK3 345 1 | P23:345:XEL:8N22 SHC:::EHV: | 0.05165 | Yes
GEN-2024-331 | 01 NORTH | G01 29SP | 601067 BISON 3 345 658049 ALXLNRCTRT 345 1 | P23:345:XEL:8N22 SHC:::EHV: | 0.05189 | Yes
GEN-2024-331 | 01 NORTH | G01 29SP | 658047 ALEXMRES3 345 658049 ALXLNRCTRT 345 Z1 | P23:345:XEL:8N22 SHC:::EHV: | 0.05189 | Yes
GEN-2024-331 | 01 NORTH | G01 29SP | 635368 OBRIEN 3 345 635400 HIGHLAND 3 345 1 | P23:345:XEL:8N22 SHC:::EHV: | 0.0527 | Yes
GEN-2024-331 | 01 NORTH | G01 29SP | 601006 SPLT RK3 345 652536 WHITE-SRX3 345 1 | P23:345:XEL:8N60 LYC:::EHV: | 0.07109 | Yes
GEN-2024-331 | 01 NORTH | G01 29SP | 601048 LYON CO 3 345 631138 LAKEFLD3 345 1 | P23:345:XEL:8N60 LYC:::EHV: | 0.07211 | Yes
GEN-2024-331 | 01 NORTH | G01 29SP | 601006 SPLT RK3 345 652536 WHITE-SRX3 345 1 | P23:345:XEL:8N63 LYC:::EHV: | 0.07267 | Yes
GEN-2024-331 | 01 NORTH | G01 29SP | 601001 FORBES 2 500 601017 CHIS-N 2 500 1 | P23:345:XEL:8N8 MNN:::EHV: | 0.06283 | Yes
GEN-2024-331 | 01 NORTH | G01 29SP | 601016 CHIS CO2 500 601017 CHIS-N 2 500 1 | P23:345:XEL:8N8 MNN:::EHV: | 0.06283 | Yes
GEN-2024-331 | 01 NORTH | G01 29SP | 601004 WILMART3 345 601072 SHEAS LK3 345 1 | P23:345:XEL:8N8 MNN:::EHV: | 0.05121 | Yes
GEN-2024-331 | 01 NORTH | G01 29SP | 601050 HELENA 3 345 601072 SHEAS LK3 345 1 | P23:345:XEL:8N8 MNN:::EHV: | 0.05165 | Yes
GEN-2024-331 | 01 NORTH | G01 29SP | 601067 BISON 3 345 658049 ALXLNRCTRT 345 1 | P23:345:XEL:8N8 MNN:::EHV: | 0.05189 | Yes
GEN-2024-331 | 01 NORTH | G01 29SP | 658047 ALEXMRES3 345 658049 ALXLNRCTRT 345 Z1 | P23:345:XEL:8N8 MNN:::EHV: | 0.05189 | Yes
GEN-2024-331 | 01 NORTH | G01 29SP | 601001 FORBES 2 500 601017 CHIS-N 2 500 1 | P23:345:XEL:8P2 KING:::EHV: | 0.06077 | Yes
GEN-2024-331 | 01 NORTH | G01 29SP | 601016 CHIS CO2 500 601017 CHIS-N 2 500 1 | P23:345:XEL:8P2 KING:::EHV: | 0.06077 | Yes
GEN-2024-331 | 01 NORTH | G01 29SP | 601004 WILMART3 345 601072 SHEAS LK3 345 1 | P23:345:XEL:8P2 KING:::EHV: | 0.05052 | Yes
GEN-2024-331 | 01 NORTH | G01 29SP | 601004 WILMART3 345 631193 HUNTLEY3 345 1 | P23:345:XEL:8S23 WLM:::EHV: | 0.05048 | Yes
GEN-2024-331 | 01 NORTH | G01 29SP | 601048 LYON CO 3 345 631138 LAKEFLD3 345 1 | P23:345:XEL:8S67 HNA:::EHV: | 0.06411 | Yes
GEN-2024-331 | 01 NORTH | G01 29SP | 601048 LYON CO 3 345 631138 LAKEFLD3 345 1 | P23:345:XEL:8S68 HNA:::EHV: | 0.06411 | Yes
GEN-2024-331 | 01 NORTH | G01 29SP | 601048 LYON CO 3 345 631138 LAKEFLD3 345 1 | P23:345:XEL:8S70 HNA:::EHV: | 0.06413 | Yes
GEN-2024-331 | 01 NORTH | G01 29SP | 601039 NROC 3 345 601051 HMPT CNR3 345 1 | P23:345:XEL:8S85 NRH:::EHV: | 0.06295 | Yes
GEN-2024-331 | 01 NORTH | G01 29SP | 601039 NROC 3 345 601051 HMPT CNR3 345 1 | P23:345:XEL:8S98 NRH:::EHV: | 0.05346 | Yes
GEN-2024-331 | 01 NORTH | G01 29SP | 601005 ELM CRK3 345 601022 PARKERS3 345 1 | P23:345:XEL:8X37 BOK:::EHV: | 0.05138 | Yes
GEN-2024-331 | 01 NORTH | G01 29SP | 601067 BISON 3 345 658049 ALXLNRCTRT 345 1 | P23:345:XEL:8X37 BOK:::EHV: | 0.05914 | Yes
GEN-2024-331 | 01 NORTH | G01 29SP | 658047 ALEXMRES3 345 658049 ALXLNRCTRT 345 Z1 | P23:345:XEL:8X37 BOK:::EHV: | 0.05914 | Yes
GEN-2024-331 | 01 NORTH | G01 29SP | 601048 LYON CO 3 345 631138 LAKEFLD3 345 1 | P23:345:XEL:BKR:GRE_CEDARM:302JB4:EHV: | 0.06544 | Yes
GEN-2024-331 | 01 NORTH | G01 29SP | 601048 LYON CO 3 345 631138 LAKEFLD3 345 1 | P23:345:XEL:BKR:GRE_CEDARM:302JB7:EHV: | 0.06546 | Yes
GEN-2024-331 | 01 NORTH | G01 29SP | 601004 WILMART3 345 631193 HUNTLEY3 345 1 | P23:345:XEL:CRANDAL3:8S102 FIELDON RAS OFF::EHV: | 0.05048 | Yes
GEN-2024-331 | 01 NORTH | G01 29SP | 601003 PR ISLD3 345 601039 NROC 3 345 1 | P23:345:XEL:FUTURE 8S49 HMP:::EHV: | 0.06275 | Yes
GEN-2024-331 | 01 NORTH | G01 29SP | 601003 PR ISLD3 345 601039 NROC 3 345 1 | P23:345:XEL:FUTURE 8S84 NRH:::EHV: | 0.06771 | Yes
GEN-2024-331 | 01 NORTH | G01 29SP | 601006 SPLT RK3 345 652536 WHITE-SRX3 345 1 | P23:345:XEL:HAWKSNEST3:8N82::EHV: | 0.07219 | Yes
GEN-2024-331 | 01 NORTH | G01 29SP | 601048 LYON CO 3 345 601087 STEEP BK LK3 345 2 | P23:345:XEL:HAWKSNEST3:8N82::EHV: | 0.05052 | Yes
GEN-2024-331 | 01 NORTH | G01 29SP | 601031 BRKNGCO3 345 601087 STEEP BK LK3 345 2 | P23:345:XEL:HAWKSNEST3:8N82::EHV: | 0.05052 | Yes
GEN-2024-331 | 01 NORTH | G01 29SP | 601048 LYON CO 3 345 631138 LAKEFLD3 345 1 | P23:345:XEL:HELENA3:8S68::EHV: | 0.06411 | Yes
GEN-2024-331 | 01 NORTH | G01 29SP | 601006 SPLT RK3 345 652536 WHITE-SRX3 345 1 | P23:345:XEL:LYONCO3:8N60::EHV: | 0.07113 | Yes
GEN-2024-331 | 01 NORTH | G01 29SP | 601006 SPLT RK3 345 652864 SIOUXCY-LNX3 345 1 | P23:345:XEL:LYONCO3:8N60::EHV: | 0.06902 | Yes
GEN-2024-331 | 01 NORTH | G01 29SP | 601001 FORBES 2 500 601017 CHIS-N 2 500 1 | P23:345:XEL:LYONCO3:8N60::EHV: | 0.06498 | Yes
GEN-2024-331 | 01 NORTH | G01 29SP | 601048 LYON CO 3 345 631138 LAKEFLD3 345 1 | P23:345:XEL:LYONCO3:8N60::EHV: | 0.07219 | Yes
GEN-2024-331 | 01 NORTH | G01 29SP | 601016 CHIS CO2 500 601017 CHIS-N 2 500 1 | P23:345:XEL:LYONCO3:8N60::EHV: | 0.06498 | Yes
GEN-2024-331 | 01 NORTH | G01 29SP | 601067 BISON 3 345 658049 ALXLNRCTRT 345 1 | P23:345:XEL:LYONCO3:8N60::EHV: | 0.05396 | Yes
GEN-2024-331 | 01 NORTH | G01 29SP | 658047 ALEXMRES3 345 658049 ALXLNRCTRT 345 Z1 | P23:345:XEL:LYONCO3:8N60::EHV: | 0.05396 | Yes
GEN-2024-331 | 01 NORTH | G01 29SP | 601006 SPLT RK3 345 652536 WHITE-SRX3 345 1 | P23:345:XEL:LYONCO3:8N63::EHV: | 0.07267 | Yes
GEN-2024-331 | 01 NORTH | G01 29SP | 601001 FORBES 2 500 601017 CHIS-N 2 500 1 | P23:345:XEL:PRISLD3:8H14::EHV: | 0.06292 | Yes
GEN-2024-331 | 01 NORTH | G01 29SP | 601016 CHIS CO2 500 601017 CHIS-N 2 500 1 | P23:345:XEL:PRISLD3:8H14::EHV: | 0.06292 | Yes
GEN-2024-331 | 01 NORTH | G01 29SP | 601004 WILMART3 345 601072 SHEAS LK3 345 1 | P23:345:XEL:PRISLD3:8H14::EHV: | 0.05186 | Yes
GEN-2024-331 | 01 NORTH | G01 29SP | 601050 HELENA 3 345 601072 SHEAS LK3 345 1 | P23:345:XEL:PRISLD3:8H14::EHV: | 0.05232 | Yes
GEN-2024-331 | 01 NORTH | G01 29SP | 601001 FORBES 2 500 601017 CHIS-N 2 500 1 | P23:345:XEL:PRISLD3:8H17::EHV: | 0.06234 | Yes
GEN-2024-331 | 01 NORTH | G01 29SP | 601016 CHIS CO2 500 601017 CHIS-N 2 500 1 | P23:345:XEL:PRISLD3:8H17::EHV: | 0.06234 | Yes
GEN-2024-331 | 01 NORTH | G01 29SP | 601004 WILMART3 345 601072 SHEAS LK3 345 1 | P23:345:XEL:PRISLD3:8H17::EHV: | 0.05125 | Yes
GEN-2024-331 | 01 NORTH | G01 29SP | 601050 HELENA 3 345 601072 SHEAS LK3 345 1 | P23:345:XEL:PRISLD3:8H17::EHV: | 0.05167 | Yes
GEN-2024-331 | 01 NORTH | G01 29SP | 601004 WILMART3 345 631193 HUNTLEY3 345 1 | P23:345:XEL:WILMART3:8S23::EHV: | 0.05048 | Yes
GEN-2024-331 | 01 NORTH | G01 29SP | 601003 PR ISLD3 345 601039 NROC 3 345 1 | P23:345:XEL-GRE:FUTURE 8S46 HMP:::EHV: | 0.06937 | Yes
GEN-2024-331 | 01 NORTH | G01 29SP | 601039 NROC 3 345 601051 HMPT CNR3 345 1 | P23:345:XEL-SMMPA:8H8 PRI AS:::EHV: | 0.06408 | Yes
GEN-2024-331 | 01 NORTH | G01 29SP | 601016 CHIS CO2 500 996556 C073455(1-2) 345 10 | P23:500:XEL:CHISCO3:8P36::EHV: | 0.0543 | Yes
GEN-2024-331 | 01 NORTH | G01 29SP | 601018 CHIS CO3 345 996556 C073455(1-2) 345 10 | P23:500:XEL:CHISCO3:8P36::EHV: | 0.0543 | Yes
GEN-2024-331 | 01 NORTH | G01 29SP | 601014 AS KING3 345 601021 KOLMNLK3 345 1 | P23:500:XEL:CHISCO3:8P36::EHV: | 0.05428 | Yes
GEN-2024-331 | 01 NORTH | G01 29SP | 601016 CHIS CO2 500 996557 C055765(2-4) 345 9 | P23:500:XEL:CHISCO3:8P42 AS::EHV: | 0.05627 | Yes
GEN-2024-331 | 01 NORTH | G01 29SP | 601018 CHIS CO3 345 996557 C055765(2-4) 345 9 | P23:500:XEL:CHISCO3:8P42 AS::EHV: | 0.05627 | Yes
GEN-2024-331 | 01 NORTH | G01 29SP | 601067 BISON 3 345 658049 ALXLNRCTRT 345 1 | P23:500:XEL:CHISCO3:9P1::EHV: | 0.05694 | Yes
GEN-2024-331 | 01 NORTH | G01 29SP | 658047 ALEXMRES3 345 658049 ALXLNRCTRT 345 Z1 | P23:500:XEL:CHISCO3:9P1::EHV: | 0.05694 | Yes
GEN-2024-331 | 01 NORTH | G01 29SP | 601067 BISON 3 345 658049 ALXLNRCTRT 345 1 | P23:500:XEL:CHISCO3:9P20::EHV: | 0.05694 | Yes
GEN-2024-331 | 01 NORTH | G01 29SP | 658047 ALEXMRES3 345 658049 ALXLNRCTRT 345 Z1 | P23:500:XEL:CHISCO3:9P20::EHV: | 0.05694 | Yes
GEN-2024-331 | 01 NORTH | G01 29SP | 620358 BUFFALO3 345 620369 JAMESTN3 345 1 | P42:345:MDU:ELLENDALE345:JAMESTOWN:EL5: | 0.07341 | Yes
GEN-2024-331 | 01 NORTH | G01 29SP | 601067 BISON 3 345 620358 BUFFALO3 345 1 | P42:345:MDU:ELLENDALE345:JAMESTOWN:EL5: | 0.07212 | Yes
GEN-2024-331 | 01 NORTH | G01 29SP | 603023 MALLARD7 115 659155 LOGAN___-BE7 115 1 | P42:345:UMZB:# 2504 #:: AVS IN ND. STUCK BREAKER (4396):EHV: | 0.05078 | Yes
GEN-2024-331 | 01 NORTH | G01 29SP | 652468 HEBRON 4 230 661053 MANDAN 4 230 1 | P42:345:UMZB:# 2504 #:: AVS IN ND. STUCK BREAKER (4396):EHV: | 0.08179 | Yes
GEN-2024-331 | 01 NORTH | G01 29SP | 601031 BRKNGCO3 345 620483 ASTORIA 3 345 1 | P42:345:UMZB:# 7114 #:: CKE IN SD. CKE-WT2 BRANCH FAULT & CKE 292 STUCK BKR:EHV: | 0.07951 | Yes
GEN-2024-331 | 01 NORTH | G01 29SP | 601031 BRKNGCO3 345 620483 ASTORIA 3 345 1 | P42:345:UMZB:# 7115 #:: CKE IN SD. CKE-GRT BRANCH FAULT & CKE 292 STUCK BKR:EHV: | 0.07951 | Yes
GEN-2024-331 | 01 NORTH | G01 29SP | 601031 BRKNGCO3 345 620483 ASTORIA 3 345 1 | P42:345:UMZB:# 7116 #:: CKE IN SD. CKE-GRT BRANCH FAULT & CKE 392 STUCK BKR:EHV: | 0.07951 | Yes
GEN-2024-331 | 01 NORTH | G01 29SP | 601031 BRKNGCO3 345 620483 ASTORIA 3 345 1 | P42:345:UMZB:# 7117 #:: CKE IN SD. CKE-CKW BRANCH FAULT & CKE 192 STUCK BKR:EHV: | 0.07951 | Yes
GEN-2024-331 | 01 NORTH | G01 29SP | 620480 DEUEL CO 3 345 620483 ASTORIA 3 345 1 | P42:345:UMZB:# 7117 #:: CKE IN SD. CKE-CKW BRANCH FAULT & CKE 192 STUCK BKR:EHV: | 0.07826 | Yes
GEN-2024-331 | 01 NORTH | G01 29SP | 601031 BRKNGCO3 345 620483 ASTORIA 3 345 1 | P42:345:UMZB:# 7118 #:: CKE IN SD. CKE-CKW BRANCH FAULT & CKE 392 STUCK BKR:EHV: | 0.07951 | Yes
GEN-2024-331 | 01 NORTH | G01 29SP | 601006 SPLT RK3 345 652864 SIOUXCY-LNX3 345 1 | P51:22:KCPL:LACYGNE7:::EHV: | 0.06613 | Yes
GEN-2024-331 | 01 NORTH | G01 29SP | 601067 BISON 3 345 658049 ALXLNRCTRT 345 1 | P54:500:XEL:CHI | 0.05694 | Yes
GEN-2024-331 | 01 NORTH | G01 29SP | 658047 ALEXMRES3 345 658049 ALXLNRCTRT 345 Z1 | P54:500:XEL:CHI | 0.05694 | Yes
GEN-2024-331 | 01 NORTH | G01 29SP | 636000 WEBSTER3 345 636010 LEHIGH 3 345 1 | P55:345:MEC:GARD AVE | 0.05279 | Yes
GEN-2024-331 | 01 NORTH | G01 29SP | 635600 GRIMES 3 345 636003 BEAVER CRK 3 345 1 | P55:345:MEC:GDMEC | 0.05073 | Yes
GEN-2024-331 | 01 NORTH | G01 29SP | 636003 BEAVER CRK 3 345 636010 LEHIGH 3 345 1 | P55:345:MEC:GDMEC | 0.05073 | Yes
GEN-2024-331 | 01 NORTH | G01 29SP | 635200 RAUN 3 345 635398 REMSEN 3 345 1 | P55:345:MEC:IRVINGTON | 0.06227 | Yes
GEN-2024-331 | 01 NORTH | G01 29SP | 635398 REMSEN 3 345 635399 CHEROKEE 3 345 1 | P55:345:MEC:IRVINGTON | 0.06227 | Yes
GEN-2024-331 | 01 NORTH | G01 29SP | 635399 CHEROKEE 3 345 635400 HIGHLAND 3 345 1 | P55:345:MEC:IRVINGTON | 0.06227 | Yes
GEN-2024-331 | 01 NORTH | G01 29SP | 635200 RAUN 3 345 635398 REMSEN 3 345 1 | P55:345:MEC:KOSSUTH | 0.05989 | Yes
GEN-2024-331 | 01 NORTH | G01 29SP | 635398 REMSEN 3 345 635399 CHEROKEE 3 345 1 | P55:345:MEC:KOSSUTH | 0.05989 | Yes
GEN-2024-331 | 01 NORTH | G01 29SP | 635399 CHEROKEE 3 345 635400 HIGHLAND 3 345 1 | P55:345:MEC:KOSSUTH | 0.05989 | Yes
GEN-2024-331 | 01 NORTH | G01 29SP | 631138 LAKEFLD3 345 635368 OBRIEN 3 345 1 | P55:345:MEC:KOSSUTH | 0.0635 | Yes
GEN-2024-331 | 01 NORTH | G01 29SP | 631193 HUNTLEY3 345 631197 LEDYARD3 345 1 | P55:345:MEC:PALO ALTO | 0.06554 | Yes
GEN-2024-331 | 01 NORTH | G01 29SP | 631138 LAKEFLD3 345 635368 OBRIEN 3 345 1 | P55:345:MEC:PALO ALTO | 0.05818 | Yes
GEN-2024-331 | 01 NORTH | G01 29SP | 635200 RAUN 3 345 762779 G18-043 TAP 345 1 | P55:345:OPPD:S3458 3::FN13:EHV: | 0.0501 | Yes
GEN-2024-331 | 01 NORTH | G01 29SP | 601006 SPLT RK3 345 652536 WHITE-SRX3 345 1 | P55:345:OPPD:S3458 3::FN13:EHV: | 0.0646 | Yes
GEN-2024-331 | 01 NORTH | G01 29SP | 635018 NORTHBORO 3 345 635570 ORIENT 3 345 1 | P55:345:OPPD:S3458 3::FN13:EHV: | 0.05696 | Yes
GEN-2024-331 | 01 NORTH | G01 29SP | 601006 SPLT RK3 345 652864 SIOUXCY-LNX3 345 1 | P55:345:OPPD:S3458 3::FN13:EHV: | 0.0626 | Yes
GEN-2024-331 | 01 NORTH | G01 29SP | 635017 ATCHISON 3 345 635018 NORTHBORO 3 345 1 | P55:345:OPPD:S3458 3::FN13:EHV: | 0.05696 | Yes
GEN-2024-331 | 01 NORTH | G01 29SP | 635017 ATCHISON 3 345 640139 COOPER 3 345 1 | P55:345:OPPD:S3458 3::FN13:EHV: | 0.05696 | Yes
GEN-2024-331 | 01 NORTH | G01 29SP | 635200 RAUN 3 345 645552 S3452 REACT3 345 1 | P55:345:OPPD:S3458 3::FN13:EHV: | 0.05087 | Yes
GEN-2024-331 | 01 NORTH | G01 29SP | 635200 RAUN 3 345 762779 G18-043 TAP 345 1 | P55:345:OPPD:S3740 3::FN13:EHV: | 0.05816 | Yes
GEN-2024-331 | 01 NORTH | G01 29SP | 635200 RAUN 3 345 645552 S3452 REACT3 345 1 | P55:345:OPPD:S3740 3::FN13:EHV: | 0.05921 | Yes
GEN-2024-331 | 01 NORTH | G01 29SP | 601004 WILMART3 345 631193 HUNTLEY3 345 1 | P55:345:XEL:CDL | 0.05048 | Yes
GEN-2024-331 | 01 NORTH | G01 29SP | 601003 PR ISLD3 345 601039 NROC 3 345 1 | P55:345:XEL:HMP2 | 0.06389 | Yes
GEN-2024-331 | 01 NORTH | G01 29SP | 601006 SPLT RK3 345 652536 WHITE-SRX3 345 1 | P55:345:XEL:HNL1 | 0.07219 | Yes
GEN-2024-331 | 01 NORTH | G01 29SP | 601048 LYON CO 3 345 601087 STEEP BK LK3 345 2 | P55:345:XEL:HNL1 | 0.05052 | Yes
GEN-2024-331 | 01 NORTH | G01 29SP | 601031 BRKNGCO3 345 601087 STEEP BK LK3 345 2 | P55:345:XEL:HNL1 | 0.05052 | Yes
GEN-2024-331 | 01 NORTH | G01 29SP | 601004 WILMART3 345 601072 SHEAS LK3 345 1 | P55:345:XEL:MNN1 | 0.05035 | Yes
GEN-2024-331 | 01 NORTH | G01 29SP | 601050 HELENA 3 345 601072 SHEAS LK3 345 1 | P55:345:XEL:MNN1 | 0.05076 | Yes
GEN-2024-331 | 01 NORTH | G01 29SP | 601039 NROC 3 345 601051 HMPT CNR3 345 1 | P55:345:XEL:NRH1 | 0.05035 | Yes
GEN-2024-331 | 01 NORTH | G01 29SP | 601004 WILMART3 345 601072 SHEAS LK3 345 1 | P55:345:XEL:PRI1 | 0.05126 | Yes
GEN-2024-331 | 01 NORTH | G01 29SP | 601001 FORBES 2 500 601017 CHIS-N 2 500 1 | P55:345:XEL:PRI1 | 0.06234 | Yes
GEN-2024-331 | 01 NORTH | G01 29SP | 601050 HELENA 3 345 601072 SHEAS LK3 345 1 | P55:345:XEL:PRI1 | 0.05167 | Yes
GEN-2024-331 | 01 NORTH | G01 29SP | 601016 CHIS CO2 500 601017 CHIS-N 2 500 1 | P55:345:XEL:PRI1 | 0.06234 | Yes
GEN-2024-331 | 01 NORTH | G01 29SP | 635368 OBRIEN 3 345 635400 HIGHLAND 3 345 1 | P55:345:XEL:PRI1 | 0.05264 | Yes
GEN-2024-331 | 01 NORTH | G01 29SP | 635200 RAUN 3 345 652564 SIOUXCY3 345 1 | P55:345:XEL:PRI1 | 0.0769 | Yes
GEN-2024-331 | 01 NORTH | G01 29SP | 601067 BISON 3 345 658049 ALXLNRCTRT 345 1 | P55:345:XEL:PRI1 | 0.05171 | Yes
GEN-2024-331 | 01 NORTH | G01 29SP | 658047 ALEXMRES3 345 658049 ALXLNRCTRT 345 Z1 | P55:345:XEL:PRI1 | 0.05171 | Yes
GEN-2024-331 | 01 NORTH | G01 29SP | 631138 LAKEFLD3 345 635368 OBRIEN 3 345 1 | P55:345:XEL:PRI1 | 0.06246 | Yes
GEN-2024-331 | 01 NORTH | G01 29SP | 631193 HUNTLEY3 345 631197 LEDYARD3 345 1 | P55:345:XEL:PRI1 | 0.06191 | Yes
GEN-2024-331 | 01 NORTH | G01 29SP | 601006 SPLT RK3 345 652536 WHITE-SRX3 345 1 | P55:345:XEL:SBL BUS 1 | 0.07221 | Yes
GEN-2024-331 | 01 NORTH | G01 29SP | 601048 LYON CO 3 345 601077 HAWKSNEST 3 345 1 | P55:345:XEL:SBL BUS 1 | 0.05045 | Yes
GEN-2024-331 | 01 NORTH | G01 29SP | 601031 BRKNGCO3 345 601077 HAWKSNEST 3 345 1 | P55:345:XEL:SBL BUS 1 | 0.05045 | Yes
GEN-2024-331 | 01 NORTH | G01 29SP | 601067 BISON 3 345 658049 ALXLNRCTRT 345 1 | 601001 FORBES 2 500 601017 CHIS-N 2 500 1 | 0.05694 | Yes
GEN-2024-331 | 01 NORTH | G01 29SP | 658047 ALEXMRES3 345 658049 ALXLNRCTRT 345 Z1 | 601001 FORBES 2 500 601017 CHIS-N 2 500 1 | 0.05694 | Yes
GEN-2024-331 | 01 NORTH | G01 29SP | 601004 WILMART3 345 601072 SHEAS LK3 345 1 | 601004 WILMART3 345 601039 NROC 3 345 1 | 0.05146 | Yes
GEN-2024-331 | 01 NORTH | G01 29SP | 601050 HELENA 3 345 601072 SHEAS LK3 345 1 | 601004 WILMART3 345 601039 NROC 3 345 1 | 0.0519 | Yes
GEN-2024-331 | 01 NORTH | G01 29SP | 620369 JAMESTN3 345 657791 CENTER 3 345 1 | 601012 ROSEAUN2 500 601038 ROSEAUM 2 500 1 | 0.08388 | Yes
GEN-2024-331 | 01 NORTH | G01 29SP | 601067 BISON 3 345 658049 ALXLNRCTRT 345 1 | 601016 CHIS CO2 500 601017 CHIS-N 2 500 1 | 0.05694 | Yes
GEN-2024-331 | 01 NORTH | G01 29SP | 658047 ALEXMRES3 345 658049 ALXLNRCTRT 345 Z1 | 601016 CHIS CO2 500 601017 CHIS-N 2 500 1 | 0.05694 | Yes
GEN-2024-331 | 01 NORTH | G01 29SP | 601006 SPLT RK3 345 652536 WHITE-SRX3 345 1 | 601031 BRKNGCO3 345 601077 HAWKSNEST 3 345 1 | 0.07219 | Yes
GEN-2024-331 | 01 NORTH | G01 29SP | 601048 LYON CO 3 345 601087 STEEP BK LK3 345 2 | 601031 BRKNGCO3 345 601077 HAWKSNEST 3 345 1 | 0.05052 | Yes
GEN-2024-331 | 01 NORTH | G01 29SP | 601031 BRKNGCO3 345 601087 STEEP BK LK3 345 2 | 601031 BRKNGCO3 345 601077 HAWKSNEST 3 345 1 | 0.05052 | Yes
GEN-2024-331 | 01 NORTH | G01 29SP | 601006 SPLT RK3 345 652536 WHITE-SRX3 345 1 | 601031 BRKNGCO3 345 601087 STEEP BK LK3 345 2 | 0.07221 | Yes
GEN-2024-331 | 01 NORTH | G01 29SP | 601048 LYON CO 3 345 601077 HAWKSNEST 3 345 1 | 601031 BRKNGCO3 345 601087 STEEP BK LK3 345 2 | 0.05045 | Yes
GEN-2024-331 | 01 NORTH | G01 29SP | 601031 BRKNGCO3 345 601077 HAWKSNEST 3 345 1 | 601031 BRKNGCO3 345 601087 STEEP BK LK3 345 2 | 0.05045 | Yes
GEN-2024-331 | 01 NORTH | G01 29SP | 601006 SPLT RK3 345 652864 SIOUXCY-LNX3 345 1 | 601034 NOBLES 3 345 631138 LAKEFLD3 345 1 | 0.07207 | Yes
GEN-2024-331 | 01 NORTH | G01 29SP | 601048 LYON CO 3 345 631138 LAKEFLD3 345 1 | 601034 NOBLES 3 345 631138 LAKEFLD3 345 1 | 0.06626 | Yes
GEN-2024-331 | 01 NORTH | G01 29SP | 601002 ADAMS 3 345 615306 GRE-PL VLLY3 345 1 | 601039 NROC 3 345 601083 TREMVAL3 345 1 | 0.05108 | Yes
GEN-2024-331 | 01 NORTH | G01 29SP | 601006 SPLT RK3 345 652536 WHITE-SRX3 345 1 | 601048 LYON CO 3 345 601087 STEEP BK LK3 345 2 | 0.07221 | Yes
GEN-2024-331 | 01 NORTH | G01 29SP | 601048 LYON CO 3 345 601077 HAWKSNEST 3 345 1 | 601048 LYON CO 3 345 601087 STEEP BK LK3 345 2 | 0.05045 | Yes
GEN-2024-331 | 01 NORTH | G01 29SP | 601031 BRKNGCO3 345 601077 HAWKSNEST 3 345 1 | 601048 LYON CO 3 345 601087 STEEP BK LK3 345 2 | 0.05045 | Yes
GEN-2024-331 | 01 NORTH | G01 29SP | 601006 SPLT RK3 345 652536 WHITE-SRX3 345 1 | 601048 LYON CO 3 345 631138 LAKEFLD3 345 1 | 0.08086 | Yes
GEN-2024-331 | 01 NORTH | G01 29SP | 601048 LYON CO 3 345 631138 LAKEFLD3 345 1 | 601050 HELENA 3 345 615646 GRE-CDRMTH13 345 1 | 0.06411 | Yes
GEN-2024-331 | 01 NORTH | G01 29SP | 601048 LYON CO 3 345 631138 LAKEFLD3 345 1 | 601050 HELENA 3 345 615647 GRE-CDRMTH23 345 2 | 0.06413 | Yes
GEN-2024-331 | 01 NORTH | G01 29SP | 631139 HAZLTON3 345 631270 LASALLE 3 345 1 | 601083 TREMVAL3 345 694098 NMA B5 345 345 1 | 0.05367 | Yes
GEN-2024-331 | 01 NORTH | G01 29SP | 631144 MITCHLCO3 345 631270 LASALLE 3 345 1 | 601083 TREMVAL3 345 694098 NMA B5 345 345 1 | 0.05367 | Yes
GEN-2024-331 | 01 NORTH | G01 29SP | 601002 ADAMS 3 345 631144 MITCHLCO3 345 1 | 601083 TREMVAL3 345 694098 NMA B5 345 345 1 | 0.05367 | Yes
GEN-2024-331 | 01 NORTH | G01 29SP | 601002 ADAMS 3 345 615306 GRE-PL VLLY3 345 1 | 601083 TREMVAL3 345 694098 NMA B5 345 345 1 | 0.05496 | Yes
GEN-2024-331 | 01 NORTH | G01 29SP | 620369 JAMESTN3 345 657791 CENTER 3 345 1 | 608607 NELSNLK4 230 615901 GRE-STANTON4 230 1 | 0.06971 | Yes
GEN-2024-331 | 01 NORTH | G01 29SP | 620358 BUFFALO3 345 620369 JAMESTN3 345 1 | 608607 NELSNLK4 230 615901 GRE-STANTON4 230 1 | 0.05201 | Yes
GEN-2024-331 | 01 NORTH | G01 29SP | 601067 BISON 3 345 620358 BUFFALO3 345 1 | 608607 NELSNLK4 230 615901 GRE-STANTON4 230 1 | 0.05185 | Yes
GEN-2024-331 | 01 NORTH | G01 29SP | 652468 HEBRON 4 230 661053 MANDAN 4 230 1 | 608607 NELSNLK4 230 615901 GRE-STANTON4 230 1 | 0.06044 | Yes
GEN-2024-331 | 01 NORTH | G01 29SP | 620480 DEUEL CO 3 345 620483 ASTORIA 3 345 1 | 620314 BIGSTON4 230 3WXFMR 620:BIG STONE 230- 2 | 0.06831 | Yes
GEN-2024-331 | 01 NORTH | G01 29SP | 620417 BSSOUTH3 345 620480 DEUEL CO 3 345 1 | 620314 BIGSTON4 230 3WXFMR 620:BIG STONE 230- 2 | 0.06831 | Yes
GEN-2024-331 | 01 NORTH | G01 29SP | 620358 BUFFALO3 345 620369 JAMESTN3 345 1 | 620369 JAMESTN3 345 620769 JMS SHUNT 3 345 Z | 0.07341 | Yes
GEN-2024-331 | 01 NORTH | G01 29SP | 601067 BISON 3 345 620358 BUFFALO3 345 1 | 620369 JAMESTN3 345 620769 JMS SHUNT 3 345 Z | 0.07212 | Yes
GEN-2024-331 | 01 NORTH | G01 29SP | 601031 BRKNGCO3 345 620483 ASTORIA 3 345 1 | 620417 BSSOUTH3 345 620427 HANKINSON 3 345 1 | 0.05661 | Yes
GEN-2024-331 | 01 NORTH | G01 29SP | 620480 DEUEL CO 3 345 620483 ASTORIA 3 345 1 | 620417 BSSOUTH3 345 620427 HANKINSON 3 345 1 | 0.05552 | Yes
GEN-2024-331 | 01 NORTH | G01 29SP | 620417 BSSOUTH3 345 620480 DEUEL CO 3 345 1 | 620417 BSSOUTH3 345 620427 HANKINSON 3 345 1 | 0.05552 | Yes
GEN-2024-331 | 01 NORTH | G01 29SP | 620480 DEUEL CO 3 345 620483 ASTORIA 3 345 1 | 620482 J510 ASTOR 3 345 620083 J510 ASTORG1 21.0 1 | 0.06557 | Yes
GEN-2024-331 | 01 NORTH | G01 29SP | 620417 BSSOUTH3 345 620480 DEUEL CO 3 345 1 | 620482 J510 ASTOR 3 345 620083 J510 ASTORG1 21.0 1 | 0.06557 | Yes
GEN-2024-331 | 01 NORTH | G01 29SP | 635999 IRVINGTON3 345 636000 WEBSTER3 345 1 | 627062 BISON 3 345 627217 BLUEBILL3 345 1 | 0.05579 | Yes
GEN-2024-331 | 01 NORTH | G01 29SP | 635369 KOSSUTH 3 345 635999 IRVINGTON3 345 1 | 627062 BISON 3 345 627217 BLUEBILL3 345 1 | 0.05579 | Yes
GEN-2024-331 | 01 NORTH | G01 29SP | 635999 IRVINGTON3 345 636000 WEBSTER3 345 1 | 627217 BLUEBILL3 345 631198 COLBY3 345 1 | 0.05579 | Yes
GEN-2024-331 | 01 NORTH | G01 29SP | 635369 KOSSUTH 3 345 635999 IRVINGTON3 345 1 | 627217 BLUEBILL3 345 631198 COLBY3 345 1 | 0.05579 | Yes
GEN-2024-331 | 01 NORTH | G01 29SP | 631197 LEDYARD3 345 635369 KOSSUTH 3 345 1 | 627217 BLUEBILL3 345 631198 COLBY3 345 1 | 0.05085 | Yes
GEN-2024-331 | 01 NORTH | G01 29SP | 631193 HUNTLEY3 345 631197 LEDYARD3 345 1 | 627217 BLUEBILL3 345 631198 COLBY3 345 1 | 0.05085 | Yes
GEN-2024-331 | 01 NORTH | G01 29SP | 631193 HUNTLEY3 345 631197 LEDYARD3 345 1 | 631144 MITCHLCO3 345 631270 LASALLE 3 345 1 | 0.06936 | Yes
GEN-2024-331 | 01 NORTH | G01 29SP | 635999 IRVINGTON3 345 636000 WEBSTER3 345 1 | 631198 COLBY3 345 631199 KILLDEER3 345 1 | 0.05327 | Yes
GEN-2024-331 | 01 NORTH | G01 29SP | 635369 KOSSUTH 3 345 635999 IRVINGTON3 345 1 | 631198 COLBY3 345 631199 KILLDEER3 345 1 | 0.05327 | Yes
GEN-2024-331 | 01 NORTH | G01 29SP | 635999 IRVINGTON3 345 636000 WEBSTER3 345 1 | 631199 KILLDEER3 345 631206 QUINN3 345 1 | 0.05494 | Yes
GEN-2024-331 | 01 NORTH | G01 29SP | 635369 KOSSUTH 3 345 635999 IRVINGTON3 345 1 | 631199 KILLDEER3 345 631206 QUINN3 345 1 | 0.05494 | Yes
GEN-2024-331 | 01 NORTH | G01 29SP | 631139 HAZLTON3 345 631270 LASALLE 3 345 1 | 631206 QUINN3 345 636197 N FRANKLIN 3 345 1 | 0.05115 | Yes
GEN-2024-331 | 01 NORTH | G01 29SP | 635999 IRVINGTON3 345 636000 WEBSTER3 345 1 | 631206 QUINN3 345 636197 N FRANKLIN 3 345 1 | 0.05494 | Yes
GEN-2024-331 | 01 NORTH | G01 29SP | 631144 MITCHLCO3 345 631270 LASALLE 3 345 1 | 631206 QUINN3 345 636197 N FRANKLIN 3 345 1 | 0.05115 | Yes
GEN-2024-331 | 01 NORTH | G01 29SP | 635369 KOSSUTH 3 345 635999 IRVINGTON3 345 1 | 631206 QUINN3 345 636197 N FRANKLIN 3 345 1 | 0.05494 | Yes
GEN-2024-331 | 01 NORTH | G01 29SP | 601002 ADAMS 3 345 631144 MITCHLCO3 345 1 | 631206 QUINN3 345 636197 N FRANKLIN 3 345 1 | 0.05115 | Yes
GEN-2024-331 | 01 NORTH | G01 29SP | 635200 RAUN 3 345 762779 G18-043 TAP 345 1 | 635200 RAUN 3 345 645552 S3452 REACT3 345 1 | 0.08704 | Yes
GEN-2024-331 | 01 NORTH | G01 29SP | 635200 RAUN 3 345 645552 S3452 REACT3 345 1 | 635200 RAUN 3 345 762779 G18-043 TAP 345 1 | 0.08761 | Yes
GEN-2024-331 | 01 NORTH | G01 29SP | 635200 RAUN 3 345 652564 SIOUXCY3 345 1 | 635200 RAUN 3 345 762779 G18-043 TAP 345 1 | 0.06774 | Yes
GEN-2024-331 | 01 NORTH | G01 29SP | 636000 WEBSTER3 345 636010 LEHIGH 3 345 1 | 635219 GARD AVE 3 345 636017 LEHIGH GARX3 345 1 | 0.05279 | Yes
GEN-2024-331 | 01 NORTH | G01 29SP | 635368 OBRIEN 3 345 635400 HIGHLAND 3 345 1 | 635219 GARD AVE 3 345 636017 LEHIGH GARX3 345 1 | 0.05382 | Yes
GEN-2024-331 | 01 NORTH | G01 29SP | 635200 RAUN 3 345 635398 REMSEN 3 345 1 | 635369 KOSSUTH 3 345 635425 PALO ALTO 3 345 1 | 0.05517 | Yes
GEN-2024-331 | 01 NORTH | G01 29SP | 631138 LAKEFLD3 345 635368 OBRIEN 3 345 1 | 635369 KOSSUTH 3 345 635425 PALO ALTO 3 345 1 | 0.05818 | Yes
GEN-2024-331 | 01 NORTH | G01 29SP | 635398 REMSEN 3 345 635399 CHEROKEE 3 345 1 | 635369 KOSSUTH 3 345 635425 PALO ALTO 3 345 1 | 0.05517 | Yes
GEN-2024-331 | 01 NORTH | G01 29SP | 635399 CHEROKEE 3 345 635400 HIGHLAND 3 345 1 | 635369 KOSSUTH 3 345 635425 PALO ALTO 3 345 1 | 0.05517 | Yes
GEN-2024-331 | 01 NORTH | G01 29SP | 631193 HUNTLEY3 345 631197 LEDYARD3 345 1 | 635369 KOSSUTH 3 345 635425 PALO ALTO 3 345 1 | 0.06554 | Yes
GEN-2024-331 | 01 NORTH | G01 29SP | 631138 LAKEFLD3 345 635368 OBRIEN 3 345 1 | 635419 TRUMBULL LK3 345 635425 PALO ALTO 3 345 1 | 0.05818 | Yes
GEN-2024-331 | 01 NORTH | G01 29SP | 631193 HUNTLEY3 345 631197 LEDYARD3 345 1 | 635419 TRUMBULL LK3 345 635425 PALO ALTO 3 345 1 | 0.06554 | Yes
GEN-2024-331 | 01 NORTH | G01 29SP | 631139 HAZLTON3 345 631270 LASALLE 3 345 1 | 635999 IRVINGTON3 345 636000 WEBSTER3 345 1 | 0.05144 | Yes
GEN-2024-331 | 01 NORTH | G01 29SP | 635200 RAUN 3 345 635398 REMSEN 3 345 1 | 635999 IRVINGTON3 345 636000 WEBSTER3 345 1 | 0.06227 | Yes
GEN-2024-331 | 01 NORTH | G01 29SP | 631144 MITCHLCO3 345 631270 LASALLE 3 345 1 | 635999 IRVINGTON3 345 636000 WEBSTER3 345 1 | 0.05144 | Yes
GEN-2024-331 | 01 NORTH | G01 29SP | 601002 ADAMS 3 345 631144 MITCHLCO3 345 1 | 635999 IRVINGTON3 345 636000 WEBSTER3 345 1 | 0.05144 | Yes
GEN-2024-331 | 01 NORTH | G01 29SP | 635398 REMSEN 3 345 635399 CHEROKEE 3 345 1 | 635999 IRVINGTON3 345 636000 WEBSTER3 345 1 | 0.06227 | Yes
GEN-2024-331 | 01 NORTH | G01 29SP | 635399 CHEROKEE 3 345 635400 HIGHLAND 3 345 1 | 635999 IRVINGTON3 345 636000 WEBSTER3 345 1 | 0.06227 | Yes
GEN-2024-331 | 01 NORTH | G01 29SP | 636000 WEBSTER3 345 636010 LEHIGH 3 345 1 | 636010 LEHIGH 3 345 636017 LEHIGH GARX3 345 Z | 0.05279 | Yes
GEN-2024-331 | 01 NORTH | G01 29SP | 635200 RAUN 3 345 652564 SIOUXCY3 345 1 | 636010 LEHIGH 3 345 636017 LEHIGH GARX3 345 Z | 0.07796 | Yes
GEN-2024-331 | 01 NORTH | G01 29SP | 635368 OBRIEN 3 345 635400 HIGHLAND 3 345 1 | 636010 LEHIGH 3 345 636017 LEHIGH GARX3 345 Z | 0.05382 | Yes
GEN-2024-331 | 01 NORTH | G01 29SP | 635600 GRIMES 3 345 636003 BEAVER CRK 3 345 1 | 636197 N FRANKLIN 3 345 636198 BLCKHWKRX 3 345 1 | 0.05309 | Yes
GEN-2024-331 | 01 NORTH | G01 29SP | 631139 HAZLTON3 345 631270 LASALLE 3 345 1 | 636197 N FRANKLIN 3 345 636198 BLCKHWKRX 3 345 1 | 0.05036 | Yes
GEN-2024-331 | 01 NORTH | G01 29SP | 636003 BEAVER CRK 3 345 636010 LEHIGH 3 345 1 | 636197 N FRANKLIN 3 345 636198 BLCKHWKRX 3 345 1 | 0.05309 | Yes
GEN-2024-331 | 01 NORTH | G01 29SP | 631144 MITCHLCO3 345 631270 LASALLE 3 345 1 | 636197 N FRANKLIN 3 345 636198 BLCKHWKRX 3 345 1 | 0.05036 | Yes
GEN-2024-331 | 01 NORTH | G01 29SP | 601002 ADAMS 3 345 631144 MITCHLCO3 345 1 | 636197 N FRANKLIN 3 345 636198 BLCKHWKRX 3 345 1 | 0.05036 | Yes
GEN-2024-331 | 01 NORTH | G01 29SP | 601002 ADAMS 3 345 615306 GRE-PL VLLY3 345 1 | 636197 N FRANKLIN 3 345 636198 BLCKHWKRX 3 345 1 | 0.05074 | Yes
GEN-2024-331 | 01 NORTH | G01 29SP | 635600 GRIMES 3 345 636003 BEAVER CRK 3 345 1 | 636198 BLCKHWKRX 3 345 636199 BLACKHAWK 3 345 Z | 0.05309 | Yes
GEN-2024-331 | 01 NORTH | G01 29SP | 631139 HAZLTON3 345 631270 LASALLE 3 345 1 | 636198 BLCKHWKRX 3 345 636199 BLACKHAWK 3 345 Z | 0.05036 | Yes
GEN-2024-331 | 01 NORTH | G01 29SP | 636003 BEAVER CRK 3 345 636010 LEHIGH 3 345 1 | 636198 BLCKHWKRX 3 345 636199 BLACKHAWK 3 345 Z | 0.05309 | Yes
GEN-2024-331 | 01 NORTH | G01 29SP | 631144 MITCHLCO3 345 631270 LASALLE 3 345 1 | 636198 BLCKHWKRX 3 345 636199 BLACKHAWK 3 345 Z | 0.05036 | Yes
GEN-2024-331 | 01 NORTH | G01 29SP | 601002 ADAMS 3 345 631144 MITCHLCO3 345 1 | 636198 BLCKHWKRX 3 345 636199 BLACKHAWK 3 345 Z | 0.05036 | Yes
GEN-2024-331 | 01 NORTH | G01 29SP | 601002 ADAMS 3 345 615306 GRE-PL VLLY3 345 1 | 636198 BLCKHWKRX 3 345 636199 BLACKHAWK 3 345 Z | 0.05074 | Yes
GEN-2024-331 | 01 NORTH | G01 29SP | 635200 RAUN 3 345 645552 S3452 REACT3 345 1 | 645451 S3451 3 345 645551 S3451-RAUN 3 345 Z1 | 0.08761 | Yes
GEN-2024-331 | 01 NORTH | G01 29SP | 635200 RAUN 3 345 652564 SIOUXCY3 345 1 | 645451 S3451 3 345 645551 S3451-RAUN 3 345 Z1 | 0.06774 | Yes
GEN-2024-331 | 01 NORTH | G01 29SP | 635200 RAUN 3 345 762779 G18-043 TAP 345 1 | 645452 S3452 3 345 645552 S3452 REACT3 345 Z1 | 0.08704 | Yes
GEN-2024-331 | 01 NORTH | G01 29SP | 635200 RAUN 3 345 645552 S3452 REACT3 345 1 | 645551 S3451-RAUN 3 345 762779 G18-043 TAP 345 1 | 0.08761 | Yes
GEN-2024-331 | 01 NORTH | G01 29SP | 635200 RAUN 3 345 652564 SIOUXCY3 345 1 | 645551 S3451-RAUN 3 345 762779 G18-043 TAP 345 1 | 0.06774 | Yes
GEN-2024-331 | 01 NORTH | G01 29SP | 657756 SQBUTTE4 230 995910 620:CENTER # 230 2 | 657791 CENTER 3 345 3WXFMR 620:CENTER #1 345/ 1 | 0.06742 | Yes
GEN-2024-331 | 01 NORTH | G01 29SP | 657791 CENTER 3 345 995910 620:CENTER # 230 2 | 657791 CENTER 3 345 3WXFMR 620:CENTER #1 345/ 1 | 0.06742 | Yes
GEN-2024-331 | 01 NORTH | G01 29SP | 620480 DEUEL CO 3 345 620483 ASTORIA 3 345 1 | 658047 ALEXMRES3 345 658049 ALXLNRCTRT 345 Z1 | 0.07515 | Yes
GEN-2024-331 | 01 NORTH | G01 29SP | 603023 MALLARD7 115 659155 LOGAN___-BE7 115 1 | 659050 LOGAN__-BE3 345 659105 LELAND_O-BE3 345 1 | 0.0518 | Yes
GEN-2024-331 | 01 NORTH | G01 29SP | 620369 JAMESTN3 345 657791 CENTER 3 345 1 | 659422 LO.LS-GR-BE3 345 659423 GR.LS-LO-BE3 345 1 | 0.09536 | Yes
GEN-2024-331 | 01 NORTH | G01 29SP | 620369 JAMESTN3 345 657791 CENTER 3 345 1 | 67020 MPC03839POI 345 657946 PRAIRIE3 345 1 | 0.09133 | Yes
GEN-2024-331 | 01 NORTH | G01 29SP | 620358 BUFFALO3 345 620369 JAMESTN3 345 1 | 67020 MPC03839POI 345 657946 PRAIRIE3 345 1 | 0.06725 | Yes
GEN-2024-331 | 01 NORTH | G01 29SP | 601067 BISON 3 345 620358 BUFFALO3 345 1 | 67020 MPC03839POI 345 657946 PRAIRIE3 345 1 | 0.06602 | Yes
GEN-2024-331 | 01 NORTH | G01 29SP | 620369 JAMESTN3 345 657791 CENTER 3 345 1 | 67020 MPC03839POI 345 657951 CNTSHNT3 345 1 | 0.09133 | Yes
GEN-2024-331 | 01 NORTH | G01 29SP | 620358 BUFFALO3 345 620369 JAMESTN3 345 1 | 67020 MPC03839POI 345 657951 CNTSHNT3 345 1 | 0.06725 | Yes
GEN-2024-331 | 01 NORTH | G01 29SP | 601067 BISON 3 345 620358 BUFFALO3 345 1 | 67020 MPC03839POI 345 657951 CNTSHNT3 345 1 | 0.06602 | Yes
GEN-2024-331 | 01 NORTH | G01 29SP | 620369 JAMESTN3 345 657791 CENTER 3 345 1 | Base Case | 0.08186 | Yes
GEN-2024-331 | 01 NORTH | G01 29SP | 620358 BUFFALO3 345 620369 JAMESTN3 345 1 | Base Case | 0.06 | Yes
GEN-2024-331 | 01 NORTH | G01 29SP | 608607 NELSNLK4 230 615901 GRE-STANTON4 230 1 | Base Case | 0.05331 | Yes
GEN-2024-331 | 01 NORTH | G01 29SP | 601067 BISON 3 345 620358 BUFFALO3 345 1 | Base Case | 0.05937 | Yes
GEN-2024-331 | 01 NORTH | G01 29SP | 635200 RAUN 3 345 762779 G18-043 TAP 345 1 | Base Case | 0.06137 | Yes
GEN-2024-331 | 01 NORTH | G01 29SP | 601006 SPLT RK3 345 652536 WHITE-SRX3 345 1 | Base Case | 0.06725 | Yes
GEN-2024-331 | 01 NORTH | G01 29SP | 635600 GRIMES 3 345 636003 BEAVER CRK 3 345 1 | Base Case | 0.05093 | Yes
GEN-2024-331 | 01 NORTH | G01 29SP | 601031 BRKNGCO3 345 620483 ASTORIA 3 345 1 | Base Case | 0.06642 | Yes
GEN-2024-331 | 01 NORTH | G01 29SP | 636003 BEAVER CRK 3 345 636010 LEHIGH 3 345 1 | Base Case | 0.05093 | Yes
GEN-2024-331 | 01 NORTH | G01 29SP | 601001 FORBES 2 500 601017 CHIS-N 2 500 1 | Base Case | 0.06283 | Yes
GEN-2024-331 | 01 NORTH | G01 29SP | 601016 CHIS CO2 500 601017 CHIS-N 2 500 1 | Base Case | 0.06283 | Yes
GEN-2024-331 | 01 NORTH | G01 29SP | 601006 SPLT RK3 345 652864 SIOUXCY-LNX3 345 1 | Base Case | 0.06693 | Yes
GEN-2024-331 | 01 NORTH | G01 29SP | 635200 RAUN 3 345 635398 REMSEN 3 345 1 | Base Case | 0.0527 | Yes
GEN-2024-331 | 01 NORTH | G01 29SP | 635200 RAUN 3 345 645552 S3452 REACT3 345 1 | Base Case | 0.06254 | Yes
GEN-2024-331 | 01 NORTH | G01 29SP | 601004 WILMART3 345 601072 SHEAS LK3 345 1 | Base Case | 0.05121 | Yes
GEN-2024-331 | 01 NORTH | G01 29SP | 601050 HELENA 3 345 601072 SHEAS LK3 345 1 | Base Case | 0.05165 | Yes
GEN-2024-331 | 01 NORTH | G01 29SP | 601067 BISON 3 345 658049 ALXLNRCTRT 345 1 | Base Case | 0.05189 | Yes
GEN-2024-331 | 01 NORTH | G01 29SP | 658047 ALEXMRES3 345 658049 ALXLNRCTRT 345 Z1 | Base Case | 0.05189 | Yes
GEN-2024-331 | 01 NORTH | G01 29SP | 620480 DEUEL CO 3 345 620483 ASTORIA 3 345 1 | Base Case | 0.06557 | Yes
GEN-2024-331 | 01 NORTH | G01 29SP | 601048 LYON CO 3 345 631138 LAKEFLD3 345 1 | Base Case | 0.06124 | Yes
GEN-2024-331 | 01 NORTH | G01 29SP | 635398 REMSEN 3 345 635399 CHEROKEE 3 345 1 | Base Case | 0.0527 | Yes
GEN-2024-331 | 01 NORTH | G01 29SP | 635200 RAUN 3 345 652564 SIOUXCY3 345 1 | Base Case | 0.07685 | Yes
GEN-2024-331 | 01 NORTH | G01 29SP | 620417 BSSOUTH3 345 620480 DEUEL CO 3 345 1 | Base Case | 0.06557 | Yes
GEN-2024-331 | 01 NORTH | G01 29SP | 635399 CHEROKEE 3 345 635400 HIGHLAND 3 345 1 | Base Case | 0.0527 | Yes
GEN-2024-331 | 01 NORTH | G01 29SP | 635368 OBRIEN 3 345 635400 HIGHLAND 3 345 1 | Base Case | 0.0527 | Yes
GEN-2024-331 | 01 NORTH | G01 29SP | 652468 HEBRON 4 230 661053 MANDAN 4 230 1 | Base Case | 0.05615 | Yes
GEN-2024-331 | 01 NORTH | G01 29SP | 636000 WEBSTER3 345 636010 LEHIGH 3 345 1 | Base Case | 0.05588 | Yes
GEN-2024-331 | 01 NORTH | G01 29SP | 631193 HUNTLEY3 345 631197 LEDYARD3 345 1 | Base Case | 0.06197 | Yes
GEN-2024-331 | 01 NORTH | G01 29SP | 631138 LAKEFLD3 345 635368 OBRIEN 3 345 1 | Base Case | 0.06248 | Yes
GEN-2024-331 | 01 NORTH | G01 29SP | 615901 GRE-STANTON4 230 659106 LELAND_O-BE4 230 1 | Base Case | 0.06568 | Yes
GEN-2024-331 | 01 NORTH | G01 29SP | 635200 RAUN 3 345 762779 G18-043 TAP 345 1 | GEN645011 1 | 0.06137 | Yes
GEN-2024-331 | 01 NORTH | G01 29SP | 635200 RAUN 3 345 762779 G18-043 TAP 345 1 | GEN645011 1_Dup1 | 0.06137 | Yes
GEN-2024-331 | 01 NORTH | G01 29SP | 635200 RAUN 3 345 762779 G18-043 TAP 345 1 | GEN645012 2 | 0.06137 | Yes
GEN-2024-331 | 01 NORTH | G01 29SP | 601006 SPLT RK3 345 652864 SIOUXCY-LNX3 345 1 | GEN645012 2 | 0.06693 | Yes
GEN-2024-331 | 01 NORTH | G01 29SP | 635200 RAUN 3 345 645552 S3452 REACT3 345 1 | GEN645012 2 | 0.06254 | Yes
GEN-2024-331 | 01 NORTH | G01 29SP | 635200 RAUN 3 345 762779 G18-043 TAP 345 1 | GEN645012 2_Dup1 | 0.06137 | Yes
GEN-2024-331 | 01 NORTH | G01 29SP | 601006 SPLT RK3 345 652864 SIOUXCY-LNX3 345 1 | GEN645012 2_Dup1 | 0.06693 | Yes
GEN-2024-331 | 01 NORTH | G01 29SP | 635200 RAUN 3 345 645552 S3452 REACT3 345 1 | GEN645012 2_Dup1 | 0.06254 | Yes
GEN-2024-331 | 01 NORTH | G01 29SP | 608607 NELSNLK4 230 615901 GRE-STANTON4 230 1 | GEN659107 2 | 0.05331 | Yes
GEN-2024-331 | 01 NORTH | G01 29SP | 615901 GRE-STANTON4 230 659106 LELAND_O-BE4 230 1 | GEN659107 2 | 0.06568 | Yes
GEN-2024-331 | 01 NORTH | G01 29SP | 608607 NELSNLK4 230 615901 GRE-STANTON4 230 1 | GEN659107 2_Dup1 | 0.05331 | Yes
GEN-2024-331 | 01 NORTH | G01 29SP | 608607 NELSNLK4 230 615901 GRE-STANTON4 230 1 | GEN659111 2 | 0.05331 | Yes
GEN-2024-331 | 01 NORTH | G01 29SP | 615901 GRE-STANTON4 230 659106 LELAND_O-BE4 230 1 | GEN659111 2 | 0.06568 | Yes
GEN-2024-331 | 01 NORTH | G01 29SP | 608607 NELSNLK4 230 615901 GRE-STANTON4 230 1 | GEN659111 2_Dup1 | 0.05331 | Yes
GEN-2024-331 | 01 NORTH | G01 29SP | 615901 GRE-STANTON4 230 659106 LELAND_O-BE4 230 1 | GEN659111 2_Dup1 | 0.06568 | Yes
GEN-2024-331 | 01 NORTH | G01 29SP | 652468 HEBRON 4 230 661053 MANDAN 4 230 1 | GEN659118 1 | 0.05615 | Yes
GEN-2024-331 | 01 NORTH | G01 29SP | 652468 HEBRON 4 230 661053 MANDAN 4 230 1 | GEN659118 1_Dup1 | 0.05615 | Yes
GEN-2024-331 | 01 NORTH | G01 29SP | 652468 HEBRON 4 230 661053 MANDAN 4 230 1 | GEN659403 1 | 0.05615 | Yes
GEN-2024-331 | 01 NORTH | G01 29SP | 652468 HEBRON 4 230 661053 MANDAN 4 230 1 | GEN659403 1_Dup1 | 0.05615 | Yes
GEN-2024-359 | 01 NORTH | G01 29SP | 652468 HEBRON 4 230 661053 MANDAN 4 230 1 | P11:0.7:UMZ:# N-1 #:: UNIT ND.SUN._-PPW-1 RATED 106.5 MW:HV: | 0.11925 | Yes
GEN-2024-359 | 01 NORTH | G01 29SP | 620480 DEUEL CO 3 345 620483 ASTORIA 3 345 1 | P11:0:OTP:J510ASTORG1:1 | 0.06425 | Yes
GEN-2024-359 | 01 NORTH | G01 29SP | 620417 BSSOUTH3 345 620480 DEUEL CO 3 345 1 | P11:0:OTP:J510ASTORG1:1 | 0.06425 | Yes
GEN-2024-359 | 01 NORTH | G01 29SP | 601001 FORBES 2 500 601017 CHIS-N 2 500 1 | P11:115:XEL:HBR #6:7:8 | 0.0591 | Yes
GEN-2024-359 | 01 NORTH | G01 29SP | 601016 CHIS CO2 500 601017 CHIS-N 2 500 1 | P11:115:XEL:HBR #6:7:8 | 0.0591 | Yes
GEN-2024-359 | 01 NORTH | G01 29SP | 601001 FORBES 2 500 601017 CHIS-N 2 500 1 | P11:115:XEL:RIVRSID7:COMBINE CYCLE | 0.0591 | Yes
GEN-2024-359 | 01 NORTH | G01 29SP | 601016 CHIS CO2 500 601017 CHIS-N 2 500 1 | P11:115:XEL:RIVRSID7:COMBINE CYCLE | 0.0591 | Yes
GEN-2024-359 | 01 NORTH | G01 29SP | 601006 SPLT RK3 345 652536 WHITE-SRX3 345 1 | P11:17:XEL:ANS74G:4 | 0.06141 | Yes
GEN-2024-359 | 01 NORTH | G01 29SP | 601001 FORBES 2 500 601017 CHIS-N 2 500 1 | P11:20:XEL:KING31G:1 | 0.0591 | Yes
GEN-2024-359 | 01 NORTH | G01 29SP | 601016 CHIS CO2 500 601017 CHIS-N 2 500 1 | P11:20:XEL:KING31G:1 | 0.0591 | Yes
GEN-2024-359 | 01 NORTH | G01 29SP | 601001 FORBES 2 500 601017 CHIS-N 2 500 1 | P11:20:XEL:PR_ISLD:31G | 0.0591 | Yes
GEN-2024-359 | 01 NORTH | G01 29SP | 601016 CHIS CO2 500 601017 CHIS-N 2 500 1 | P11:20:XEL:PR_ISLD:31G | 0.0591 | Yes
GEN-2024-359 | 01 NORTH | G01 29SP | 601001 FORBES 2 500 601017 CHIS-N 2 500 1 | P11:20:XEL:PR_ISLD:32G | 0.0591 | Yes
GEN-2024-359 | 01 NORTH | G01 29SP | 601016 CHIS CO2 500 601017 CHIS-N 2 500 1 | P11:20:XEL:PR_ISLD:32G | 0.0591 | Yes
GEN-2024-359 | 01 NORTH | G01 29SP | 635200 RAUN 3 345 652564 SIOUXCY3 345 1 | P11:22:GRE:GRE-COAL41G:1 | 0.07244 | Yes
GEN-2024-359 | 01 NORTH | G01 29SP | 635200 RAUN 3 345 652564 SIOUXCY3 345 1 | P11:22:GRE:GRE-COAL42G:2 | 0.07244 | Yes
GEN-2024-359 | 01 NORTH | G01 29SP | 652468 HEBRON 4 230 661053 MANDAN 4 230 1 | P11:24.0:UMZ:# N-1 #:: UNIT LRS_1___-MBG-1 RATED 625.2 MW:HV: | 0.11925 | Yes
GEN-2024-359 | 01 NORTH | G01 29SP | 620369 JAMESTN3 345 657791 CENTER 3 345 1 | P11:24:OTP:BIGSTN1G:1 | 0.081 | Yes
GEN-2024-359 | 01 NORTH | G01 29SP | 635200 RAUN 3 345 652564 SIOUXCY3 345 1 | P11:24:OTP:BIGSTN1G:1 | 0.07244 | Yes
GEN-2024-359 | 01 NORTH | G01 29SP | 601001 FORBES 2 500 601017 CHIS-N 2 500 1 | P11:24:XEL:SHERCO31G:1 | 0.0591 | Yes
GEN-2024-359 | 01 NORTH | G01 29SP | 601016 CHIS CO2 500 601017 CHIS-N 2 500 1 | P11:24:XEL:SHERCO31G:1 | 0.0591 | Yes
GEN-2024-359 | 01 NORTH | G01 29SP | 631138 LAKEFLD3 345 635368 OBRIEN 3 345 1 | P11:24:XEL:SHERCO31G:1 | 0.05794 | Yes
GEN-2024-359 | 01 NORTH | G01 29SP | 601001 FORBES 2 500 601017 CHIS-N 2 500 1 | P11:24:XEL:SHERCO32G:2 | 0.0591 | Yes
GEN-2024-359 | 01 NORTH | G01 29SP | 601016 CHIS CO2 500 601017 CHIS-N 2 500 1 | P11:24:XEL:SHERCO32G:2 | 0.0591 | Yes
GEN-2024-359 | 01 NORTH | G01 29SP | 631138 LAKEFLD3 345 635368 OBRIEN 3 345 1 | P11:24:XEL:SHERCO32G:2 | 0.05794 | Yes
GEN-2024-359 | 01 NORTH | G01 29SP | 601067 BISON 3 345 620358 BUFFALO3 345 1 | P11:26:XEL:SHERCO33G:3 | 0.05907 | Yes
GEN-2024-359 | 01 NORTH | G01 29SP | 601001 FORBES 2 500 601017 CHIS-N 2 500 1 | P11:26:XEL:SHERCO33G:3 | 0.0591 | Yes
GEN-2024-359 | 01 NORTH | G01 29SP | 601016 CHIS CO2 500 601017 CHIS-N 2 500 1 | P11:26:XEL:SHERCO33G:3 | 0.0591 | Yes
GEN-2024-359 | 01 NORTH | G01 29SP | 635200 RAUN 3 345 652564 SIOUXCY3 345 1 | P11:26:XEL:SHERCO33G:3 | 0.07244 | Yes
GEN-2024-359 | 01 NORTH | G01 29SP | 631138 LAKEFLD3 345 635368 OBRIEN 3 345 1 | P11:26:XEL:SHERCO33G:3 | 0.05794 | Yes
GEN-2024-359 | 01 NORTH | G01 29SP | 601006 SPLT RK3 345 652536 WHITE-SRX3 345 1 | P11:345:MEC:NEAL:3 | 0.06141 | Yes
GEN-2024-359 | 01 NORTH | G01 29SP | 601006 SPLT RK3 345 652864 SIOUXCY-LNX3 345 1 | P11:345:MEC:NEAL:3 | 0.06182 | Yes
GEN-2024-359 | 01 NORTH | G01 29SP | 601006 SPLT RK3 345 652536 WHITE-SRX3 345 1 | P11:345:MEC:NEAL:4 | 0.06141 | Yes
GEN-2024-359 | 01 NORTH | G01 29SP | 601006 SPLT RK3 345 652864 SIOUXCY-LNX3 345 1 | P11:345:MEC:NEAL:4 | 0.06182 | Yes
GEN-2024-359 | 01 NORTH | G01 29SP | 635200 RAUN 3 345 762779 G18-043 TAP 345 1 | P11:345:MEC:WSEC:3 | 0.05854 | Yes
GEN-2024-359 | 01 NORTH | G01 29SP | 635200 RAUN 3 345 645552 S3452 REACT3 345 1 | P11:345:MEC:WSEC:3 | 0.05964 | Yes
GEN-2024-359 | 01 NORTH | G01 29SP | 635200 RAUN 3 345 762779 G18-043 TAP 345 1 | P11:345:MEC:WSEC:4 | 0.05854 | Yes
GEN-2024-359 | 01 NORTH | G01 29SP | 601006 SPLT RK3 345 652864 SIOUXCY-LNX3 345 1 | P11:345:MEC:WSEC:4 | 0.06182 | Yes
GEN-2024-359 | 01 NORTH | G01 29SP | 635200 RAUN 3 345 645552 S3452 REACT3 345 1 | P11:345:MEC:WSEC:4 | 0.05964 | Yes
GEN-2024-359 | 01 NORTH | G01 29SP | 635200 RAUN 3 345 762779 G18-043 TAP 345 1 | P11:345:OPPD:LX002:NC:732.0 NEBCITY G2 | 0.05624 | Yes
GEN-2024-359 | 01 NORTH | G01 29SP | 635200 RAUN 3 345 645552 S3452 REACT3 345 1 | P11:345:OPPD:LX002:NC:732.0 NEBCITY G2 | 0.05728 | Yes
GEN-2024-359 | 01 NORTH | G01 29SP | 601067 BISON 3 345 620358 BUFFALO3 345 1 | P12:115:OTP:CSLTNET7:BUFFALO7:1 | 0.05968 | Yes
GEN-2024-359 | 01 NORTH | G01 29SP | 601067 BISON 3 345 658049 ALXLNRCTRT 345 1 | P12:115:OTP-MRES::HOOT LK7:FERGSFL7 | 0.05289 | Yes
GEN-2024-359 | 01 NORTH | G01 29SP | 658047 ALEXMRES3 345 658049 ALXLNRCTRT 345 Z1 | P12:115:OTP-MRES::HOOT LK7:FERGSFL7 | 0.05289 | Yes
GEN-2024-359 | 01 NORTH | G01 29SP | 601031 BRKNGCO3 345 620483 ASTORIA 3 345 1 | P12:230.0:UMZ:# N-1 #:: LINE BIGSTON4-BLAIR-ER4-1 :HV: | 0.07078 | Yes
GEN-2024-359 | 01 NORTH | G01 29SP | 620480 DEUEL CO 3 345 620483 ASTORIA 3 345 1 | P12:230.0:UMZ:# N-1 #:: LINE BIGSTON4-BLAIR-ER4-1 :HV: | 0.06986 | Yes
GEN-2024-359 | 01 NORTH | G01 29SP | 620417 BSSOUTH3 345 620480 DEUEL CO 3 345 1 | P12:230.0:UMZ:# N-1 #:: LINE BIGSTON4-BLAIR-ER4-1 :HV: | 0.06986 | Yes
GEN-2024-359 | 01 NORTH | G01 29SP | 652468 HEBRON 4 230 661053 MANDAN 4 230 1 | P12:230.0:UMZ:# N-1 #:: LINE DAGLUM__-BE4-BRADY___-PP4-1 :HV: | 0.12061 | Yes
GEN-2024-359 | 01 NORTH | G01 29SP | 601006 SPLT RK3 345 652536 WHITE-SRX3 345 1 | P12:230.0:UMZ:# N-1 #:: LINE HANLON 4-STORLA__-BE4-1 :HV: | 0.06337 | Yes
GEN-2024-359 | 01 NORTH | G01 29SP | 661018 COYOTE 7 115 661021 WSTMD1 7 115 1 | P12:230.0:UMZ:# N-1 #:: LINE HEBRON 4-DICKINSN-BE4-1 :HV: | 0.05852 | Yes
GEN-2024-359 | 01 NORTH | G01 29SP | 661020 DIXGREENRVR7 115 661021 WSTMD1 7 115 1 | P12:230.0:UMZ:# N-1 #:: LINE HEBRON 4-DICKINSN-BE4-1 :HV: | 0.05852 | Yes
GEN-2024-359 | 01 NORTH | G01 29SP | 652468 HEBRON 4 230 661053 MANDAN 4 230 1 | P12:230.0:UMZ:# N-1 #:: LINE HEBRON 4-ND.SUN._-PP4-1 :HV: | 0.12097 | Yes
GEN-2024-359 | 01 NORTH | G01 29SP | 620369 JAMESTN3 345 657791 CENTER 3 345 1 | P12:230.0:UMZ:# N-1 #:: LINE OWAN -MW4-JUDSON__-BE4-Z :HV: | 0.081 | Yes
GEN-2024-359 | 01 NORTH | G01 29SP | 620358 BUFFALO3 345 620369 JAMESTN3 345 1 | P12:230.0:UMZ:# N-1 #:: LINE OWAN -MW4-JUDSON__-BE4-Z :HV: | 0.05983 | Yes
GEN-2024-359 | 01 NORTH | G01 29SP | 601067 BISON 3 345 620358 BUFFALO3 345 1 | P12:230.0:UMZ:# N-1 #:: LINE OWAN -MW4-JUDSON__-BE4-Z :HV: | 0.05907 | Yes
GEN-2024-359 | 01 NORTH | G01 29SP | 601006 SPLT RK3 345 652536 WHITE-SRX3 345 1 | P12:230.0:UMZ:# N-1 #:: LINE OWAN -MW4-JUDSON__-BE4-Z :HV: | 0.06141 | Yes
GEN-2024-359 | 01 NORTH | G01 29SP | 601001 FORBES 2 500 601017 CHIS-N 2 500 1 | P12:230.0:UMZ:# N-1 #:: LINE OWAN -MW4-JUDSON__-BE4-Z :HV: | 0.0591 | Yes
GEN-2024-359 | 01 NORTH | G01 29SP | 601016 CHIS CO2 500 601017 CHIS-N 2 500 1 | P12:230.0:UMZ:# N-1 #:: LINE OWAN -MW4-JUDSON__-BE4-Z :HV: | 0.0591 | Yes
GEN-2024-359 | 01 NORTH | G01 29SP | 620358 BUFFALO3 345 620369 JAMESTN3 345 1 | P12:230.0:UMZ:# N-1 #:: LINE SHEYNNE4-FARGO 4-1 :HV: | 0.06656 | Yes
GEN-2024-359 | 01 NORTH | G01 29SP | 601006 SPLT RK3 345 652864 SIOUXCY-LNX3 345 1 | P12:230.0:UMZ:# N-1 #:: LINE SIOUXFL4-PAHOJA__-BE4-1 :HV: | 0.06915 | Yes
GEN-2024-359 | 01 NORTH | G01 29SP | 601006 SPLT RK3 345 652864 SIOUXCY-LNX3 345 1 | P12:230.0:UMZ:# N-1 #:: LINE UTICAJC4-RASMUSN-ER4-1 :HV: | 0.06478 | Yes
GEN-2024-359 | 01 NORTH | G01 29SP | 652468 HEBRON 4 230 661053 MANDAN 4 230 1 | P12:230.0:UMZ:# N-1 #:: LINE WARD 4-MANDAN 4-1 :HV: | 0.11503 | Yes
GEN-2024-359 | 01 NORTH | G01 29SP | 620358 BUFFALO3 345 620369 JAMESTN3 345 1 | P12:230:MDU:ELLENDALE:ELLENDALE345:Z: | 0.06058 | Yes
GEN-2024-359 | 01 NORTH | G01 29SP | 601067 BISON 3 345 620358 BUFFALO3 345 1 | P12:230:MDU:ELLENDALE:ELLENDALE345:Z: | 0.05977 | Yes
GEN-2024-359 | 01 NORTH | G01 29SP | 601031 BRKNGCO3 345 620483 ASTORIA 3 345 1 | P12:230:MDU:ELLENDALE:ELLENDALE345:Z: | 0.06619 | Yes
GEN-2024-359 | 01 NORTH | G01 29SP | 620480 DEUEL CO 3 345 620483 ASTORIA 3 345 1 | P12:230:MDU:ELLENDALE:ELLENDALE345:Z: | 0.06534 | Yes
GEN-2024-359 | 01 NORTH | G01 29SP | 620417 BSSOUTH3 345 620480 DEUEL CO 3 345 1 | P12:230:MDU:ELLENDALE:ELLENDALE345:Z: | 0.06534 | Yes
GEN-2024-359 | 01 NORTH | G01 29SP | 620369 JAMESTN3 345 657791 CENTER 3 345 1 | P12:230:MDU:MANDAN:NAPOLEON SW:1: | 0.09477 | Yes
GEN-2024-359 | 01 NORTH | G01 29SP | 620369 JAMESTN3 345 657791 CENTER 3 345 1 | P12:230:MDU:MANDAN:ROUGHRIDER:1: | 0.07047 | Yes
GEN-2024-359 | 01 NORTH | G01 29SP | 661016 COYOTE 3 345 995810 661:COYOTE T 115 1 | P12:230:MDU:MANDAN:ROUGHRIDER:1: | 0.05476 | Yes
GEN-2024-359 | 01 NORTH | G01 29SP | 661018 COYOTE 7 115 995810 661:COYOTE T 115 1 | P12:230:MDU:MANDAN:ROUGHRIDER:1: | 0.05476 | Yes
GEN-2024-359 | 01 NORTH | G01 29SP | 620358 BUFFALO3 345 620369 JAMESTN3 345 1 | P12:230:MDU:MANDAN:ROUGHRIDER:1: | 0.05486 | Yes
GEN-2024-359 | 01 NORTH | G01 29SP | 601067 BISON 3 345 620358 BUFFALO3 345 1 | P12:230:MDU:MANDAN:ROUGHRIDER:1: | 0.05443 | Yes
GEN-2024-359 | 01 NORTH | G01 29SP | 615901 GRE-STANTON4 230 659106 LELAND_O-BE4 230 1 | P12:230:MDU:MANDAN:ROUGHRIDER:1: | 0.05193 | Yes
GEN-2024-359 | 01 NORTH | G01 29SP | 652468 HEBRON 4 230 661053 MANDAN 4 230 1 | P12:230:MDU:MANDAN:WARD:1: | 0.11503 | Yes
GEN-2024-359 | 01 NORTH | G01 29SP | 620369 JAMESTN3 345 657791 CENTER 3 345 1 | P12:230:MDU:MERRICOURT:WISHEK:1: | 0.09477 | Yes
GEN-2024-359 | 01 NORTH | G01 29SP | 652296 WARD 4 230 661053 MANDAN 4 230 1 | P12:230:MDU:MERRICOURT:WISHEK:1: | 0.0532 | Yes
GEN-2024-359 | 01 NORTH | G01 29SP | 657751 CENTER 4 230 657756 SQBUTTE4 230 1 | P12:230:MDU:MERRICOURT:WISHEK:1: | 0.05608 | Yes
GEN-2024-359 | 01 NORTH | G01 29SP | 652468 HEBRON 4 230 661053 MANDAN 4 230 1 | P12:230:MDU:MERRICOURT:WISHEK:1: | 0.11488 | Yes
GEN-2024-359 | 01 NORTH | G01 29SP | 620369 JAMESTN3 345 657791 CENTER 3 345 1 | P12:230:MDU:NAPOLEON SW:WISHEK:1: | 0.09477 | Yes
GEN-2024-359 | 01 NORTH | G01 29SP | 652296 WARD 4 230 661053 MANDAN 4 230 1 | P12:230:MDU:NAPOLEON SW:WISHEK:1: | 0.0532 | Yes
GEN-2024-359 | 01 NORTH | G01 29SP | 652468 HEBRON 4 230 661053 MANDAN 4 230 1 | P12:230:MDU:NAPOLEON SW:WISHEK:1: | 0.11488 | Yes
GEN-2024-359 | 01 NORTH | G01 29SP | 601031 BRKNGCO3 345 620483 ASTORIA 3 345 1 | P12:230:OTP:AUTO-SINGLE:BIGSTON4:BLAIR-ER41:HV: | 0.07078 | Yes
GEN-2024-359 | 01 NORTH | G01 29SP | 620480 DEUEL CO 3 345 620483 ASTORIA 3 345 1 | P12:230:OTP:AUTO-SINGLE:BIGSTON4:BLAIR-ER41:HV: | 0.06986 | Yes
GEN-2024-359 | 01 NORTH | G01 29SP | 620417 BSSOUTH3 345 620480 DEUEL CO 3 345 1 | P12:230:OTP:AUTO-SINGLE:BIGSTON4:BLAIR-ER41:HV: | 0.06986 | Yes
GEN-2024-359 | 01 NORTH | G01 29SP | 620369 JAMESTN3 345 657791 CENTER 3 345 1 | P12:230:OTP:ROUGHRIDER4:CENTER4:1 | 0.07047 | Yes
GEN-2024-359 | 01 NORTH | G01 29SP | 661016 COYOTE 3 345 995810 661:COYOTE T 115 1 | P12:230:OTP:ROUGHRIDER4:CENTER4:1 | 0.05476 | Yes
GEN-2024-359 | 01 NORTH | G01 29SP | 661018 COYOTE 7 115 995810 661:COYOTE T 115 1 | P12:230:OTP:ROUGHRIDER4:CENTER4:1 | 0.05476 | Yes
GEN-2024-359 | 01 NORTH | G01 29SP | 620358 BUFFALO3 345 620369 JAMESTN3 345 1 | P12:230:OTP:ROUGHRIDER4:CENTER4:1 | 0.05486 | Yes
GEN-2024-359 | 01 NORTH | G01 29SP | 601067 BISON 3 345 620358 BUFFALO3 345 1 | P12:230:OTP:ROUGHRIDER4:CENTER4:1 | 0.05443 | Yes
GEN-2024-359 | 01 NORTH | G01 29SP | 615901 GRE-STANTON4 230 659106 LELAND_O-BE4 230 1 | P12:230:OTP:ROUGHRIDER4:CENTER4:1 | 0.05193 | Yes
GEN-2024-359 | 01 NORTH | G01 29SP | 601067 BISON 3 345 658049 ALXLNRCTRT 345 1 | P12:230:OTP:WAHPETN4:FERGSFL4:1 | 0.05281 | Yes
GEN-2024-359 | 01 NORTH | G01 29SP | 658047 ALEXMRES3 345 658049 ALXLNRCTRT 345 Z1 | P12:230:OTP:WAHPETN4:FERGSFL4:1 | 0.05281 | Yes
GEN-2024-359 | 01 NORTH | G01 29SP | 652296 WARD 4 230 661053 MANDAN 4 230 1 | P12:230:UMZ:# 20092 #:: PROPER N-1 FOR TAP WASHBRN4:HV: | 0.05154 | Yes
GEN-2024-359 | 01 NORTH | G01 29SP | 620358 BUFFALO3 345 620369 JAMESTN3 345 1 | P12:230:XEL-WAPA:SHEYNNE4:FARGO4:1 | 0.06656 | Yes
GEN-2024-359 | 01 NORTH | G01 29SP | 652468 HEBRON 4 230 661053 MANDAN 4 230 1 | P12:345.0:UMZ:# N-1 #:: LINE ANTELOPE-BE3-ROUNDUP_-BE3-1 :EHV: | 0.13152 | Yes
GEN-2024-359 | 01 NORTH | G01 29SP | 659195 DICKINS2-BE7 115 995888 KV2A DK 115 1 | P12:345.0:UMZ:# N-1 #:: LINE BELFELD3-CHARL_CK-BE3-1 :EHV: | 0.06375 | Yes
GEN-2024-359 | 01 NORTH | G01 29SP | 601006 SPLT RK3 345 652864 SIOUXCY-LNX3 345 1 | P12:345.0:UMZ:# N-1 #:: LINE FTTHOM2-LNX3-GRPRAR2-LNX3-1 :EHV: | 0.0715 | Yes
GEN-2024-359 | 01 NORTH | G01 29SP | 601006 SPLT RK3 345 652864 SIOUXCY-LNX3 345 1 | P12:345.0:UMZ:# N-1 #:: LINE FTTHOMP3-FTTHOM2-LNX3-Z :EHV: | 0.0715 | Yes
GEN-2024-359 | 01 NORTH | G01 29SP | 601006 SPLT RK3 345 652536 WHITE-SRX3 345 1 | P12:345.0:UMZ:# N-1 #:: LINE GR PRAIRIE 3-GRPRAR1-LNX3-Z :EHV: | 0.0658 | Yes
GEN-2024-359 | 01 NORTH | G01 29SP | 601006 SPLT RK3 345 652864 SIOUXCY-LNX3 345 1 | P12:345.0:UMZ:# N-1 #:: LINE GR PRAIRIE 3-GRPRAR1-LNX3-Z :EHV: | 0.06995 | Yes
GEN-2024-359 | 01 NORTH | G01 29SP | 635200 RAUN 3 345 635398 REMSEN 3 345 1 | P12:345.0:UMZ:# N-1 #:: LINE GR PRAIRIE 3-GRPRAR1-LNX3-Z :EHV: | 0.05516 | Yes
GEN-2024-359 | 01 NORTH | G01 29SP | 601048 LYON CO 3 345 631138 LAKEFLD3 345 1 | P12:345.0:UMZ:# N-1 #:: LINE GR PRAIRIE 3-GRPRAR1-LNX3-Z :EHV: | 0.06178 | Yes
GEN-2024-359 | 01 NORTH | G01 29SP | 635398 REMSEN 3 345 635399 CHEROKEE 3 345 1 | P12:345.0:UMZ:# N-1 #:: LINE GR PRAIRIE 3-GRPRAR1-LNX3-Z :EHV: | 0.05516 | Yes
GEN-2024-359 | 01 NORTH | G01 29SP | 635399 CHEROKEE 3 345 635400 HIGHLAND 3 345 1 | P12:345.0:UMZ:# N-1 #:: LINE GR PRAIRIE 3-GRPRAR1-LNX3-Z :EHV: | 0.05516 | Yes
GEN-2024-359 | 01 NORTH | G01 29SP | 631193 HUNTLEY3 345 631197 LEDYARD3 345 1 | P12:345.0:UMZ:# N-1 #:: LINE GR PRAIRIE 3-GRPRAR1-LNX3-Z :EHV: | 0.0631 | Yes
GEN-2024-359 | 01 NORTH | G01 29SP | 601006 SPLT RK3 345 652864 SIOUXCY-LNX3 345 1 | P12:345.0:UMZ:# N-1 #:: LINE GR PRAIRIE 3-GRPRAR2-LNX3-Z :EHV: | 0.0715 | Yes
GEN-2024-359 | 01 NORTH | G01 29SP | 620369 JAMESTN3 345 657791 CENTER 3 345 1 | P12:345.0:UMZ:# N-1 #:: LINE GROTON__-BE3-GR.LS-LO-BE3-Z :EHV: | 0.09221 | Yes
GEN-2024-359 | 01 NORTH | G01 29SP | 601006 SPLT RK3 345 652536 WHITE-SRX3 345 1 | P12:345.0:UMZ:# N-1 #:: LINE HOLT.CO3-GRPRAR1-LNX3-1 :EHV: | 0.0658 | Yes
GEN-2024-359 | 01 NORTH | G01 29SP | 601006 SPLT RK3 345 652864 SIOUXCY-LNX3 345 1 | P12:345.0:UMZ:# N-1 #:: LINE HOLT.CO3-GRPRAR1-LNX3-1 :EHV: | 0.06995 | Yes
GEN-2024-359 | 01 NORTH | G01 29SP | 635200 RAUN 3 345 635398 REMSEN 3 345 1 | P12:345.0:UMZ:# N-1 #:: LINE HOLT.CO3-GRPRAR1-LNX3-1 :EHV: | 0.05516 | Yes
GEN-2024-359 | 01 NORTH | G01 29SP | 601048 LYON CO 3 345 631138 LAKEFLD3 345 1 | P12:345.0:UMZ:# N-1 #:: LINE HOLT.CO3-GRPRAR1-LNX3-1 :EHV: | 0.06178 | Yes
GEN-2024-359 | 01 NORTH | G01 29SP | 635398 REMSEN 3 345 635399 CHEROKEE 3 345 1 | P12:345.0:UMZ:# N-1 #:: LINE HOLT.CO3-GRPRAR1-LNX3-1 :EHV: | 0.05516 | Yes
GEN-2024-359 | 01 NORTH | G01 29SP | 635399 CHEROKEE 3 345 635400 HIGHLAND 3 345 1 | P12:345.0:UMZ:# N-1 #:: LINE HOLT.CO3-GRPRAR1-LNX3-1 :EHV: | 0.05516 | Yes
GEN-2024-359 | 01 NORTH | G01 29SP | 631193 HUNTLEY3 345 631197 LEDYARD3 345 1 | P12:345.0:UMZ:# N-1 #:: LINE HOLT.CO3-GRPRAR1-LNX3-1 :EHV: | 0.0631 | Yes
GEN-2024-359 | 01 NORTH | G01 29SP | 620369 JAMESTN3 345 657791 CENTER 3 345 1 | P12:345.0:UMZ:# N-1 #:: LINE LELAND_O-BE3-LO.LS-GR-BE3-Z :EHV: | 0.09221 | Yes
GEN-2024-359 | 01 NORTH | G01 29SP | 601048 LYON CO 3 345 631138 LAKEFLD3 345 1 | P12:345.0:UMZ:# N-1 #:: LINE SPLT RK3-WHITE-SRX3-1 :EHV: | 0.07311 | Yes
GEN-2024-359 | 01 NORTH | G01 29SP | 635200 RAUN 3 345 652564 SIOUXCY3 345 1 | P12:345.0:UMZ:# N-1 #:: LINE SPLT RK3-WHITE-SRX3-1 :EHV: | 0.06239 | Yes
GEN-2024-359 | 01 NORTH | G01 29SP | 620369 JAMESTN3 345 657791 CENTER 3 345 1 | P12:345.0:UMZ:# N-1 #:: LINE WATERTN3-CROCKER_-BE3-1 :EHV: | 0.08528 | Yes
GEN-2024-359 | 01 NORTH | G01 29SP | 601031 BRKNGCO3 345 620483 ASTORIA 3 345 1 | P12:345.0:UMZ:# N-1 #:: LINE WATERTN3-CROCKER_-BE3-1 :EHV: | 0.0762 | Yes
GEN-2024-359 | 01 NORTH | G01 29SP | 620480 DEUEL CO 3 345 620483 ASTORIA 3 345 1 | P12:345.0:UMZ:# N-1 #:: LINE WATERTN3-CROCKER_-BE3-1 :EHV: | 0.07501 | Yes
GEN-2024-359 | 01 NORTH | G01 29SP | 620417 BSSOUTH3 345 620480 DEUEL CO 3 345 1 | P12:345.0:UMZ:# N-1 #:: LINE WATERTN3-CROCKER_-BE3-1 :EHV: | 0.07501 | Yes
GEN-2024-359 | 01 NORTH | G01 29SP | 601031 BRKNGCO3 345 620483 ASTORIA 3 345 1 | P12:345.0:UMZ:# N-1 #:: LINE WATERTN3-WATERTN-LNX3-Z :EHV: | 0.0873 | Yes
GEN-2024-359 | 01 NORTH | G01 29SP | 620480 DEUEL CO 3 345 620483 ASTORIA 3 345 1 | P12:345.0:UMZ:# N-1 #:: LINE WATERTN3-WATERTN-LNX3-Z :EHV: | 0.08511 | Yes
GEN-2024-359 | 01 NORTH | G01 29SP | 620417 BSSOUTH3 345 620480 DEUEL CO 3 345 1 | P12:345.0:UMZ:# N-1 #:: LINE WATERTN3-WATERTN-LNX3-Z :EHV: | 0.08511 | Yes
GEN-2024-359 | 01 NORTH | G01 29SP | 601031 BRKNGCO3 345 620483 ASTORIA 3 345 1 | P12:345.0:UMZ:# N-1 #:: LINE WHITE 3-DEERCREK-BE3-1 :EHV: | 0.06286 | Yes
GEN-2024-359 | 01 NORTH | G01 29SP | 601031 BRKNGCO3 345 620483 ASTORIA 3 345 1 | P12:345.0:UMZ:# N-1 #:: LINE WHITE 3-WATERTN-LNX3-1 :EHV: | 0.0873 | Yes
GEN-2024-359 | 01 NORTH | G01 29SP | 620480 DEUEL CO 3 345 620483 ASTORIA 3 345 1 | P12:345.0:UMZ:# N-1 #:: LINE WHITE 3-WATERTN-LNX3-1 :EHV: | 0.08511 | Yes
GEN-2024-359 | 01 NORTH | G01 29SP | 620417 BSSOUTH3 345 620480 DEUEL CO 3 345 1 | P12:345.0:UMZ:# N-1 #:: LINE WHITE 3-WATERTN-LNX3-1 :EHV: | 0.08511 | Yes
GEN-2024-359 | 01 NORTH | G01 29SP | 601048 LYON CO 3 345 631138 LAKEFLD3 345 1 | P12:345.0:UMZ:# N-1 #:: LINE WHITE-SRX3-WHITE 3-SX :EHV: | 0.07311 | Yes
GEN-2024-359 | 01 NORTH | G01 29SP | 635200 RAUN 3 345 652564 SIOUXCY3 345 1 | P12:345.0:UMZ:# N-1 #:: LINE WHITE-SRX3-WHITE 3-SX :EHV: | 0.06239 | Yes
GEN-2024-359 | 01 NORTH | G01 29SP | 631139 HAZLTON3 345 631270 LASALLE 3 345 1 | P12:345:ATC-XEL:W-13:NMAB5_345:BRIGGSRDNLL:EHV: | 0.05049 | Yes
GEN-2024-359 | 01 NORTH | G01 29SP | 631144 MITCHLCO3 345 631270 LASALLE 3 345 1 | P12:345:ATC-XEL:W-13:NMAB5_345:BRIGGSRDNLL:EHV: | 0.05049 | Yes
GEN-2024-359 | 01 NORTH | G01 29SP | 601002 ADAMS 3 345 631144 MITCHLCO3 345 1 | P12:345:ATC-XEL:W-13:NMAB5_345:BRIGGSRDNLL:EHV: | 0.05049 | Yes
GEN-2024-359 | 01 NORTH | G01 29SP | 601002 ADAMS 3 345 615306 GRE-PL VLLY3 345 1 | P12:345:ATC-XEL:W-13:NMAB5_345:BRIGGSRDNLL:EHV: | 0.05169 | Yes
GEN-2024-359 | 01 NORTH | G01 29SP | 631193 HUNTLEY3 345 631197 LEDYARD3 345 1 | P12:345:ITCM-MEC:HAZLTON:LASALLE:1 | 0.06495 | Yes
GEN-2024-359 | 01 NORTH | G01 29SP | 635200 RAUN 3 345 635398 REMSEN 3 345 1 | P12:345:MEC:KOSSUTH:IRVINGTON:1 | 0.05756 | Yes
GEN-2024-359 | 01 NORTH | G01 29SP | 635398 REMSEN 3 345 635399 CHEROKEE 3 345 1 | P12:345:MEC:KOSSUTH:IRVINGTON:1 | 0.05756 | Yes
GEN-2024-359 | 01 NORTH | G01 29SP | 635399 CHEROKEE 3 345 635400 HIGHLAND 3 345 1 | P12:345:MEC:KOSSUTH:IRVINGTON:1 | 0.05756 | Yes
GEN-2024-359 | 01 NORTH | G01 29SP | 635200 RAUN 3 345 635398 REMSEN 3 345 1 | P12:345:MEC:PALO ALTO:KOSSUTH:1REACTOR:EHV: | 0.05098 | Yes
GEN-2024-359 | 01 NORTH | G01 29SP | 631138 LAKEFLD3 345 635368 OBRIEN 3 345 1 | P12:345:MEC:PALO ALTO:KOSSUTH:1REACTOR:EHV: | 0.05376 | Yes
GEN-2024-359 | 01 NORTH | G01 29SP | 635398 REMSEN 3 345 635399 CHEROKEE 3 345 1 | P12:345:MEC:PALO ALTO:KOSSUTH:1REACTOR:EHV: | 0.05098 | Yes
GEN-2024-359 | 01 NORTH | G01 29SP | 635399 CHEROKEE 3 345 635400 HIGHLAND 3 345 1 | P12:345:MEC:PALO ALTO:KOSSUTH:1REACTOR:EHV: | 0.05098 | Yes
GEN-2024-359 | 01 NORTH | G01 29SP | 631193 HUNTLEY3 345 631197 LEDYARD3 345 1 | P12:345:MEC:PALO ALTO:KOSSUTH:1REACTOR:EHV: | 0.06147 | Yes
GEN-2024-359 | 01 NORTH | G01 29SP | 601006 SPLT RK3 345 652864 SIOUXCY-LNX3 345 1 | P12:345:MEC:RAUN:REMSEN:1 | 0.07111 | Yes
GEN-2024-359 | 01 NORTH | G01 29SP | 635200 RAUN 3 345 635398 REMSEN 3 345 1 | P12:345:MEC:WEBSTER:IRVINGTON:1REACTOR:EHV: | 0.05756 | Yes
GEN-2024-359 | 01 NORTH | G01 29SP | 635398 REMSEN 3 345 635399 CHEROKEE 3 345 1 | P12:345:MEC:WEBSTER:IRVINGTON:1REACTOR:EHV: | 0.05756 | Yes
GEN-2024-359 | 01 NORTH | G01 29SP | 635399 CHEROKEE 3 345 635400 HIGHLAND 3 345 1 | P12:345:MEC:WEBSTER:IRVINGTON:1REACTOR:EHV: | 0.05756 | Yes
GEN-2024-359 | 01 NORTH | G01 29SP | 620480 DEUEL CO 3 345 620483 ASTORIA 3 345 1 | P12:345:MRES:ALXLNRCTRT:BISON 3:CAPX-ALXLNRCTRT-BISON 3 | 0.07347 | Yes
GEN-2024-359 | 01 NORTH | G01 29SP | 620417 BSSOUTH3 345 620480 DEUEL CO 3 345 1 | P12:345:MRES:ALXLNRCTRT:BISON 3:CAPX-ALXLNRCTRT-BISON 3 | 0.07347 | Yes
GEN-2024-359 | 01 NORTH | G01 29SP | 635200 RAUN 3 345 645552 S3452 REACT3 345 1 | P12:345:OPPD-MEC:S3451-RAUN:::EHV: | 0.08356 | Yes
GEN-2024-359 | 01 NORTH | G01 29SP | 635200 RAUN 3 345 652564 SIOUXCY3 345 1 | P12:345:OPPD-MEC:S3451-RAUN:::EHV: | 0.06376 | Yes
GEN-2024-359 | 01 NORTH | G01 29SP | 620480 DEUEL CO 3 345 620483 ASTORIA 3 345 1 | P12:345:OTP:ASTORIA3:J510ASTOR3:1 | 0.06425 | Yes
GEN-2024-359 | 01 NORTH | G01 29SP | 620417 BSSOUTH3 345 620480 DEUEL CO 3 345 1 | P12:345:OTP:ASTORIA3:J510ASTOR3:1 | 0.06425 | Yes
GEN-2024-359 | 01 NORTH | G01 29SP | 620358 BUFFALO3 345 620369 JAMESTN3 345 1 | P12:345:OTP:BSSOUTH3:TWINBRKS3:1 | 0.07431 | Yes
GEN-2024-359 | 01 NORTH | G01 29SP | 601067 BISON 3 345 620358 BUFFALO3 345 1 | P12:345:OTP:BSSOUTH3:TWINBRKS3:1 | 0.07293 | Yes
GEN-2024-359 | 01 NORTH | G01 29SP | 602006 SHEYNNE4 230 652435 FARGO 4 230 1 | P12:345:OTP:BUFFALO3:JAMESTN3:1 | 0.05242 | Yes
GEN-2024-359 | 01 NORTH | G01 29SP | 620416 TWIN BRKS 3 345 620417 BSSOUTH3 345 1 | P12:345:OTP:BUFFALO3:JAMESTN3:1 | 0.05636 | Yes
GEN-2024-359 | 01 NORTH | G01 29SP | 620369 JAMESTN3 345 620769 JMS SHUNT 3 345 Z | P12:345:OTP:BUFFALO3:JAMESTN3:1 | 0.05231 | Yes
GEN-2024-359 | 01 NORTH | G01 29SP | 620769 JMS SHUNT 3 345 661952 ELN345SHNT23 345 1 | P12:345:OTP:BUFFALO3:JAMESTN3:1 | 0.05231 | Yes
GEN-2024-359 | 01 NORTH | G01 29SP | 661097 ELLENDL345 3 345 661952 ELN345SHNT23 345 Z | P12:345:OTP:BUFFALO3:JAMESTN3:1 | 0.05231 | Yes
GEN-2024-359 | 01 NORTH | G01 29SP | 661097 ELLENDL345 3 345 661950 ELN345SHNT 3 345 Z | P12:345:OTP:BUFFALO3:JAMESTN3:1 | 0.05636 | Yes
GEN-2024-359 | 01 NORTH | G01 29SP | 620416 TWIN BRKS 3 345 661950 ELN345SHNT 3 345 1 | P12:345:OTP:BUFFALO3:JAMESTN3:1 | 0.05636 | Yes
GEN-2024-359 | 01 NORTH | G01 29SP | 620369 JAMESTN3 345 657791 CENTER 3 345 1 | P12:345:OTP:CENTER3:CNTSHNT3:Z1 | 0.09073 | Yes
GEN-2024-359 | 01 NORTH | G01 29SP | 620358 BUFFALO3 345 620369 JAMESTN3 345 1 | P12:345:OTP:CENTER3:CNTSHNT3:Z1 | 0.06727 | Yes
GEN-2024-359 | 01 NORTH | G01 29SP | 601067 BISON 3 345 620358 BUFFALO3 345 1 | P12:345:OTP:CENTER3:CNTSHNT3:Z1 | 0.0659 | Yes
GEN-2024-359 | 01 NORTH | G01 29SP | 657751 CENTER 4 230 657756 SQBUTTE4 230 1 | P12:345:OTP:CENTER3:COYOTE3:1 RAS OFF:EHV: | 0.05856 | Yes
GEN-2024-359 | 01 NORTH | G01 29SP | 602006 SHEYNNE4 230 652435 FARGO 4 230 1 | P12:345:OTP:JAMESTN3:CENTER3:1 | 0.05579 | Yes
GEN-2024-359 | 01 NORTH | G01 29SP | 661091 NAPOLEON SW4 230 661094 WISHEK 4 230 1 | P12:345:OTP:JAMESTN3:CENTER3:1 | 0.05663 | Yes
GEN-2024-359 | 01 NORTH | G01 29SP | 661093 MERRCRT4 230 661094 WISHEK 4 230 1 | P12:345:OTP:JAMESTN3:CENTER3:1 | 0.05663 | Yes
GEN-2024-359 | 01 NORTH | G01 29SP | 601001 FORBES 2 500 601013 ROSEAUS2 500 1 | P12:345:OTP:JAMESTN3:CENTER3:1 | 0.05123 | Yes
GEN-2024-359 | 01 NORTH | G01 29SP | 661053 MANDAN 4 230 661091 NAPOLEON SW4 230 1 | P12:345:OTP:JAMESTN3:CENTER3:1 | 0.05663 | Yes
GEN-2024-359 | 01 NORTH | G01 29SP | 601012 ROSEAUN2 500 667501 RIEL 2 500 1 | P12:345:OTP:JAMESTN3:CENTER3:1 | 0.05123 | Yes
GEN-2024-359 | 01 NORTH | G01 29SP | 601013 ROSEAUS2 500 601038 ROSEAUM 2 500 1 | P12:345:OTP:JAMESTN3:CENTER3:1 | 0.05123 | Yes
GEN-2024-359 | 01 NORTH | G01 29SP | 601012 ROSEAUN2 500 601038 ROSEAUM 2 500 1 | P12:345:OTP:JAMESTN3:CENTER3:1 | 0.05123 | Yes
GEN-2024-359 | 01 NORTH | G01 29SP | 601001 FORBES 2 500 601017 CHIS-N 2 500 1 | P12:345:OTP:JAMESTN3:CENTER3:1 | 0.06501 | Yes
GEN-2024-359 | 01 NORTH | G01 29SP | 601016 CHIS CO2 500 601017 CHIS-N 2 500 1 | P12:345:OTP:JAMESTN3:CENTER3:1 | 0.06501 | Yes
GEN-2024-359 | 01 NORTH | G01 29SP | 652468 HEBRON 4 230 661053 MANDAN 4 230 1 | P12:345:OTP:JAMESTN3:CENTER3:1 | 0.11686 | Yes
GEN-2024-359 | 01 NORTH | G01 29SP | 601003 PR ISLD3 345 601039 NROC 3 345 1 | P12:345:XEL:ASK-ECL | 0.05496 | Yes
GEN-2024-359 | 01 NORTH | G01 29SP | 601014 AS KING3 345 601021 KOLMNLK3 345 1 | P12:345:XEL:ASKING3:CHISCO3:1 | 0.05172 | Yes
GEN-2024-359 | 01 NORTH | G01 29SP | 601048 LYON CO 3 345 631138 LAKEFLD3 345 1 | P12:345:XEL:HELENA3:GRE-CDRMTH13:1 | 0.0592 | Yes
GEN-2024-359 | 01 NORTH | G01 29SP | 601048 LYON CO 3 345 631138 LAKEFLD3 345 1 | P12:345:XEL:HELENA3:GRE-CDRMTH23:2 | 0.05922 | Yes
GEN-2024-359 | 01 NORTH | G01 29SP | 601006 SPLT RK3 345 652536 WHITE-SRX3 345 1 | P12:345:XEL:LYONCO3:HAWKSNEST3:1 | 0.06591 | Yes
GEN-2024-359 | 01 NORTH | G01 29SP | 601003 PR ISLD3 345 601039 NROC 3 345 1 | P12:345:XEL:NROC3:HMPTCNR3:1 | 0.06557 | Yes
GEN-2024-359 | 01 NORTH | G01 29SP | 601039 NROC 3 345 601051 HMPT CNR3 345 1 | P12:345:XEL:PRISLD3:NROC3:1 | 0.06073 | Yes
GEN-2024-359 | 01 NORTH | G01 29SP | 631193 HUNTLEY3 345 631197 LEDYARD3 345 1 | P12:345:XEL:WILMART3:SHEASLK3:1 | 0.05028 | Yes
GEN-2024-359 | 01 NORTH | G01 29SP | 620416 TWIN BRKS 3 345 620417 BSSOUTH3 345 1 | P12:345:XEL-OTP:BISON3:BUFFALO3:1 | 0.05308 | Yes
GEN-2024-359 | 01 NORTH | G01 29SP | 661097 ELLENDL345 3 345 661950 ELN345SHNT 3 345 Z | P12:345:XEL-OTP:BISON3:BUFFALO3:1 | 0.05308 | Yes
GEN-2024-359 | 01 NORTH | G01 29SP | 620416 TWIN BRKS 3 345 661950 ELN345SHNT 3 345 1 | P12:345:XEL-OTP:BISON3:BUFFALO3:1 | 0.05308 | Yes
GEN-2024-359 | 01 NORTH | G01 29SP | 601067 BISON 3 345 658049 ALXLNRCTRT 345 1 | P12:345:XEL-OTP:BRKNGCO3:ASTORIA3:1 | 0.05671 | Yes
GEN-2024-359 | 01 NORTH | G01 29SP | 658047 ALEXMRES3 345 658049 ALXLNRCTRT 345 Z1 | P12:345:XEL-OTP:BRKNGCO3:ASTORIA3:1 | 0.05671 | Yes
GEN-2024-359 | 01 NORTH | G01 29SP | 601067 BISON 3 345 658049 ALXLNRCTRT 345 1 | P12:500:XEL-GRE-MP:FORBES-CHISAGO COUNTY 500 | 0.05472 | Yes
GEN-2024-359 | 01 NORTH | G01 29SP | 658047 ALEXMRES3 345 658049 ALXLNRCTRT 345 Z1 | P12:500:XEL-GRE-MP:FORBES-CHISAGO COUNTY 500 | 0.05472 | Yes
GEN-2024-359 | 01 NORTH | G01 29SP | 620358 BUFFALO3 345 620369 JAMESTN3 345 1 | P13:034-230-345:MDU:ELLENDALE345:1: | 0.05983 | Yes
GEN-2024-359 | 01 NORTH | G01 29SP | 601067 BISON 3 345 620358 BUFFALO3 345 1 | P13:034-230-345:MDU:ELLENDALE345:1: | 0.05907 | Yes
GEN-2024-359 | 01 NORTH | G01 29SP | 657756 SQBUTTE4 230 995911 620:CENTER # 230 1 | P13:230:OTP:SQBUTTE4:CENTER3:CENTR2TE2:HV: | 0.06 | Yes
GEN-2024-359 | 01 NORTH | G01 29SP | 657791 CENTER 3 345 995911 620:CENTER # 230 1 | P13:230:OTP:SQBUTTE4:CENTER3:CENTR2TE2:HV: | 0.06 | Yes
GEN-2024-359 | 01 NORTH | G01 29SP | 620369 JAMESTN3 345 657791 CENTER 3 345 1 | P13:230-24:OTP:BIGSTON4:BIGSTN1G:1 | 0.081 | Yes
GEN-2024-359 | 01 NORTH | G01 29SP | 652468 HEBRON 4 230 661053 MANDAN 4 230 1 | P13:230-34.5:UMZ:# N-1 #:: 3WND ND.SUN._-PP4-ND.SUN._-PP9-ND.SUN.T-PP9-1 SFW.GSU.T1:HV: | 0.12097 | Yes
GEN-2024-359 | 01 NORTH | G01 29SP | 635200 RAUN 3 345 762779 G18-043 TAP 345 1 | P13:345:OPPD:NEBCTY2G:::EHV: | 0.05624 | Yes
GEN-2024-359 | 01 NORTH | G01 29SP | 635200 RAUN 3 345 645552 S3452 REACT3 345 1 | P13:345:OPPD:NEBCTY2G:::EHV: | 0.05728 | Yes
GEN-2024-359 | 01 NORTH | G01 29SP | 601016 CHIS CO2 500 996557 C055765(2-4) 345 9 | P13:345:XEL:CHISCO2:CHISCO3:CHIST1910:EHV: | 0.05728 | Yes
GEN-2024-359 | 01 NORTH | G01 29SP | 601018 CHIS CO3 345 996557 C055765(2-4) 345 9 | P13:345:XEL:CHISCO2:CHISCO3:CHIST1910:EHV: | 0.05728 | Yes
GEN-2024-359 | 01 NORTH | G01 29SP | 601016 CHIS CO2 500 996556 C073455(1-2) 345 10 | P13:345:XEL:CHISCO2:CHISCO3:CHIST299:EHV: | 0.05723 | Yes
GEN-2024-359 | 01 NORTH | G01 29SP | 601018 CHIS CO3 345 996556 C073455(1-2) 345 10 | P13:345:XEL:CHISCO2:CHISCO3:CHIST299:EHV: | 0.05723 | Yes
GEN-2024-359 | 01 NORTH | G01 29SP | 601001 FORBES 2 500 601017 CHIS-N 2 500 1 | P13:345:XEL:MNTCE31G:MNTCELO3:1 | 0.0591 | Yes
GEN-2024-359 | 01 NORTH | G01 29SP | 601016 CHIS CO2 500 601017 CHIS-N 2 500 1 | P13:345:XEL:MNTCE31G:MNTCELO3:1 | 0.0591 | Yes
GEN-2024-359 | 01 NORTH | G01 29SP | 601001 FORBES 2 500 601017 CHIS-N 2 500 1 | P13:345:XEL:PRIS31G:PRISLD3:1 | 0.0591 | Yes
GEN-2024-359 | 01 NORTH | G01 29SP | 601016 CHIS CO2 500 601017 CHIS-N 2 500 1 | P13:345:XEL:PRIS31G:PRISLD3:1 | 0.0591 | Yes
GEN-2024-359 | 01 NORTH | G01 29SP | 601001 FORBES 2 500 601017 CHIS-N 2 500 1 | P13:345:XEL:PRIS32G:PRISLD3:2 | 0.0591 | Yes
GEN-2024-359 | 01 NORTH | G01 29SP | 601016 CHIS CO2 500 601017 CHIS-N 2 500 1 | P13:345:XEL:PRIS32G:PRISLD3:2 | 0.0591 | Yes
GEN-2024-359 | 01 NORTH | G01 29SP | 601031 BRKNGCO3 345 620483 ASTORIA 3 345 1 | P13:345-18.0:UMZ:# N-1 #:: 3WND DEERCREK-BE3-DEERC_CT-BEG-DEERC_ST-BEG-1 DEERCRK KU1A:EHV: | 0.06286 | Yes
GEN-2024-359 | 01 NORTH | G01 29SP | 652468 HEBRON 4 230 661053 MANDAN 4 230 1 | P13:345-24.0:UMZ:# N-1 #:: 2WND LRS_1___-MBG-LARAMIE_-MB3-1 :EHV: | 0.11996 | Yes
GEN-2024-359 | 01 NORTH | G01 29SP | 620369 JAMESTN3 345 657791 CENTER 3 345 1 | P14:345:UMZ:# 7211 #:: PROPER TAKE LINE WITH GROTON-LELAND OLDS LINE REACTOR:EHV: | 0.09221 | Yes
GEN-2024-359 | 01 NORTH | G01 29SP | 620369 JAMESTN3 345 657791 CENTER 3 345 1 | P14:345:UMZ:# 7212 #:: PROPER TAKE LINE WITH LELAND OLDS-GROTON LINE REACTOR:EHV: | 0.09221 | Yes
GEN-2024-359 | 01 NORTH | G01 29SP | 620369 JAMESTN3 345 657791 CENTER 3 345 1 | P14:345:UMZ:# 7220 #:: PROPER MINNKOTA CON FOR CENTER SHUNT TAKES LINE:EHV: | 0.09073 | Yes
GEN-2024-359 | 01 NORTH | G01 29SP | 620358 BUFFALO3 345 620369 JAMESTN3 345 1 | P14:345:UMZ:# 7220 #:: PROPER MINNKOTA CON FOR CENTER SHUNT TAKES LINE:EHV: | 0.06727 | Yes
GEN-2024-359 | 01 NORTH | G01 29SP | 601067 BISON 3 345 620358 BUFFALO3 345 1 | P14:345:UMZ:# 7220 #:: PROPER MINNKOTA CON FOR CENTER SHUNT TAKES LINE:EHV: | 0.0659 | Yes
GEN-2024-359 | 01 NORTH | G01 29SP | 620358 BUFFALO3 345 620369 JAMESTN3 345 1 | P21:345:MDU:ELLENDALE JETX REACTOR:JMS SHUNT REACTOR:1: | 0.07281 | Yes
GEN-2024-359 | 01 NORTH | G01 29SP | 601067 BISON 3 345 620358 BUFFALO3 345 1 | P21:345:MDU:ELLENDALE JETX REACTOR:JMS SHUNT REACTOR:1: | 0.07141 | Yes
GEN-2024-359 | 01 NORTH | G01 29SP | 620358 BUFFALO3 345 620369 JAMESTN3 345 1 | P21:345:MDU:ELLENDALE345:ELLENDALE JETX REACTOR:Z: | 0.07281 | Yes
GEN-2024-359 | 01 NORTH | G01 29SP | 601067 BISON 3 345 620358 BUFFALO3 345 1 | P21:345:MDU:ELLENDALE345:ELLENDALE JETX REACTOR:Z: | 0.07141 | Yes
GEN-2024-359 | 01 NORTH | G01 29SP | 601006 SPLT RK3 345 652864 SIOUXCY-LNX3 345 1 | P21:345:UMZW:# 2410 #:: FT2 IN SD. FT2-FT22LNX3 OPENED:EHV: | 0.0715 | Yes
GEN-2024-359 | 01 NORTH | G01 29SP | 601006 SPLT RK3 345 652864 SIOUXCY-LNX3 345 1 | P21:345:UMZW:# 324 #:: FT2 IN SD. OPENING OF A LINE SECTION W/O A FAULT:EHV: | 0.0715 | Yes
GEN-2024-359 | 01 NORTH | G01 29SP | 601031 BRKNGCO3 345 620483 ASTORIA 3 345 1 | P21:345:UMZW:# 326 #:: WT2 IN SD. OPENING OF A LINE SECTION W/O A FAULT (WT2-WT2LNX3 LINE REACTOR):EHV: | 0.0873 | Yes
GEN-2024-359 | 01 NORTH | G01 29SP | 620480 DEUEL CO 3 345 620483 ASTORIA 3 345 1 | P21:345:UMZW:# 326 #:: WT2 IN SD. OPENING OF A LINE SECTION W/O A FAULT (WT2-WT2LNX3 LINE REACTOR):EHV: | 0.08511 | Yes
GEN-2024-359 | 01 NORTH | G01 29SP | 620417 BSSOUTH3 345 620480 DEUEL CO 3 345 1 | P21:345:UMZW:# 326 #:: WT2 IN SD. OPENING OF A LINE SECTION W/O A FAULT (WT2-WT2LNX3 LINE REACTOR):EHV: | 0.08511 | Yes
GEN-2024-359 | 01 NORTH | G01 29SP | 620480 DEUEL CO 3 345 620483 ASTORIA 3 345 1 | P21:345:XEL-OTP:BISON3:ALEXMRES3:1:EHV: | 0.07347 | Yes
GEN-2024-359 | 01 NORTH | G01 29SP | 620417 BSSOUTH3 345 620480 DEUEL CO 3 345 1 | P21:345:XEL-OTP:BISON3:ALEXMRES3:1:EHV: | 0.07347 | Yes
GEN-2024-359 | 01 NORTH | G01 29SP | 601048 LYON CO 3 345 631138 LAKEFLD3 345 1 | P22:345:GRE:CMT HEL 1:::EHV: | 0.0592 | Yes
GEN-2024-359 | 01 NORTH | G01 29SP | 601048 LYON CO 3 345 631138 LAKEFLD3 345 1 | P22:345:GRE:CMT HEL 2:::EHV: | 0.05922 | Yes
GEN-2024-359 | 01 NORTH | G01 29SP | 635200 RAUN 3 345 645552 S3452 REACT3 345 1 | P22:345:OPPD:S3451-RAUN:::EHV: | 0.08356 | Yes
GEN-2024-359 | 01 NORTH | G01 29SP | 635200 RAUN 3 345 652564 SIOUXCY3 345 1 | P22:345:OPPD:S3451-RAUN:::EHV: | 0.06376 | Yes
GEN-2024-359 | 01 NORTH | G01 29SP | 635200 RAUN 3 345 762779 G18-043 TAP 345 1 | P22:345:OPPD:S3458 NEBCTY1G:LT::EHV: | 0.05854 | Yes
GEN-2024-359 | 01 NORTH | G01 29SP | 635200 RAUN 3 345 762779 G18-043 TAP 345 1 | P22:345:OPPD:S3458 NEBCTY2G:::EHV: | 0.05624 | Yes
GEN-2024-359 | 01 NORTH | G01 29SP | 635200 RAUN 3 345 645552 S3452 REACT3 345 1 | P22:345:OPPD:S3458 NEBCTY2G:::EHV: | 0.05728 | Yes
GEN-2024-359 | 01 NORTH | G01 29SP | 635200 RAUN 3 345 762779 G18-043 TAP 345 1 | P22:345:OPPD:S3458 NEBCTY2G:LT::EHV: | 0.05854 | Yes
GEN-2024-359 | 01 NORTH | G01 29SP | 635200 RAUN 3 345 645552 S3452 REACT3 345 1 | P22:345:OPPD:S3458 NEBCTY2G:LT::EHV: | 0.05964 | Yes
GEN-2024-359 | 01 NORTH | G01 29SP | 659195 DICKINS2-BE7 115 995888 KV2A DK 115 1 | P22:345:UMZW:# 386 #:: BEF IN ND. 345 BUS FAULT :EHV: | 0.06375 | Yes
GEN-2024-359 | 01 NORTH | G01 29SP | 601048 LYON CO 3 345 631138 LAKEFLD3 345 1 | P23:345:GRE:CMT 302JB6:::EHV: | 0.06042 | Yes
GEN-2024-359 | 01 NORTH | G01 29SP | 635999 IRVINGTON3 345 636000 WEBSTER3 345 1 | P23:345:ITCM:BISON 3 3681-3682-3683:IA-NW::EHV: | 0.05239 | Yes
GEN-2024-359 | 01 NORTH | G01 29SP | 635369 KOSSUTH 3 345 635999 IRVINGTON3 345 1 | P23:345:ITCM:BISON 3 3681-3682-3683:IA-NW::EHV: | 0.05239 | Yes
GEN-2024-359 | 01 NORTH | G01 29SP | 635999 IRVINGTON3 345 636000 WEBSTER3 345 1 | P23:345:ITCM:KILLDEER3 3822:IA-MVP::EHV: | 0.05001 | Yes
GEN-2024-359 | 01 NORTH | G01 29SP | 635369 KOSSUTH 3 345 635999 IRVINGTON3 345 1 | P23:345:ITCM:KILLDEER3 3822:IA-MVP::EHV: | 0.05001 | Yes
GEN-2024-359 | 01 NORTH | G01 29SP | 635999 IRVINGTON3 345 636000 WEBSTER3 345 1 | P23:345:ITCM:KILLDEER3 3828:IA-MVP::EHV: | 0.05157 | Yes
GEN-2024-359 | 01 NORTH | G01 29SP | 635369 KOSSUTH 3 345 635999 IRVINGTON3 345 1 | P23:345:ITCM:KILLDEER3 3828:IA-MVP::EHV: | 0.05157 | Yes
GEN-2024-359 | 01 NORTH | G01 29SP | 631193 HUNTLEY3 345 631197 LEDYARD3 345 1 | P23:345:ITCM:LASALLE3 3904-3905-3906:IA-NW::EHV: | 0.06495 | Yes
GEN-2024-359 | 01 NORTH | G01 29SP | 635999 IRVINGTON3 345 636000 WEBSTER3 345 1 | P23:345:ITCM:QUINN3 3762-3763-3764:IA::EHV: | 0.05157 | Yes
GEN-2024-359 | 01 NORTH | G01 29SP | 635369 KOSSUTH 3 345 635999 IRVINGTON3 345 1 | P23:345:ITCM:QUINN3 3762-3763-3764:IA::EHV: | 0.05157 | Yes
GEN-2024-359 | 01 NORTH | G01 29SP | 620358 BUFFALO3 345 620369 JAMESTN3 345 1 | P23:345:MDU:ELLENDALE345:EL5-EL6: | 0.07281 | Yes
GEN-2024-359 | 01 NORTH | G01 29SP | 601067 BISON 3 345 620358 BUFFALO3 345 1 | P23:345:MDU:ELLENDALE345:EL5-EL6: | 0.07141 | Yes
GEN-2024-359 | 01 NORTH | G01 29SP | 635600 GRIMES 3 345 636003 BEAVER CRK 3 345 1 | P23:345:MEC:BLACK HAWK:902::EHV: | 0.05024 | Yes
GEN-2024-359 | 01 NORTH | G01 29SP | 636003 BEAVER CRK 3 345 636010 LEHIGH 3 345 1 | P23:345:MEC:BLACK HAWK:902::EHV: | 0.05024 | Yes
GEN-2024-359 | 01 NORTH | G01 29SP | 635200 RAUN 3 345 762779 G18-043 TAP 345 1 | P23:345:MEC:CBEC:905::EHV: | 0.05913 | Yes
GEN-2024-359 | 01 NORTH | G01 29SP | 601006 SPLT RK3 345 652864 SIOUXCY-LNX3 345 1 | P23:345:MEC:CBEC:905::EHV: | 0.06197 | Yes
GEN-2024-359 | 01 NORTH | G01 29SP | 635200 RAUN 3 345 645552 S3452 REACT3 345 1 | P23:345:MEC:CBEC:905::EHV: | 0.06027 | Yes
GEN-2024-359 | 01 NORTH | G01 29SP | 635200 RAUN 3 345 762779 G18-043 TAP 345 1 | P23:345:MEC:CBEC:908::EHV: | 0.05855 | Yes
GEN-2024-359 | 01 NORTH | G01 29SP | 635200 RAUN 3 345 645552 S3452 REACT3 345 1 | P23:345:MEC:CBEC:908::EHV: | 0.05965 | Yes
GEN-2024-359 | 01 NORTH | G01 29SP | 635200 RAUN 3 345 635398 REMSEN 3 345 1 | P23:345:MEC:IRVINGTON:901::EHV: | 0.05756 | Yes
GEN-2024-359 | 01 NORTH | G01 29SP | 635398 REMSEN 3 345 635399 CHEROKEE 3 345 1 | P23:345:MEC:IRVINGTON:901::EHV: | 0.05756 | Yes
GEN-2024-359 | 01 NORTH | G01 29SP | 635399 CHEROKEE 3 345 635400 HIGHLAND 3 345 1 | P23:345:MEC:IRVINGTON:901::EHV: | 0.05756 | Yes
GEN-2024-359 | 01 NORTH | G01 29SP | 635200 RAUN 3 345 635398 REMSEN 3 345 1 | P23:345:MEC:IRVINGTON:902::EHV: | 0.05756 | Yes
GEN-2024-359 | 01 NORTH | G01 29SP | 635398 REMSEN 3 345 635399 CHEROKEE 3 345 1 | P23:345:MEC:IRVINGTON:902::EHV: | 0.05756 | Yes
GEN-2024-359 | 01 NORTH | G01 29SP | 635399 CHEROKEE 3 345 635400 HIGHLAND 3 345 1 | P23:345:MEC:IRVINGTON:902::EHV: | 0.05756 | Yes
GEN-2024-359 | 01 NORTH | G01 29SP | 635200 RAUN 3 345 635398 REMSEN 3 345 1 | P23:345:MEC:IRVINGTON:903::EHV: | 0.05756 | Yes
GEN-2024-359 | 01 NORTH | G01 29SP | 635398 REMSEN 3 345 635399 CHEROKEE 3 345 1 | P23:345:MEC:IRVINGTON:903::EHV: | 0.05756 | Yes
GEN-2024-359 | 01 NORTH | G01 29SP | 635399 CHEROKEE 3 345 635400 HIGHLAND 3 345 1 | P23:345:MEC:IRVINGTON:903::EHV: | 0.05756 | Yes
GEN-2024-359 | 01 NORTH | G01 29SP | 635200 RAUN 3 345 635398 REMSEN 3 345 1 | P23:345:MEC:KOSSUTH:901::EHV: | 0.05541 | Yes
GEN-2024-359 | 01 NORTH | G01 29SP | 635398 REMSEN 3 345 635399 CHEROKEE 3 345 1 | P23:345:MEC:KOSSUTH:901::EHV: | 0.05541 | Yes
GEN-2024-359 | 01 NORTH | G01 29SP | 635399 CHEROKEE 3 345 635400 HIGHLAND 3 345 1 | P23:345:MEC:KOSSUTH:901::EHV: | 0.05541 | Yes
GEN-2024-359 | 01 NORTH | G01 29SP | 631138 LAKEFLD3 345 635368 OBRIEN 3 345 1 | P23:345:MEC:KOSSUTH:901::EHV: | 0.05874 | Yes
GEN-2024-359 | 01 NORTH | G01 29SP | 635200 RAUN 3 345 635398 REMSEN 3 345 1 | P23:345:MEC:KOSSUTH:902::EHV: | 0.05541 | Yes
GEN-2024-359 | 01 NORTH | G01 29SP | 635398 REMSEN 3 345 635399 CHEROKEE 3 345 1 | P23:345:MEC:KOSSUTH:902::EHV: | 0.05541 | Yes
GEN-2024-359 | 01 NORTH | G01 29SP | 635399 CHEROKEE 3 345 635400 HIGHLAND 3 345 1 | P23:345:MEC:KOSSUTH:902::EHV: | 0.05541 | Yes
GEN-2024-359 | 01 NORTH | G01 29SP | 631138 LAKEFLD3 345 635368 OBRIEN 3 345 1 | P23:345:MEC:KOSSUTH:902::EHV: | 0.05874 | Yes
GEN-2024-359 | 01 NORTH | G01 29SP | 635200 RAUN 3 345 635398 REMSEN 3 345 1 | P23:345:MEC:KOSSUTH:904::EHV: | 0.05541 | Yes
GEN-2024-359 | 01 NORTH | G01 29SP | 635398 REMSEN 3 345 635399 CHEROKEE 3 345 1 | P23:345:MEC:KOSSUTH:904::EHV: | 0.05541 | Yes
GEN-2024-359 | 01 NORTH | G01 29SP | 635399 CHEROKEE 3 345 635400 HIGHLAND 3 345 1 | P23:345:MEC:KOSSUTH:904::EHV: | 0.05541 | Yes
GEN-2024-359 | 01 NORTH | G01 29SP | 631138 LAKEFLD3 345 635368 OBRIEN 3 345 1 | P23:345:MEC:KOSSUTH:904::EHV: | 0.05874 | Yes
GEN-2024-359 | 01 NORTH | G01 29SP | 635200 RAUN 3 345 762779 G18-043 TAP 345 1 | P23:345:MEC:LEHIGH:360::EHV: | 0.0626 | Yes
GEN-2024-359 | 01 NORTH | G01 29SP | 635200 RAUN 3 345 645552 S3452 REACT3 345 1 | P23:345:MEC:LEHIGH:360::EHV: | 0.0638 | Yes
GEN-2024-359 | 01 NORTH | G01 29SP | 635200 RAUN 3 345 652564 SIOUXCY3 345 1 | P23:345:MEC:LEHIGH:360::EHV: | 0.07629 | Yes
GEN-2024-359 | 01 NORTH | G01 29SP | 635200 RAUN 3 345 652564 SIOUXCY3 345 1 | P23:345:MEC:LEHIGH:390::EHV: | 0.07334 | Yes
GEN-2024-359 | 01 NORTH | G01 29SP | 631193 HUNTLEY3 345 631197 LEDYARD3 345 1 | P23:345:MEC:LEHIGH:390::EHV: | 0.0574 | Yes
GEN-2024-359 | 01 NORTH | G01 29SP | 635200 RAUN 3 345 635398 REMSEN 3 345 1 | P23:345:MEC:PALO ALTO:903::EHV: | 0.05098 | Yes
GEN-2024-359 | 01 NORTH | G01 29SP | 635398 REMSEN 3 345 635399 CHEROKEE 3 345 1 | P23:345:MEC:PALO ALTO:903::EHV: | 0.05098 | Yes
GEN-2024-359 | 01 NORTH | G01 29SP | 635399 CHEROKEE 3 345 635400 HIGHLAND 3 345 1 | P23:345:MEC:PALO ALTO:903::EHV: | 0.05098 | Yes
GEN-2024-359 | 01 NORTH | G01 29SP | 631138 LAKEFLD3 345 635368 OBRIEN 3 345 1 | P23:345:MEC:PALO ALTO:903::EHV: | 0.05376 | Yes
GEN-2024-359 | 01 NORTH | G01 29SP | 631193 HUNTLEY3 345 631197 LEDYARD3 345 1 | P23:345:MEC:PALO ALTO:903::EHV: | 0.06147 | Yes
GEN-2024-359 | 01 NORTH | G01 29SP | 631193 HUNTLEY3 345 631197 LEDYARD3 345 1 | P23:345:MEC:PALO ALTO:904::EHV: | 0.058 | Yes
GEN-2024-359 | 01 NORTH | G01 29SP | 635999 IRVINGTON3 345 636000 WEBSTER3 345 1 | P23:345:MEC:RAUN:150::EHV: | 0.05309 | Yes
GEN-2024-359 | 01 NORTH | G01 29SP | 635369 KOSSUTH 3 345 635999 IRVINGTON3 345 1 | P23:345:MEC:RAUN:150::EHV: | 0.05309 | Yes
GEN-2024-359 | 01 NORTH | G01 29SP | 635200 RAUN 3 345 635398 REMSEN 3 345 1 | P23:345:MEC:WEBSTER:905::EHV: | 0.06288 | Yes
GEN-2024-359 | 01 NORTH | G01 29SP | 635398 REMSEN 3 345 635399 CHEROKEE 3 345 1 | P23:345:MEC:WEBSTER:905::EHV: | 0.06288 | Yes
GEN-2024-359 | 01 NORTH | G01 29SP | 635399 CHEROKEE 3 345 635400 HIGHLAND 3 345 1 | P23:345:MEC:WEBSTER:905::EHV: | 0.06288 | Yes
GEN-2024-359 | 01 NORTH | G01 29SP | 620480 DEUEL CO 3 345 620483 ASTORIA 3 345 1 | P23:345:MRES:ALEXMRES3:3375::EHV: | 0.07369 | Yes
GEN-2024-359 | 01 NORTH | G01 29SP | 620417 BSSOUTH3 345 620480 DEUEL CO 3 345 1 | P23:345:MRES:ALEXMRES3:3375::EHV: | 0.07369 | Yes
GEN-2024-359 | 01 NORTH | G01 29SP | 635200 RAUN 3 345 645552 S3452 REACT3 345 1 | P23:345:OPPD:S3451-RAUN:::EHV: | 0.08356 | Yes
GEN-2024-359 | 01 NORTH | G01 29SP | 635200 RAUN 3 345 652564 SIOUXCY3 345 1 | P23:345:OPPD:S3451-RAUN:::EHV: | 0.06376 | Yes
GEN-2024-359 | 01 NORTH | G01 29SP | 635200 RAUN 3 345 762779 G18-043 TAP 345 1 | P23:345:OPPD:S3458 NEBCTY1G:LT::EHV: | 0.05854 | Yes
GEN-2024-359 | 01 NORTH | G01 29SP | 635200 RAUN 3 345 762779 G18-043 TAP 345 1 | P23:345:OPPD:S3458 NEBCTY2G:LT::EHV: | 0.05854 | Yes
GEN-2024-359 | 01 NORTH | G01 29SP | 635200 RAUN 3 345 645552 S3452 REACT3 345 1 | P23:345:OPPD:S3458 NEBCTY2G:LT::EHV: | 0.05964 | Yes
GEN-2024-359 | 01 NORTH | G01 29SP | 620480 DEUEL CO 3 345 620483 ASTORIA 3 345 1 | P23:345:OTP::ASTORIA 3:BRK-A5:EHV: | 0.06425 | Yes
GEN-2024-359 | 01 NORTH | G01 29SP | 620417 BSSOUTH3 345 620480 DEUEL CO 3 345 1 | P23:345:OTP::ASTORIA 3:BRK-A5:EHV: | 0.06425 | Yes
GEN-2024-359 | 01 NORTH | G01 29SP | 620358 BUFFALO3 345 620369 JAMESTN3 345 1 | P23:345:OTP::TWIN BRKS 3:3815:EHV: | 0.07431 | Yes
GEN-2024-359 | 01 NORTH | G01 29SP | 601067 BISON 3 345 620358 BUFFALO3 345 1 | P23:345:OTP::TWIN BRKS 3:3815:EHV: | 0.07293 | Yes
GEN-2024-359 | 01 NORTH | G01 29SP | 620358 BUFFALO3 345 620369 JAMESTN3 345 1 | P23:345:OTP:TWINBRKS3:BKR4::EHV: | 0.07431 | Yes
GEN-2024-359 | 01 NORTH | G01 29SP | 601067 BISON 3 345 620358 BUFFALO3 345 1 | P23:345:OTP:TWINBRKS3:BKR4::EHV: | 0.07293 | Yes
GEN-2024-359 | 01 NORTH | G01 29SP | 652468 HEBRON 4 230 661053 MANDAN 4 230 1 | P23:345:UMZB:# 3706 #:: RP IN ND. BREAKER FAULT ROUND UP (496):EHV: | 0.13152 | Yes
GEN-2024-359 | 01 NORTH | G01 29SP | 601031 BRKNGCO3 345 620483 ASTORIA 3 345 1 | P23:345:UMZB:# 7110 #:: CKE IN SD. CKE BREAKER FAULT (192):EHV: | 0.0762 | Yes
GEN-2024-359 | 01 NORTH | G01 29SP | 601031 BRKNGCO3 345 620483 ASTORIA 3 345 1 | P23:345:UMZB:# 7111 #:: CKE IN SD. CKE BREAKER FAULT (292):EHV: | 0.0762 | Yes
GEN-2024-359 | 01 NORTH | G01 29SP | 601031 BRKNGCO3 345 620483 ASTORIA 3 345 1 | P23:345:UMZB:# 7112 #:: CKE IN SD. CKE BREAKER FAULT (392):EHV: | 0.0762 | Yes
GEN-2024-359 | 01 NORTH | G01 29SP | 601031 BRKNGCO3 345 620483 ASTORIA 3 345 1 | P23:345:UMZW:# 823 #:: WH IN SD. :EHV: | 0.08728 | Yes
GEN-2024-359 | 01 NORTH | G01 29SP | 620480 DEUEL CO 3 345 620483 ASTORIA 3 345 1 | P23:345:UMZW:# 823 #:: WH IN SD. :EHV: | 0.08509 | Yes
GEN-2024-359 | 01 NORTH | G01 29SP | 601031 BRKNGCO3 345 652537 WHITE 3 345 1 | P23:345:UMZW:# 823 #:: WH IN SD. :EHV: | 0.05122 | Yes
GEN-2024-359 | 01 NORTH | G01 29SP | 620417 BSSOUTH3 345 620480 DEUEL CO 3 345 1 | P23:345:UMZW:# 823 #:: WH IN SD. :EHV: | 0.08509 | Yes
GEN-2024-359 | 01 NORTH | G01 29SP | 601031 BRKNGCO3 345 620483 ASTORIA 3 345 1 | P23:345:UMZW:# 824 #:: WH IN SD. :EHV: | 0.08729 | Yes
GEN-2024-359 | 01 NORTH | G01 29SP | 620480 DEUEL CO 3 345 620483 ASTORIA 3 345 1 | P23:345:UMZW:# 824 #:: WH IN SD. :EHV: | 0.0851 | Yes
GEN-2024-359 | 01 NORTH | G01 29SP | 601031 BRKNGCO3 345 652537 WHITE 3 345 2 | P23:345:UMZW:# 824 #:: WH IN SD. :EHV: | 0.05123 | Yes
GEN-2024-359 | 01 NORTH | G01 29SP | 620417 BSSOUTH3 345 620480 DEUEL CO 3 345 1 | P23:345:UMZW:# 824 #:: WH IN SD. :EHV: | 0.0851 | Yes
GEN-2024-359 | 01 NORTH | G01 29SP | 601001 FORBES 2 500 601017 CHIS-N 2 500 1 | P23:345:XEL:8N22 SHC:::EHV: | 0.0591 | Yes
GEN-2024-359 | 01 NORTH | G01 29SP | 601016 CHIS CO2 500 601017 CHIS-N 2 500 1 | P23:345:XEL:8N22 SHC:::EHV: | 0.0591 | Yes
GEN-2024-359 | 01 NORTH | G01 29SP | 601006 SPLT RK3 345 652536 WHITE-SRX3 345 1 | P23:345:XEL:8N60 LYC:::EHV: | 0.06489 | Yes
GEN-2024-359 | 01 NORTH | G01 29SP | 601048 LYON CO 3 345 631138 LAKEFLD3 345 1 | P23:345:XEL:8N60 LYC:::EHV: | 0.06645 | Yes
GEN-2024-359 | 01 NORTH | G01 29SP | 601006 SPLT RK3 345 652536 WHITE-SRX3 345 1 | P23:345:XEL:8N63 LYC:::EHV: | 0.06634 | Yes
GEN-2024-359 | 01 NORTH | G01 29SP | 601001 FORBES 2 500 601017 CHIS-N 2 500 1 | P23:345:XEL:8N8 MNN:::EHV: | 0.0591 | Yes
GEN-2024-359 | 01 NORTH | G01 29SP | 601016 CHIS CO2 500 601017 CHIS-N 2 500 1 | P23:345:XEL:8N8 MNN:::EHV: | 0.0591 | Yes
GEN-2024-359 | 01 NORTH | G01 29SP | 601001 FORBES 2 500 601017 CHIS-N 2 500 1 | P23:345:XEL:8P2 KING:::EHV: | 0.05715 | Yes
GEN-2024-359 | 01 NORTH | G01 29SP | 601016 CHIS CO2 500 601017 CHIS-N 2 500 1 | P23:345:XEL:8P2 KING:::EHV: | 0.05715 | Yes
GEN-2024-359 | 01 NORTH | G01 29SP | 601048 LYON CO 3 345 631138 LAKEFLD3 345 1 | P23:345:XEL:8S67 HNA:::EHV: | 0.0592 | Yes
GEN-2024-359 | 01 NORTH | G01 29SP | 601048 LYON CO 3 345 631138 LAKEFLD3 345 1 | P23:345:XEL:8S68 HNA:::EHV: | 0.0592 | Yes
GEN-2024-359 | 01 NORTH | G01 29SP | 601048 LYON CO 3 345 631138 LAKEFLD3 345 1 | P23:345:XEL:8S70 HNA:::EHV: | 0.05922 | Yes
GEN-2024-359 | 01 NORTH | G01 29SP | 601039 NROC 3 345 601051 HMPT CNR3 345 1 | P23:345:XEL:8S85 NRH:::EHV: | 0.05915 | Yes
GEN-2024-359 | 01 NORTH | G01 29SP | 601039 NROC 3 345 601051 HMPT CNR3 345 1 | P23:345:XEL:8S98 NRH:::EHV: | 0.05023 | Yes
GEN-2024-359 | 01 NORTH | G01 29SP | 601067 BISON 3 345 658049 ALXLNRCTRT 345 1 | P23:345:XEL:8X37 BOK:::EHV: | 0.05703 | Yes
GEN-2024-359 | 01 NORTH | G01 29SP | 658047 ALEXMRES3 345 658049 ALXLNRCTRT 345 Z1 | P23:345:XEL:8X37 BOK:::EHV: | 0.05703 | Yes
GEN-2024-359 | 01 NORTH | G01 29SP | 601048 LYON CO 3 345 631138 LAKEFLD3 345 1 | P23:345:XEL:BKR:GRE_CEDARM:302JB4:EHV: | 0.0604 | Yes
GEN-2024-359 | 01 NORTH | G01 29SP | 601048 LYON CO 3 345 631138 LAKEFLD3 345 1 | P23:345:XEL:BKR:GRE_CEDARM:302JB7:EHV: | 0.06043 | Yes
GEN-2024-359 | 01 NORTH | G01 29SP | 601003 PR ISLD3 345 601039 NROC 3 345 1 | P23:345:XEL:FUTURE 8S49 HMP:::EHV: | 0.05908 | Yes
GEN-2024-359 | 01 NORTH | G01 29SP | 601003 PR ISLD3 345 601039 NROC 3 345 1 | P23:345:XEL:FUTURE 8S84 NRH:::EHV: | 0.06367 | Yes
GEN-2024-359 | 01 NORTH | G01 29SP | 601006 SPLT RK3 345 652536 WHITE-SRX3 345 1 | P23:345:XEL:HAWKSNEST3:8N82::EHV: | 0.06591 | Yes
GEN-2024-359 | 01 NORTH | G01 29SP | 601048 LYON CO 3 345 631138 LAKEFLD3 345 1 | P23:345:XEL:HELENA3:8S68::EHV: | 0.0592 | Yes
GEN-2024-359 | 01 NORTH | G01 29SP | 601006 SPLT RK3 345 652536 WHITE-SRX3 345 1 | P23:345:XEL:LYONCO3:8N60::EHV: | 0.06493 | Yes
GEN-2024-359 | 01 NORTH | G01 29SP | 601006 SPLT RK3 345 652864 SIOUXCY-LNX3 345 1 | P23:345:XEL:LYONCO3:8N60::EHV: | 0.06372 | Yes
GEN-2024-359 | 01 NORTH | G01 29SP | 601001 FORBES 2 500 601017 CHIS-N 2 500 1 | P23:345:XEL:LYONCO3:8N60::EHV: | 0.06105 | Yes
GEN-2024-359 | 01 NORTH | G01 29SP | 601048 LYON CO 3 345 631138 LAKEFLD3 345 1 | P23:345:XEL:LYONCO3:8N60::EHV: | 0.06653 | Yes
GEN-2024-359 | 01 NORTH | G01 29SP | 601016 CHIS CO2 500 601017 CHIS-N 2 500 1 | P23:345:XEL:LYONCO3:8N60::EHV: | 0.06105 | Yes
GEN-2024-359 | 01 NORTH | G01 29SP | 601067 BISON 3 345 658049 ALXLNRCTRT 345 1 | P23:345:XEL:LYONCO3:8N60::EHV: | 0.05185 | Yes
GEN-2024-359 | 01 NORTH | G01 29SP | 658047 ALEXMRES3 345 658049 ALXLNRCTRT 345 Z1 | P23:345:XEL:LYONCO3:8N60::EHV: | 0.05185 | Yes
GEN-2024-359 | 01 NORTH | G01 29SP | 601006 SPLT RK3 345 652536 WHITE-SRX3 345 1 | P23:345:XEL:LYONCO3:8N63::EHV: | 0.06634 | Yes
GEN-2024-359 | 01 NORTH | G01 29SP | 601001 FORBES 2 500 601017 CHIS-N 2 500 1 | P23:345:XEL:PRISLD3:8H14::EHV: | 0.05918 | Yes
GEN-2024-359 | 01 NORTH | G01 29SP | 601016 CHIS CO2 500 601017 CHIS-N 2 500 1 | P23:345:XEL:PRISLD3:8H14::EHV: | 0.05918 | Yes
GEN-2024-359 | 01 NORTH | G01 29SP | 601001 FORBES 2 500 601017 CHIS-N 2 500 1 | P23:345:XEL:PRISLD3:8H17::EHV: | 0.05864 | Yes
GEN-2024-359 | 01 NORTH | G01 29SP | 601016 CHIS CO2 500 601017 CHIS-N 2 500 1 | P23:345:XEL:PRISLD3:8H17::EHV: | 0.05864 | Yes
GEN-2024-359 | 01 NORTH | G01 29SP | 601003 PR ISLD3 345 601039 NROC 3 345 1 | P23:345:XEL-GRE:FUTURE 8S46 HMP:::EHV: | 0.06523 | Yes
GEN-2024-359 | 01 NORTH | G01 29SP | 601039 NROC 3 345 601051 HMPT CNR3 345 1 | P23:345:XEL-SMMPA:8H8 PRI AS:::EHV: | 0.06021 | Yes
GEN-2024-359 | 01 NORTH | G01 29SP | 601016 CHIS CO2 500 996556 C073455(1-2) 345 10 | P23:500:XEL:CHISCO3:8P36::EHV: | 0.05107 | Yes
GEN-2024-359 | 01 NORTH | G01 29SP | 601018 CHIS CO3 345 996556 C073455(1-2) 345 10 | P23:500:XEL:CHISCO3:8P36::EHV: | 0.05107 | Yes
GEN-2024-359 | 01 NORTH | G01 29SP | 601014 AS KING3 345 601021 KOLMNLK3 345 1 | P23:500:XEL:CHISCO3:8P36::EHV: | 0.05129 | Yes
GEN-2024-359 | 01 NORTH | G01 29SP | 601016 CHIS CO2 500 996557 C055765(2-4) 345 9 | P23:500:XEL:CHISCO3:8P42 AS::EHV: | 0.05293 | Yes
GEN-2024-359 | 01 NORTH | G01 29SP | 601018 CHIS CO3 345 996557 C055765(2-4) 345 9 | P23:500:XEL:CHISCO3:8P42 AS::EHV: | 0.05293 | Yes
GEN-2024-359 | 01 NORTH | G01 29SP | 601067 BISON 3 345 658049 ALXLNRCTRT 345 1 | P23:500:XEL:CHISCO3:9P1::EHV: | 0.05472 | Yes
GEN-2024-359 | 01 NORTH | G01 29SP | 658047 ALEXMRES3 345 658049 ALXLNRCTRT 345 Z1 | P23:500:XEL:CHISCO3:9P1::EHV: | 0.05472 | Yes
GEN-2024-359 | 01 NORTH | G01 29SP | 601067 BISON 3 345 658049 ALXLNRCTRT 345 1 | P23:500:XEL:CHISCO3:9P20::EHV: | 0.05472 | Yes
GEN-2024-359 | 01 NORTH | G01 29SP | 658047 ALEXMRES3 345 658049 ALXLNRCTRT 345 Z1 | P23:500:XEL:CHISCO3:9P20::EHV: | 0.05472 | Yes
GEN-2024-359 | 01 NORTH | G01 29SP | 620358 BUFFALO3 345 620369 JAMESTN3 345 1 | P42:345:MDU:ELLENDALE345:JAMESTOWN:EL5: | 0.07281 | Yes
GEN-2024-359 | 01 NORTH | G01 29SP | 601067 BISON 3 345 620358 BUFFALO3 345 1 | P42:345:MDU:ELLENDALE345:JAMESTOWN:EL5: | 0.07141 | Yes
GEN-2024-359 | 01 NORTH | G01 29SP | 661016 COYOTE 3 345 995810 661:COYOTE T 115 1 | P42:345:UMZB:# 2504 #:: AVS IN ND. STUCK BREAKER (4396):EHV: | 0.05212 | Yes
GEN-2024-359 | 01 NORTH | G01 29SP | 661018 COYOTE 7 115 995810 661:COYOTE T 115 1 | P42:345:UMZB:# 2504 #:: AVS IN ND. STUCK BREAKER (4396):EHV: | 0.05212 | Yes
GEN-2024-359 | 01 NORTH | G01 29SP | 652468 HEBRON 4 230 661053 MANDAN 4 230 1 | P42:345:UMZB:# 2504 #:: AVS IN ND. STUCK BREAKER (4396):EHV: | 0.13179 | Yes
GEN-2024-359 | 01 NORTH | G01 29SP | 601031 BRKNGCO3 345 620483 ASTORIA 3 345 1 | P42:345:UMZB:# 7114 #:: CKE IN SD. CKE-WT2 BRANCH FAULT & CKE 292 STUCK BKR:EHV: | 0.0762 | Yes
GEN-2024-359 | 01 NORTH | G01 29SP | 601031 BRKNGCO3 345 620483 ASTORIA 3 345 1 | P42:345:UMZB:# 7115 #:: CKE IN SD. CKE-GRT BRANCH FAULT & CKE 292 STUCK BKR:EHV: | 0.0762 | Yes
GEN-2024-359 | 01 NORTH | G01 29SP | 601031 BRKNGCO3 345 620483 ASTORIA 3 345 1 | P42:345:UMZB:# 7116 #:: CKE IN SD. CKE-GRT BRANCH FAULT & CKE 392 STUCK BKR:EHV: | 0.0762 | Yes
GEN-2024-359 | 01 NORTH | G01 29SP | 601031 BRKNGCO3 345 620483 ASTORIA 3 345 1 | P42:345:UMZB:# 7117 #:: CKE IN SD. CKE-CKW BRANCH FAULT & CKE 192 STUCK BKR:EHV: | 0.0762 | Yes
GEN-2024-359 | 01 NORTH | G01 29SP | 620480 DEUEL CO 3 345 620483 ASTORIA 3 345 1 | P42:345:UMZB:# 7117 #:: CKE IN SD. CKE-CKW BRANCH FAULT & CKE 192 STUCK BKR:EHV: | 0.07501 | Yes
GEN-2024-359 | 01 NORTH | G01 29SP | 601031 BRKNGCO3 345 620483 ASTORIA 3 345 1 | P42:345:UMZB:# 7118 #:: CKE IN SD. CKE-CKW BRANCH FAULT & CKE 392 STUCK BKR:EHV: | 0.0762 | Yes
GEN-2024-359 | 01 NORTH | G01 29SP | 601006 SPLT RK3 345 652864 SIOUXCY-LNX3 345 1 | P51:22:KCPL:LACYGNE7:::EHV: | 0.06103 | Yes
GEN-2024-359 | 01 NORTH | G01 29SP | 601067 BISON 3 345 658049 ALXLNRCTRT 345 1 | P54:500:XEL:CHI | 0.05472 | Yes
GEN-2024-359 | 01 NORTH | G01 29SP | 658047 ALEXMRES3 345 658049 ALXLNRCTRT 345 Z1 | P54:500:XEL:CHI | 0.05472 | Yes
GEN-2024-359 | 01 NORTH | G01 29SP | 635200 RAUN 3 345 635398 REMSEN 3 345 1 | P55:345:MEC:IRVINGTON | 0.05756 | Yes
GEN-2024-359 | 01 NORTH | G01 29SP | 635398 REMSEN 3 345 635399 CHEROKEE 3 345 1 | P55:345:MEC:IRVINGTON | 0.05756 | Yes
GEN-2024-359 | 01 NORTH | G01 29SP | 635399 CHEROKEE 3 345 635400 HIGHLAND 3 345 1 | P55:345:MEC:IRVINGTON | 0.05756 | Yes
GEN-2024-359 | 01 NORTH | G01 29SP | 635200 RAUN 3 345 635398 REMSEN 3 345 1 | P55:345:MEC:KOSSUTH | 0.05541 | Yes
GEN-2024-359 | 01 NORTH | G01 29SP | 635398 REMSEN 3 345 635399 CHEROKEE 3 345 1 | P55:345:MEC:KOSSUTH | 0.05541 | Yes
GEN-2024-359 | 01 NORTH | G01 29SP | 635399 CHEROKEE 3 345 635400 HIGHLAND 3 345 1 | P55:345:MEC:KOSSUTH | 0.05541 | Yes
GEN-2024-359 | 01 NORTH | G01 29SP | 631138 LAKEFLD3 345 635368 OBRIEN 3 345 1 | P55:345:MEC:KOSSUTH | 0.05874 | Yes
GEN-2024-359 | 01 NORTH | G01 29SP | 631193 HUNTLEY3 345 631197 LEDYARD3 345 1 | P55:345:MEC:PALO ALTO | 0.06147 | Yes
GEN-2024-359 | 01 NORTH | G01 29SP | 631138 LAKEFLD3 345 635368 OBRIEN 3 345 1 | P55:345:MEC:PALO ALTO | 0.05376 | Yes
GEN-2024-359 | 01 NORTH | G01 29SP | 601006 SPLT RK3 345 652536 WHITE-SRX3 345 1 | P55:345:OPPD:S3458 3::FN13:EHV: | 0.05879 | Yes
GEN-2024-359 | 01 NORTH | G01 29SP | 635018 NORTHBORO 3 345 635570 ORIENT 3 345 1 | P55:345:OPPD:S3458 3::FN13:EHV: | 0.05402 | Yes
GEN-2024-359 | 01 NORTH | G01 29SP | 601006 SPLT RK3 345 652864 SIOUXCY-LNX3 345 1 | P55:345:OPPD:S3458 3::FN13:EHV: | 0.05757 | Yes
GEN-2024-359 | 01 NORTH | G01 29SP | 635017 ATCHISON 3 345 635018 NORTHBORO 3 345 1 | P55:345:OPPD:S3458 3::FN13:EHV: | 0.05402 | Yes
GEN-2024-359 | 01 NORTH | G01 29SP | 635017 ATCHISON 3 345 640139 COOPER 3 345 1 | P55:345:OPPD:S3458 3::FN13:EHV: | 0.05401 | Yes
GEN-2024-359 | 01 NORTH | G01 29SP | 635200 RAUN 3 345 762779 G18-043 TAP 345 1 | P55:345:OPPD:S3740 3::FN13:EHV: | 0.05543 | Yes
GEN-2024-359 | 01 NORTH | G01 29SP | 635200 RAUN 3 345 645552 S3452 REACT3 345 1 | P55:345:OPPD:S3740 3::FN13:EHV: | 0.05642 | Yes
GEN-2024-359 | 01 NORTH | G01 29SP | 601003 PR ISLD3 345 601039 NROC 3 345 1 | P55:345:XEL:HMP2 | 0.06017 | Yes
GEN-2024-359 | 01 NORTH | G01 29SP | 601006 SPLT RK3 345 652536 WHITE-SRX3 345 1 | P55:345:XEL:HNL1 | 0.06591 | Yes
GEN-2024-359 | 01 NORTH | G01 29SP | 601001 FORBES 2 500 601017 CHIS-N 2 500 1 | P55:345:XEL:PRI1 | 0.05864 | Yes
GEN-2024-359 | 01 NORTH | G01 29SP | 601016 CHIS CO2 500 601017 CHIS-N 2 500 1 | P55:345:XEL:PRI1 | 0.05864 | Yes
GEN-2024-359 | 01 NORTH | G01 29SP | 635200 RAUN 3 345 652564 SIOUXCY3 345 1 | P55:345:XEL:PRI1 | 0.0725 | Yes
GEN-2024-359 | 01 NORTH | G01 29SP | 631138 LAKEFLD3 345 635368 OBRIEN 3 345 1 | P55:345:XEL:PRI1 | 0.05793 | Yes
GEN-2024-359 | 01 NORTH | G01 29SP | 631193 HUNTLEY3 345 631197 LEDYARD3 345 1 | P55:345:XEL:PRI1 | 0.05794 | Yes
GEN-2024-359 | 01 NORTH | G01 29SP | 601006 SPLT RK3 345 652536 WHITE-SRX3 345 1 | P55:345:XEL:SBL BUS 1 | 0.06593 | Yes
GEN-2024-359 | 01 NORTH | G01 29SP | 601067 BISON 3 345 658049 ALXLNRCTRT 345 1 | 601001 FORBES 2 500 601017 CHIS-N 2 500 1 | 0.05472 | Yes
GEN-2024-359 | 01 NORTH | G01 29SP | 658047 ALEXMRES3 345 658049 ALXLNRCTRT 345 Z1 | 601001 FORBES 2 500 601017 CHIS-N 2 500 1 | 0.05472 | Yes
GEN-2024-359 | 01 NORTH | G01 29SP | 620369 JAMESTN3 345 657791 CENTER 3 345 1 | 601012 ROSEAUN2 500 601038 ROSEAUM 2 500 1 | 0.08289 | Yes
GEN-2024-359 | 01 NORTH | G01 29SP | 601067 BISON 3 345 658049 ALXLNRCTRT 345 1 | 601016 CHIS CO2 500 601017 CHIS-N 2 500 1 | 0.05472 | Yes
GEN-2024-359 | 01 NORTH | G01 29SP | 658047 ALEXMRES3 345 658049 ALXLNRCTRT 345 Z1 | 601016 CHIS CO2 500 601017 CHIS-N 2 500 1 | 0.05472 | Yes
GEN-2024-359 | 01 NORTH | G01 29SP | 601006 SPLT RK3 345 652536 WHITE-SRX3 345 1 | 601031 BRKNGCO3 345 601077 HAWKSNEST 3 345 1 | 0.06591 | Yes
GEN-2024-359 | 01 NORTH | G01 29SP | 601006 SPLT RK3 345 652536 WHITE-SRX3 345 1 | 601031 BRKNGCO3 345 601087 STEEP BK LK3 345 2 | 0.06593 | Yes
GEN-2024-359 | 01 NORTH | G01 29SP | 601006 SPLT RK3 345 652864 SIOUXCY-LNX3 345 1 | 601034 NOBLES 3 345 631138 LAKEFLD3 345 1 | 0.06668 | Yes
GEN-2024-359 | 01 NORTH | G01 29SP | 601048 LYON CO 3 345 631138 LAKEFLD3 345 1 | 601034 NOBLES 3 345 631138 LAKEFLD3 345 1 | 0.06133 | Yes
GEN-2024-359 | 01 NORTH | G01 29SP | 601006 SPLT RK3 345 652536 WHITE-SRX3 345 1 | 601048 LYON CO 3 345 601087 STEEP BK LK3 345 2 | 0.06593 | Yes
GEN-2024-359 | 01 NORTH | G01 29SP | 601006 SPLT RK3 345 652536 WHITE-SRX3 345 1 | 601048 LYON CO 3 345 631138 LAKEFLD3 345 1 | 0.07398 | Yes
GEN-2024-359 | 01 NORTH | G01 29SP | 601048 LYON CO 3 345 631138 LAKEFLD3 345 1 | 601050 HELENA 3 345 615646 GRE-CDRMTH13 345 1 | 0.0592 | Yes
GEN-2024-359 | 01 NORTH | G01 29SP | 601048 LYON CO 3 345 631138 LAKEFLD3 345 1 | 601050 HELENA 3 345 615647 GRE-CDRMTH23 345 2 | 0.05922 | Yes
GEN-2024-359 | 01 NORTH | G01 29SP | 631139 HAZLTON3 345 631270 LASALLE 3 345 1 | 601083 TREMVAL3 345 694098 NMA B5 345 345 1 | 0.05049 | Yes
GEN-2024-359 | 01 NORTH | G01 29SP | 631144 MITCHLCO3 345 631270 LASALLE 3 345 1 | 601083 TREMVAL3 345 694098 NMA B5 345 345 1 | 0.05049 | Yes
GEN-2024-359 | 01 NORTH | G01 29SP | 601002 ADAMS 3 345 631144 MITCHLCO3 345 1 | 601083 TREMVAL3 345 694098 NMA B5 345 345 1 | 0.05049 | Yes
GEN-2024-359 | 01 NORTH | G01 29SP | 601002 ADAMS 3 345 615306 GRE-PL VLLY3 345 1 | 601083 TREMVAL3 345 694098 NMA B5 345 345 1 | 0.05169 | Yes
GEN-2024-359 | 01 NORTH | G01 29SP | 620369 JAMESTN3 345 657791 CENTER 3 345 1 | 608607 NELSNLK4 230 615901 GRE-STANTON4 230 1 | 0.07503 | Yes
GEN-2024-359 | 01 NORTH | G01 29SP | 657741 ROUGHRIDER 4 230 657751 CENTER 4 230 1 | 608607 NELSNLK4 230 615901 GRE-STANTON4 230 1 | 0.05144 | Yes
GEN-2024-359 | 01 NORTH | G01 29SP | 661016 COYOTE 3 345 995810 661:COYOTE T 115 1 | 608607 NELSNLK4 230 615901 GRE-STANTON4 230 1 | 0.0511 | Yes
GEN-2024-359 | 01 NORTH | G01 29SP | 661018 COYOTE 7 115 995810 661:COYOTE T 115 1 | 608607 NELSNLK4 230 615901 GRE-STANTON4 230 1 | 0.0511 | Yes
GEN-2024-359 | 01 NORTH | G01 29SP | 657741 ROUGHRIDER 4 230 661053 MANDAN 4 230 1 | 608607 NELSNLK4 230 615901 GRE-STANTON4 230 1 | 0.05144 | Yes
GEN-2024-359 | 01 NORTH | G01 29SP | 620358 BUFFALO3 345 620369 JAMESTN3 345 1 | 608607 NELSNLK4 230 615901 GRE-STANTON4 230 1 | 0.0559 | Yes
GEN-2024-359 | 01 NORTH | G01 29SP | 601067 BISON 3 345 620358 BUFFALO3 345 1 | 608607 NELSNLK4 230 615901 GRE-STANTON4 230 1 | 0.05537 | Yes
GEN-2024-359 | 01 NORTH | G01 29SP | 657751 CENTER 4 230 657756 SQBUTTE4 230 1 | 608607 NELSNLK4 230 615901 GRE-STANTON4 230 1 | 0.05144 | Yes
GEN-2024-359 | 01 NORTH | G01 29SP | 652468 HEBRON 4 230 661053 MANDAN 4 230 1 | 608607 NELSNLK4 230 615901 GRE-STANTON4 230 1 | 0.12137 | Yes
GEN-2024-359 | 01 NORTH | G01 29SP | 620480 DEUEL CO 3 345 620483 ASTORIA 3 345 1 | 620314 BIGSTON4 230 3WXFMR 620:BIG STONE 230- 2 | 0.06688 | Yes
GEN-2024-359 | 01 NORTH | G01 29SP | 620417 BSSOUTH3 345 620480 DEUEL CO 3 345 1 | 620314 BIGSTON4 230 3WXFMR 620:BIG STONE 230- 2 | 0.06688 | Yes
GEN-2024-359 | 01 NORTH | G01 29SP | 620358 BUFFALO3 345 620369 JAMESTN3 345 1 | 620369 JAMESTN3 345 620769 JMS SHUNT 3 345 Z | 0.07281 | Yes
GEN-2024-359 | 01 NORTH | G01 29SP | 601067 BISON 3 345 620358 BUFFALO3 345 1 | 620369 JAMESTN3 345 620769 JMS SHUNT 3 345 Z | 0.07141 | Yes
GEN-2024-359 | 01 NORTH | G01 29SP | 601031 BRKNGCO3 345 620483 ASTORIA 3 345 1 | 620417 BSSOUTH3 345 620427 HANKINSON 3 345 1 | 0.05542 | Yes
GEN-2024-359 | 01 NORTH | G01 29SP | 620480 DEUEL CO 3 345 620483 ASTORIA 3 345 1 | 620417 BSSOUTH3 345 620427 HANKINSON 3 345 1 | 0.05434 | Yes
GEN-2024-359 | 01 NORTH | G01 29SP | 620417 BSSOUTH3 345 620480 DEUEL CO 3 345 1 | 620417 BSSOUTH3 345 620427 HANKINSON 3 345 1 | 0.05434 | Yes
GEN-2024-359 | 01 NORTH | G01 29SP | 620480 DEUEL CO 3 345 620483 ASTORIA 3 345 1 | 620482 J510 ASTOR 3 345 620083 J510 ASTORG1 21.0 1 | 0.06425 | Yes
GEN-2024-359 | 01 NORTH | G01 29SP | 620417 BSSOUTH3 345 620480 DEUEL CO 3 345 1 | 620482 J510 ASTOR 3 345 620083 J510 ASTORG1 21.0 1 | 0.06425 | Yes
GEN-2024-359 | 01 NORTH | G01 29SP | 635999 IRVINGTON3 345 636000 WEBSTER3 345 1 | 627062 BISON 3 345 627217 BLUEBILL3 345 1 | 0.05239 | Yes
GEN-2024-359 | 01 NORTH | G01 29SP | 635369 KOSSUTH 3 345 635999 IRVINGTON3 345 1 | 627062 BISON 3 345 627217 BLUEBILL3 345 1 | 0.05239 | Yes
GEN-2024-359 | 01 NORTH | G01 29SP | 635999 IRVINGTON3 345 636000 WEBSTER3 345 1 | 627217 BLUEBILL3 345 631198 COLBY3 345 1 | 0.05239 | Yes
GEN-2024-359 | 01 NORTH | G01 29SP | 635369 KOSSUTH 3 345 635999 IRVINGTON3 345 1 | 627217 BLUEBILL3 345 631198 COLBY3 345 1 | 0.05239 | Yes
GEN-2024-359 | 01 NORTH | G01 29SP | 631193 HUNTLEY3 345 631197 LEDYARD3 345 1 | 631144 MITCHLCO3 345 631270 LASALLE 3 345 1 | 0.06495 | Yes
GEN-2024-359 | 01 NORTH | G01 29SP | 635999 IRVINGTON3 345 636000 WEBSTER3 345 1 | 631198 COLBY3 345 631199 KILLDEER3 345 1 | 0.05001 | Yes
GEN-2024-359 | 01 NORTH | G01 29SP | 635369 KOSSUTH 3 345 635999 IRVINGTON3 345 1 | 631198 COLBY3 345 631199 KILLDEER3 345 1 | 0.05001 | Yes
GEN-2024-359 | 01 NORTH | G01 29SP | 635999 IRVINGTON3 345 636000 WEBSTER3 345 1 | 631199 KILLDEER3 345 631206 QUINN3 345 1 | 0.05157 | Yes
GEN-2024-359 | 01 NORTH | G01 29SP | 635369 KOSSUTH 3 345 635999 IRVINGTON3 345 1 | 631199 KILLDEER3 345 631206 QUINN3 345 1 | 0.05157 | Yes
GEN-2024-359 | 01 NORTH | G01 29SP | 635999 IRVINGTON3 345 636000 WEBSTER3 345 1 | 631206 QUINN3 345 636197 N FRANKLIN 3 345 1 | 0.05157 | Yes
GEN-2024-359 | 01 NORTH | G01 29SP | 635369 KOSSUTH 3 345 635999 IRVINGTON3 345 1 | 631206 QUINN3 345 636197 N FRANKLIN 3 345 1 | 0.05157 | Yes
GEN-2024-359 | 01 NORTH | G01 29SP | 635200 RAUN 3 345 762779 G18-043 TAP 345 1 | 635200 RAUN 3 345 645552 S3452 REACT3 345 1 | 0.08302 | Yes
GEN-2024-359 | 01 NORTH | G01 29SP | 635200 RAUN 3 345 645552 S3452 REACT3 345 1 | 635200 RAUN 3 345 762779 G18-043 TAP 345 1 | 0.08356 | Yes
GEN-2024-359 | 01 NORTH | G01 29SP | 635200 RAUN 3 345 652564 SIOUXCY3 345 1 | 635200 RAUN 3 345 762779 G18-043 TAP 345 1 | 0.06376 | Yes
GEN-2024-359 | 01 NORTH | G01 29SP | 635200 RAUN 3 345 635398 REMSEN 3 345 1 | 635369 KOSSUTH 3 345 635425 PALO ALTO 3 345 1 | 0.05098 | Yes
GEN-2024-359 | 01 NORTH | G01 29SP | 631138 LAKEFLD3 345 635368 OBRIEN 3 345 1 | 635369 KOSSUTH 3 345 635425 PALO ALTO 3 345 1 | 0.05376 | Yes
GEN-2024-359 | 01 NORTH | G01 29SP | 635398 REMSEN 3 345 635399 CHEROKEE 3 345 1 | 635369 KOSSUTH 3 345 635425 PALO ALTO 3 345 1 | 0.05098 | Yes
GEN-2024-359 | 01 NORTH | G01 29SP | 635399 CHEROKEE 3 345 635400 HIGHLAND 3 345 1 | 635369 KOSSUTH 3 345 635425 PALO ALTO 3 345 1 | 0.05098 | Yes
GEN-2024-359 | 01 NORTH | G01 29SP | 631193 HUNTLEY3 345 631197 LEDYARD3 345 1 | 635369 KOSSUTH 3 345 635425 PALO ALTO 3 345 1 | 0.06147 | Yes
GEN-2024-359 | 01 NORTH | G01 29SP | 631138 LAKEFLD3 345 635368 OBRIEN 3 345 1 | 635419 TRUMBULL LK3 345 635425 PALO ALTO 3 345 1 | 0.05376 | Yes
GEN-2024-359 | 01 NORTH | G01 29SP | 631193 HUNTLEY3 345 631197 LEDYARD3 345 1 | 635419 TRUMBULL LK3 345 635425 PALO ALTO 3 345 1 | 0.06147 | Yes
GEN-2024-359 | 01 NORTH | G01 29SP | 635200 RAUN 3 345 635398 REMSEN 3 345 1 | 635999 IRVINGTON3 345 636000 WEBSTER3 345 1 | 0.05756 | Yes
GEN-2024-359 | 01 NORTH | G01 29SP | 635398 REMSEN 3 345 635399 CHEROKEE 3 345 1 | 635999 IRVINGTON3 345 636000 WEBSTER3 345 1 | 0.05756 | Yes
GEN-2024-359 | 01 NORTH | G01 29SP | 635399 CHEROKEE 3 345 635400 HIGHLAND 3 345 1 | 635999 IRVINGTON3 345 636000 WEBSTER3 345 1 | 0.05756 | Yes
GEN-2024-359 | 01 NORTH | G01 29SP | 635200 RAUN 3 345 652564 SIOUXCY3 345 1 | 636010 LEHIGH 3 345 636017 LEHIGH GARX3 345 Z | 0.07334 | Yes
GEN-2024-359 | 01 NORTH | G01 29SP | 635600 GRIMES 3 345 636003 BEAVER CRK 3 345 1 | 636197 N FRANKLIN 3 345 636198 BLCKHWKRX 3 345 1 | 0.05022 | Yes
GEN-2024-359 | 01 NORTH | G01 29SP | 636003 BEAVER CRK 3 345 636010 LEHIGH 3 345 1 | 636197 N FRANKLIN 3 345 636198 BLCKHWKRX 3 345 1 | 0.05022 | Yes
GEN-2024-359 | 01 NORTH | G01 29SP | 635600 GRIMES 3 345 636003 BEAVER CRK 3 345 1 | 636198 BLCKHWKRX 3 345 636199 BLACKHAWK 3 345 Z | 0.05022 | Yes
GEN-2024-359 | 01 NORTH | G01 29SP | 636003 BEAVER CRK 3 345 636010 LEHIGH 3 345 1 | 636198 BLCKHWKRX 3 345 636199 BLACKHAWK 3 345 Z | 0.05022 | Yes
GEN-2024-359 | 01 NORTH | G01 29SP | 635200 RAUN 3 345 645552 S3452 REACT3 345 1 | 645451 S3451 3 345 645551 S3451-RAUN 3 345 Z1 | 0.08356 | Yes
GEN-2024-359 | 01 NORTH | G01 29SP | 635200 RAUN 3 345 652564 SIOUXCY3 345 1 | 645451 S3451 3 345 645551 S3451-RAUN 3 345 Z1 | 0.06376 | Yes
GEN-2024-359 | 01 NORTH | G01 29SP | 635200 RAUN 3 345 762779 G18-043 TAP 345 1 | 645452 S3452 3 345 645552 S3452 REACT3 345 Z1 | 0.08302 | Yes
GEN-2024-359 | 01 NORTH | G01 29SP | 635200 RAUN 3 345 645552 S3452 REACT3 345 1 | 645551 S3451-RAUN 3 345 762779 G18-043 TAP 345 1 | 0.08356 | Yes
GEN-2024-359 | 01 NORTH | G01 29SP | 635200 RAUN 3 345 652564 SIOUXCY3 345 1 | 645551 S3451-RAUN 3 345 762779 G18-043 TAP 345 1 | 0.06376 | Yes
GEN-2024-359 | 01 NORTH | G01 29SP | 652296 WARD 4 230 661053 MANDAN 4 230 1 | 652426 BISMARK4 230 652456 WASHBRN4 230 1 | 0.05154 | Yes
GEN-2024-359 | 01 NORTH | G01 29SP | 661016 COYOTE 3 345 995810 661:COYOTE T 115 1 | 652442 GARRISN7 115 659543 PICKCITY-RR7 115 1 | 0.05321 | Yes
GEN-2024-359 | 01 NORTH | G01 29SP | 661018 COYOTE 7 115 995810 661:COYOTE T 115 1 | 652442 GARRISN7 115 659543 PICKCITY-RR7 115 1 | 0.05321 | Yes
GEN-2024-359 | 01 NORTH | G01 29SP | 652296 WARD 4 230 661053 MANDAN 4 230 1 | 652456 WASHBRN4 230 659106 LELAND_O-BE4 230 1 | 0.05154 | Yes
GEN-2024-359 | 01 NORTH | G01 29SP | 657756 SQBUTTE4 230 995910 620:CENTER # 230 2 | 657791 CENTER 3 345 3WXFMR 620:CENTER #1 345/ 1 | 0.05986 | Yes
GEN-2024-359 | 01 NORTH | G01 29SP | 657791 CENTER 3 345 995910 620:CENTER # 230 2 | 657791 CENTER 3 345 3WXFMR 620:CENTER #1 345/ 1 | 0.05986 | Yes
GEN-2024-359 | 01 NORTH | G01 29SP | 620480 DEUEL CO 3 345 620483 ASTORIA 3 345 1 | 658047 ALEXMRES3 345 658049 ALXLNRCTRT 345 Z1 | 0.07347 | Yes
GEN-2024-359 | 01 NORTH | G01 29SP | 661016 COYOTE 3 345 995810 661:COYOTE T 115 1 | 659300 STANTN.T-BE7 115 659543 PICKCITY-RR7 115 1 | 0.05321 | Yes
GEN-2024-359 | 01 NORTH | G01 29SP | 661018 COYOTE 7 115 995810 661:COYOTE T 115 1 | 659300 STANTN.T-BE7 115 659543 PICKCITY-RR7 115 1 | 0.05321 | Yes
GEN-2024-359 | 01 NORTH | G01 29SP | 620369 JAMESTN3 345 657791 CENTER 3 345 1 | 659422 LO.LS-GR-BE3 345 659423 GR.LS-LO-BE3 345 1 | 0.09221 | Yes
GEN-2024-359 | 01 NORTH | G01 29SP | 657741 ROUGHRIDER 4 230 657751 CENTER 4 230 1 | 661016 COYOTE 3 345 3WXFMR 661:COYOTE TR1 1 | 0.05856 | Yes
GEN-2024-359 | 01 NORTH | G01 29SP | 657741 ROUGHRIDER 4 230 661053 MANDAN 4 230 1 | 661016 COYOTE 3 345 3WXFMR 661:COYOTE TR1 1 | 0.05856 | Yes
GEN-2024-359 | 01 NORTH | G01 29SP | 620369 JAMESTN3 345 657791 CENTER 3 345 1 | 67020 MPC03839POI 345 657946 PRAIRIE3 345 1 | 0.09073 | Yes
GEN-2024-359 | 01 NORTH | G01 29SP | 620358 BUFFALO3 345 620369 JAMESTN3 345 1 | 67020 MPC03839POI 345 657946 PRAIRIE3 345 1 | 0.06727 | Yes
GEN-2024-359 | 01 NORTH | G01 29SP | 601067 BISON 3 345 620358 BUFFALO3 345 1 | 67020 MPC03839POI 345 657946 PRAIRIE3 345 1 | 0.0659 | Yes
GEN-2024-359 | 01 NORTH | G01 29SP | 620369 JAMESTN3 345 657791 CENTER 3 345 1 | 67020 MPC03839POI 345 657951 CNTSHNT3 345 1 | 0.09073 | Yes
GEN-2024-359 | 01 NORTH | G01 29SP | 620358 BUFFALO3 345 620369 JAMESTN3 345 1 | 67020 MPC03839POI 345 657951 CNTSHNT3 345 1 | 0.06727 | Yes
GEN-2024-359 | 01 NORTH | G01 29SP | 601067 BISON 3 345 620358 BUFFALO3 345 1 | 67020 MPC03839POI 345 657951 CNTSHNT3 345 1 | 0.0659 | Yes
GEN-2024-359 | 01 NORTH | G01 29SP | 620369 JAMESTN3 345 657791 CENTER 3 345 1 | Base Case | 0.081 | Yes
GEN-2024-359 | 01 NORTH | G01 29SP | 620358 BUFFALO3 345 620369 JAMESTN3 345 1 | Base Case | 0.05983 | Yes
GEN-2024-359 | 01 NORTH | G01 29SP | 601067 BISON 3 345 620358 BUFFALO3 345 1 | Base Case | 0.05907 | Yes
GEN-2024-359 | 01 NORTH | G01 29SP | 635200 RAUN 3 345 762779 G18-043 TAP 345 1 | Base Case | 0.05854 | Yes
GEN-2024-359 | 01 NORTH | G01 29SP | 601006 SPLT RK3 345 652536 WHITE-SRX3 345 1 | Base Case | 0.06141 | Yes
GEN-2024-359 | 01 NORTH | G01 29SP | 601031 BRKNGCO3 345 620483 ASTORIA 3 345 1 | Base Case | 0.06509 | Yes
GEN-2024-359 | 01 NORTH | G01 29SP | 601001 FORBES 2 500 601017 CHIS-N 2 500 1 | Base Case | 0.0591 | Yes
GEN-2024-359 | 01 NORTH | G01 29SP | 601016 CHIS CO2 500 601017 CHIS-N 2 500 1 | Base Case | 0.0591 | Yes
GEN-2024-359 | 01 NORTH | G01 29SP | 601006 SPLT RK3 345 652864 SIOUXCY-LNX3 345 1 | Base Case | 0.06182 | Yes
GEN-2024-359 | 01 NORTH | G01 29SP | 635200 RAUN 3 345 645552 S3452 REACT3 345 1 | Base Case | 0.05964 | Yes
GEN-2024-359 | 01 NORTH | G01 29SP | 620480 DEUEL CO 3 345 620483 ASTORIA 3 345 1 | Base Case | 0.06425 | Yes
GEN-2024-359 | 01 NORTH | G01 29SP | 601048 LYON CO 3 345 631138 LAKEFLD3 345 1 | Base Case | 0.05659 | Yes
GEN-2024-359 | 01 NORTH | G01 29SP | 635200 RAUN 3 345 652564 SIOUXCY3 345 1 | Base Case | 0.07244 | Yes
GEN-2024-359 | 01 NORTH | G01 29SP | 620417 BSSOUTH3 345 620480 DEUEL CO 3 345 1 | Base Case | 0.06425 | Yes
GEN-2024-359 | 01 NORTH | G01 29SP | 652468 HEBRON 4 230 661053 MANDAN 4 230 1 | Base Case | 0.11925 | Yes
GEN-2024-359 | 01 NORTH | G01 29SP | 636000 WEBSTER3 345 636010 LEHIGH 3 345 1 | Base Case | 0.05213 | Yes
GEN-2024-359 | 01 NORTH | G01 29SP | 631193 HUNTLEY3 345 631197 LEDYARD3 345 1 | Base Case | 0.058 | Yes
GEN-2024-359 | 01 NORTH | G01 29SP | 631138 LAKEFLD3 345 635368 OBRIEN 3 345 1 | Base Case | 0.05794 | Yes
GEN-2024-359 | 01 NORTH | G01 29SP | 635200 RAUN 3 345 762779 G18-043 TAP 345 1 | GEN645011 1 | 0.05854 | Yes
GEN-2024-359 | 01 NORTH | G01 29SP | 635200 RAUN 3 345 762779 G18-043 TAP 345 1 | GEN645011 1_Dup1 | 0.05854 | Yes
GEN-2024-359 | 01 NORTH | G01 29SP | 635200 RAUN 3 345 762779 G18-043 TAP 345 1 | GEN645012 2 | 0.05854 | Yes
GEN-2024-359 | 01 NORTH | G01 29SP | 601006 SPLT RK3 345 652864 SIOUXCY-LNX3 345 1 | GEN645012 2 | 0.06182 | Yes
GEN-2024-359 | 01 NORTH | G01 29SP | 635200 RAUN 3 345 645552 S3452 REACT3 345 1 | GEN645012 2 | 0.05964 | Yes
GEN-2024-359 | 01 NORTH | G01 29SP | 635200 RAUN 3 345 762779 G18-043 TAP 345 1 | GEN645012 2_Dup1 | 0.05854 | Yes
GEN-2024-359 | 01 NORTH | G01 29SP | 601006 SPLT RK3 345 652864 SIOUXCY-LNX3 345 1 | GEN645012 2_Dup1 | 0.06182 | Yes
GEN-2024-359 | 01 NORTH | G01 29SP | 635200 RAUN 3 345 645552 S3452 REACT3 345 1 | GEN645012 2_Dup1 | 0.05964 | Yes
GEN-2024-359 | 01 NORTH | G01 29SP | 652468 HEBRON 4 230 661053 MANDAN 4 230 1 | GEN659118 1 | 0.11925 | Yes
GEN-2024-359 | 01 NORTH | G01 29SP | 652468 HEBRON 4 230 661053 MANDAN 4 230 1 | GEN659118 1_Dup1 | 0.11925 | Yes
GEN-2024-359 | 01 NORTH | G01 29SP | 652468 HEBRON 4 230 661053 MANDAN 4 230 1 | GEN659403 1 | 0.11925 | Yes
GEN-2024-359 | 01 NORTH | G01 29SP | 652468 HEBRON 4 230 661053 MANDAN 4 230 1 | GEN659403 1_Dup1 | 0.11925 | Yes
GEN-2024-017 | 02 NEBRASKA | G00ALL 29SP | 631193 HUNTLEY3 345 631197 LEDYARD3 345 1 | P11:20:XEL:PR_ISLD:31G | 0.05129 | Yes
GEN-2024-017 | 02 NEBRASKA | G00ALL 29SP | 631193 HUNTLEY3 345 631197 LEDYARD3 345 1 | P11:20:XEL:PR_ISLD:32G | 0.05129 | Yes
GEN-2024-017 | 02 NEBRASKA | G00ALL 29SP | 631193 HUNTLEY3 345 631197 LEDYARD3 345 1 | P11:24:XEL:SHERCO31G:1 | 0.05129 | Yes
GEN-2024-017 | 02 NEBRASKA | G00ALL 29SP | 635200 RAUN 3 345 645552 S3452 REACT3 345 1 | P11:24:XEL:SHERCO31G:1 | 0.08977 | Yes
GEN-2024-017 | 02 NEBRASKA | G00ALL 29SP | 631193 HUNTLEY3 345 631197 LEDYARD3 345 1 | P11:24:XEL:SHERCO32G:2 | 0.05129 | Yes
GEN-2024-017 | 02 NEBRASKA | G00ALL 29SP | 601006 SPLT RK3 345 652864 SIOUXCY-LNX3 345 1 | P11:26:XEL:SHERCO33G:3 | 0.06013 | Yes
GEN-2024-017 | 02 NEBRASKA | G00ALL 29SP | 631138 LAKEFLD3 345 635368 OBRIEN 3 345 1 | P11:26:XEL:SHERCO33G:3 | 0.05606 | Yes
GEN-2024-017 | 02 NEBRASKA | G00ALL 29SP | 635200 RAUN 3 345 762779 G18-043 TAP 345 1 | P11:26:XEL:SHERCO33G:3 | 0.08735 | Yes
GEN-2024-017 | 02 NEBRASKA | G00ALL 29SP | 631193 HUNTLEY3 345 631197 LEDYARD3 345 1 | P11:26:XEL:SHERCO33G:3 | 0.05129 | Yes
GEN-2024-017 | 02 NEBRASKA | G00ALL 29SP | 635200 RAUN 3 345 645552 S3452 REACT3 345 1 | P11:26:XEL:SHERCO33G:3 | 0.08977 | Yes
GEN-2024-017 | 02 NEBRASKA | G00ALL 29SP | 635018 NORTHBORO 3 345 635570 ORIENT 3 345 1 | P11:345:MEC:GDMEC:3:ST | 0.05294 | Yes
GEN-2024-017 | 02 NEBRASKA | G00ALL 29SP | 635017 ATCHISON 3 345 640139 COOPER 3 345 1 | P11:345:MEC:GDMEC:3:ST | 0.05294 | Yes
GEN-2024-017 | 02 NEBRASKA | G00ALL 29SP | 635017 ATCHISON 3 345 635018 NORTHBORO 3 345 1 | P11:345:MEC:GDMEC:3:ST | 0.05294 | Yes
GEN-2024-017 | 02 NEBRASKA | G00ALL 29SP | 635000 CBLUFFS3 345 645456 S3456 3 345 1 | P11:345:MEC:GDMEC:3:ST | 0.06371 | Yes
GEN-2024-017 | 02 NEBRASKA | G00ALL 29SP | 635600 GRIMES 3 345 636003 BEAVER CRK 3 345 1 | P11:345:MEC:GDMEC:3:ST | 0.0517 | Yes
GEN-2024-017 | 02 NEBRASKA | G00ALL 29SP | 635200 RAUN 3 345 762779 G18-043 TAP 345 1 | P11:345:MEC:NEAL:3 | 0.08735 | Yes
GEN-2024-017 | 02 NEBRASKA | G00ALL 29SP | 635200 RAUN 3 345 645552 S3452 REACT3 345 1 | P11:345:MEC:NEAL:3 | 0.08977 | Yes
GEN-2024-017 | 02 NEBRASKA | G00ALL 29SP | 635200 RAUN 3 345 762779 G18-043 TAP 345 1 | P11:345:MEC:NEAL:4 | 0.08735 | Yes
GEN-2024-017 | 02 NEBRASKA | G00ALL 29SP | 635200 RAUN 3 345 645552 S3452 REACT3 345 1 | P11:345:MEC:NEAL:4 | 0.08977 | Yes
GEN-2024-017 | 02 NEBRASKA | G00ALL 29SP | 635000 CBLUFFS3 345 645456 S3456 3 345 1 | P11:345:MEC:WSEC:3 | 0.06371 | Yes
GEN-2024-017 | 02 NEBRASKA | G00ALL 29SP | 635000 CBLUFFS3 345 645456 S3456 3 345 1 | P11:345:MEC:WSEC:4 | 0.06371 | Yes
GEN-2024-017 | 02 NEBRASKA | G00ALL 29SP | 602004 SPLT RK4 230 652523 SIOUXFL4 230 1 | P12:230.0:UMZ:# N-1 #:: LINE PAHOJA__-BE4-EAGLE___-NI4-1 :HV: | 0.0561 | Yes
GEN-2024-017 | 02 NEBRASKA | G00ALL 29SP | 603016 SPLT RK7 115 996521 SPLT RK4 115 7 | P12:230.0:UMZ:# N-1 #:: LINE PAHOJA__-BE4-EAGLE___-NI4-1 :HV: | 0.0561 | Yes
GEN-2024-017 | 02 NEBRASKA | G00ALL 29SP | 602004 SPLT RK4 230 996521 SPLT RK4 115 7 | P12:230.0:UMZ:# N-1 #:: LINE PAHOJA__-BE4-EAGLE___-NI4-1 :HV: | 0.0561 | Yes
GEN-2024-017 | 02 NEBRASKA | G00ALL 29SP | 601006 SPLT RK3 345 652864 SIOUXCY-LNX3 345 1 | P12:230.0:UMZ:# N-1 #:: LINE SIOUXCY2-EAGLE___-NI4-1 :HV: | 0.06778 | Yes
GEN-2024-017 | 02 NEBRASKA | G00ALL 29SP | 602004 SPLT RK4 230 652523 SIOUXFL4 230 1 | P12:230.0:UMZ:# N-1 #:: LINE SIOUXFL4-PAHOJA__-BE4-1 :HV: | 0.0561 | Yes
GEN-2024-017 | 02 NEBRASKA | G00ALL 29SP | 603016 SPLT RK7 115 996521 SPLT RK4 115 7 | P12:230.0:UMZ:# N-1 #:: LINE SIOUXFL4-PAHOJA__-BE4-1 :HV: | 0.0561 | Yes
GEN-2024-017 | 02 NEBRASKA | G00ALL 29SP | 602004 SPLT RK4 230 996521 SPLT RK4 115 7 | P12:230.0:UMZ:# N-1 #:: LINE SIOUXFL4-PAHOJA__-BE4-1 :HV: | 0.0561 | Yes
GEN-2024-017 | 02 NEBRASKA | G00ALL 29SP | 635368 OBRIEN 3 345 635400 HIGHLAND 3 345 1 | P12:345.0:UMZ:# N-1 #:: LINE RAUN 3-SIOUXCY3-1 :EHV: | 0.07 | Yes
GEN-2024-017 | 02 NEBRASKA | G00ALL 29SP | 631138 LAKEFLD3 345 635368 OBRIEN 3 345 1 | P12:345.0:UMZ:# N-1 #:: LINE RAUN 3-SIOUXCY3-1 :EHV: | 0.07082 | Yes
GEN-2024-017 | 02 NEBRASKA | G00ALL 29SP | 635399 CHEROKEE 3 345 635400 HIGHLAND 3 345 1 | P12:345.0:UMZ:# N-1 #:: LINE RAUN 3-SIOUXCY3-1 :EHV: | 0.07 | Yes
GEN-2024-017 | 02 NEBRASKA | G00ALL 29SP | 635223 PLYMOUTH 5 161 652566 SIOUXCY5 161 1 | P12:345.0:UMZ:# N-1 #:: LINE RAUN 3-SIOUXCY3-1 :EHV: | 0.07556 | Yes
GEN-2024-017 | 02 NEBRASKA | G00ALL 29SP | 635200 RAUN 3 345 635398 REMSEN 3 345 1 | P12:345.0:UMZ:# N-1 #:: LINE RAUN 3-SIOUXCY3-1 :EHV: | 0.07 | Yes
GEN-2024-017 | 02 NEBRASKA | G00ALL 29SP | 635398 REMSEN 3 345 635399 CHEROKEE 3 345 1 | P12:345.0:UMZ:# N-1 #:: LINE RAUN 3-SIOUXCY3-1 :EHV: | 0.07 | Yes
GEN-2024-017 | 02 NEBRASKA | G00ALL 29SP | 635368 OBRIEN 3 345 635400 HIGHLAND 3 345 1 | P12:345.0:UMZ:# N-1 #:: LINE SIOUXCY3-SIOUXCY-LNX3-Z :EHV: | 0.06238 | Yes
GEN-2024-017 | 02 NEBRASKA | G00ALL 29SP | 631138 LAKEFLD3 345 635368 OBRIEN 3 345 1 | P12:345.0:UMZ:# N-1 #:: LINE SIOUXCY3-SIOUXCY-LNX3-Z :EHV: | 0.0696 | Yes
GEN-2024-017 | 02 NEBRASKA | G00ALL 29SP | 635399 CHEROKEE 3 345 635400 HIGHLAND 3 345 1 | P12:345.0:UMZ:# N-1 #:: LINE SIOUXCY3-SIOUXCY-LNX3-Z :EHV: | 0.06238 | Yes
GEN-2024-017 | 02 NEBRASKA | G00ALL 29SP | 635200 RAUN 3 345 635398 REMSEN 3 345 1 | P12:345.0:UMZ:# N-1 #:: LINE SIOUXCY3-SIOUXCY-LNX3-Z :EHV: | 0.06238 | Yes
GEN-2024-017 | 02 NEBRASKA | G00ALL 29SP | 635398 REMSEN 3 345 635399 CHEROKEE 3 345 1 | P12:345.0:UMZ:# N-1 #:: LINE SIOUXCY3-SIOUXCY-LNX3-Z :EHV: | 0.06238 | Yes
GEN-2024-017 | 02 NEBRASKA | G00ALL 29SP | 635368 OBRIEN 3 345 635400 HIGHLAND 3 345 1 | P12:345.0:UMZ:# N-1 #:: LINE SPLT RK3-SIOUXCY-LNX3-1 :EHV: | 0.06238 | Yes
GEN-2024-017 | 02 NEBRASKA | G00ALL 29SP | 631138 LAKEFLD3 345 635368 OBRIEN 3 345 1 | P12:345.0:UMZ:# N-1 #:: LINE SPLT RK3-SIOUXCY-LNX3-1 :EHV: | 0.0696 | Yes
GEN-2024-017 | 02 NEBRASKA | G00ALL 29SP | 635399 CHEROKEE 3 345 635400 HIGHLAND 3 345 1 | P12:345.0:UMZ:# N-1 #:: LINE SPLT RK3-SIOUXCY-LNX3-1 :EHV: | 0.06238 | Yes
GEN-2024-017 | 02 NEBRASKA | G00ALL 29SP | 635200 RAUN 3 345 635398 REMSEN 3 345 1 | P12:345.0:UMZ:# N-1 #:: LINE SPLT RK3-SIOUXCY-LNX3-1 :EHV: | 0.06238 | Yes
GEN-2024-017 | 02 NEBRASKA | G00ALL 29SP | 635398 REMSEN 3 345 635399 CHEROKEE 3 345 1 | P12:345.0:UMZ:# N-1 #:: LINE SPLT RK3-SIOUXCY-LNX3-1 :EHV: | 0.06238 | Yes
GEN-2024-017 | 02 NEBRASKA | G00ALL 29SP | 631138 LAKEFLD3 345 635368 OBRIEN 3 345 1 | P12:345:ITCM-MEC:LEDYARD:KOSSUTH:1 | 0.06765 | Yes
GEN-2024-017 | 02 NEBRASKA | G00ALL 29SP | 635568 S HILLS 3 345 635630 BOONEVILLE 3 345 1 | P12:345:MEC:ARBOR HILL:FALLOW AVE:1 | 0.05053 | Yes
GEN-2024-017 | 02 NEBRASKA | G00ALL 29SP | 635018 NORTHBORO 3 345 635570 ORIENT 3 345 1 | P12:345:MEC:ARBOR HILL:FALLOW AVE:1 | 0.05796 | Yes
GEN-2024-017 | 02 NEBRASKA | G00ALL 29SP | 635017 ATCHISON 3 345 640139 COOPER 3 345 1 | P12:345:MEC:ARBOR HILL:FALLOW AVE:1 | 0.05796 | Yes
GEN-2024-017 | 02 NEBRASKA | G00ALL 29SP | 635017 ATCHISON 3 345 635018 NORTHBORO 3 345 1 | P12:345:MEC:ARBOR HILL:FALLOW AVE:1 | 0.05796 | Yes
GEN-2024-017 | 02 NEBRASKA | G00ALL 29SP | 635568 S HILLS 3 345 635570 ORIENT 3 345 1 | P12:345:MEC:ARBOR HILL:FALLOW AVE:1 | 0.05053 | Yes
GEN-2024-017 | 02 NEBRASKA | G00ALL 29SP | 635200 RAUN 3 345 762779 G18-043 TAP 345 1 | P12:345:MEC:ARBOR HILL:FALLOW AVE:1 | 0.09073 | Yes
GEN-2024-017 | 02 NEBRASKA | G00ALL 29SP | 635622 RCCN TRL 3 345 635630 BOONEVILLE 3 345 1 | P12:345:MEC:ARBOR HILL:FALLOW AVE:1 | 0.05452 | Yes
GEN-2024-017 | 02 NEBRASKA | G00ALL 29SP | 635200 RAUN 3 345 645552 S3452 REACT3 345 1 | P12:345:MEC:ARBOR HILL:FALLOW AVE:1 | 0.09322 | Yes
GEN-2024-017 | 02 NEBRASKA | G00ALL 29SP | 635200 RAUN 3 345 652564 SIOUXCY3 345 1 | P12:345:MEC:CHEROKEE:HIGHLAND:1 | 0.14019 | Yes
GEN-2024-017 | 02 NEBRASKA | G00ALL 29SP | 601006 SPLT RK3 345 652864 SIOUXCY-LNX3 345 1 | P12:345:MEC:CHEROKEE:HIGHLAND:1 | 0.06966 | Yes
GEN-2024-017 | 02 NEBRASKA | G00ALL 29SP | 636000 WEBSTER3 345 636010 LEHIGH 3 345 1 | P12:345:MEC:CHEROKEE:HIGHLAND:1 | 0.07 | Yes
GEN-2024-017 | 02 NEBRASKA | G00ALL 29SP | 635368 OBRIEN 3 345 635400 HIGHLAND 3 345 1 | P12:345:MEC:GARD AVE:LEHIGH:1REACTOR:EHV: | 0.05106 | Yes
GEN-2024-017 | 02 NEBRASKA | G00ALL 29SP | 635399 CHEROKEE 3 345 635400 HIGHLAND 3 345 1 | P12:345:MEC:GARD AVE:LEHIGH:1REACTOR:EHV: | 0.05106 | Yes
GEN-2024-017 | 02 NEBRASKA | G00ALL 29SP | 635200 RAUN 3 345 635398 REMSEN 3 345 1 | P12:345:MEC:GARD AVE:LEHIGH:1REACTOR:EHV: | 0.05106 | Yes
GEN-2024-017 | 02 NEBRASKA | G00ALL 29SP | 635398 REMSEN 3 345 635399 CHEROKEE 3 345 1 | P12:345:MEC:GARD AVE:LEHIGH:1REACTOR:EHV: | 0.05106 | Yes
GEN-2024-017 | 02 NEBRASKA | G00ALL 29SP | 635600 GRIMES 3 345 635622 RCCN TRL 3 345 2 | P12:345:MEC:GRIMES:RCCN TRL:1 | 0.06477 | Yes
GEN-2024-017 | 02 NEBRASKA | G00ALL 29SP | 635600 GRIMES 3 345 635622 RCCN TRL 3 345 1 | P12:345:MEC:GRIMES:RCCN TRL:2 | 0.06474 | Yes
GEN-2024-017 | 02 NEBRASKA | G00ALL 29SP | 635622 RCCN TRL 3 345 635630 BOONEVILLE 3 345 1 | P12:345:MEC:MADISON:NORWALK:1 | 0.05453 | Yes
GEN-2024-017 | 02 NEBRASKA | G00ALL 29SP | 635000 CBLUFFS3 345 645456 S3456 3 345 1 | P12:345:MEC:NORTHBORO:ATCHISON:1REACTOR:EHV: | 0.08727 | Yes
GEN-2024-017 | 02 NEBRASKA | G00ALL 29SP | 635200 RAUN 3 345 652564 SIOUXCY3 345 1 | P12:345:MEC:OBRIEN:HIGHLAND:1REACTOR:EHV: | 0.14019 | Yes
GEN-2024-017 | 02 NEBRASKA | G00ALL 29SP | 601006 SPLT RK3 345 652864 SIOUXCY-LNX3 345 1 | P12:345:MEC:OBRIEN:HIGHLAND:1REACTOR:EHV: | 0.06966 | Yes
GEN-2024-017 | 02 NEBRASKA | G00ALL 29SP | 636000 WEBSTER3 345 636010 LEHIGH 3 345 1 | P12:345:MEC:OBRIEN:HIGHLAND:1REACTOR:EHV: | 0.07 | Yes
GEN-2024-017 | 02 NEBRASKA | G00ALL 29SP | 635568 S HILLS 3 345 635630 BOONEVILLE 3 345 1 | P12:345:MEC:ORIENT:MADISON:1 | 0.06516 | Yes
GEN-2024-017 | 02 NEBRASKA | G00ALL 29SP | 635568 S HILLS 3 345 635570 ORIENT 3 345 1 | P12:345:MEC:ORIENT:MADISON:1 | 0.06516 | Yes
GEN-2024-017 | 02 NEBRASKA | G00ALL 29SP | 635000 CBLUFFS3 345 645456 S3456 3 345 1 | P12:345:MEC:ORIENT:NORTHBORO:1 | 0.08727 | Yes
GEN-2024-017 | 02 NEBRASKA | G00ALL 29SP | 635568 S HILLS 3 345 635630 BOONEVILLE 3 345 1 | P12:345:MEC:OVERLAND:FALLOW AVE:1 | 0.05053 | Yes
GEN-2024-017 | 02 NEBRASKA | G00ALL 29SP | 635568 S HILLS 3 345 635570 ORIENT 3 345 1 | P12:345:MEC:OVERLAND:FALLOW AVE:1 | 0.05053 | Yes
GEN-2024-017 | 02 NEBRASKA | G00ALL 29SP | 635622 RCCN TRL 3 345 635630 BOONEVILLE 3 345 1 | P12:345:MEC:OVERLAND:FALLOW AVE:1 | 0.05452 | Yes
GEN-2024-017 | 02 NEBRASKA | G00ALL 29SP | 631138 LAKEFLD3 345 635368 OBRIEN 3 345 1 | P12:345:MEC:PALO ALTO:KOSSUTH:1REACTOR:EHV: | 0.05194 | Yes
GEN-2024-017 | 02 NEBRASKA | G00ALL 29SP | 636000 WEBSTER3 345 636010 LEHIGH 3 345 1 | P12:345:MEC:PALO ALTO:KOSSUTH:1REACTOR:EHV: | 0.05535 | Yes
GEN-2024-017 | 02 NEBRASKA | G00ALL 29SP | 635018 NORTHBORO 3 345 635570 ORIENT 3 345 1 | P12:345:MEC:PONY CRK:ROLL HILLS:1 | 0.06092 | Yes
GEN-2024-017 | 02 NEBRASKA | G00ALL 29SP | 635017 ATCHISON 3 345 640139 COOPER 3 345 1 | P12:345:MEC:PONY CRK:ROLL HILLS:1 | 0.06092 | Yes
GEN-2024-017 | 02 NEBRASKA | G00ALL 29SP | 635017 ATCHISON 3 345 635018 NORTHBORO 3 345 1 | P12:345:MEC:PONY CRK:ROLL HILLS:1 | 0.06092 | Yes
GEN-2024-017 | 02 NEBRASKA | G00ALL 29SP | 635018 NORTHBORO 3 345 635570 ORIENT 3 345 1 | P12:345:MEC:ROLL HILLS:ORIENT:1 | 0.06092 | Yes
GEN-2024-017 | 02 NEBRASKA | G00ALL 29SP | 635017 ATCHISON 3 345 640139 COOPER 3 345 1 | P12:345:MEC:ROLL HILLS:ORIENT:1 | 0.06092 | Yes
GEN-2024-017 | 02 NEBRASKA | G00ALL 29SP | 635017 ATCHISON 3 345 635018 NORTHBORO 3 345 1 | P12:345:MEC:ROLL HILLS:ORIENT:1 | 0.06092 | Yes
GEN-2024-017 | 02 NEBRASKA | G00ALL 29SP | 635570 ORIENT 3 345 635635 MADISON3 345 1 | P12:345:MEC:S HILLS:BOONEVILLE:1 | 0.06162 | Yes
GEN-2024-017 | 02 NEBRASKA | G00ALL 29SP | 635570 ORIENT 3 345 635635 MADISON3 345 1 | P12:345:MEC:S HILLS:ORIENT:1 | 0.06162 | Yes
GEN-2024-017 | 02 NEBRASKA | G00ALL 29SP | 635368 OBRIEN 3 345 635400 HIGHLAND 3 345 1 | P12:345:MEC:WEBSTER:LEHIGH:1 | 0.06159 | Yes
GEN-2024-017 | 02 NEBRASKA | G00ALL 29SP | 635399 CHEROKEE 3 345 635400 HIGHLAND 3 345 1 | P12:345:MEC:WEBSTER:LEHIGH:1 | 0.06159 | Yes
GEN-2024-017 | 02 NEBRASKA | G00ALL 29SP | 635200 RAUN 3 345 635398 REMSEN 3 345 1 | P12:345:MEC:WEBSTER:LEHIGH:1 | 0.06159 | Yes
GEN-2024-017 | 02 NEBRASKA | G00ALL 29SP | 635398 REMSEN 3 345 635399 CHEROKEE 3 345 1 | P12:345:MEC:WEBSTER:LEHIGH:1 | 0.06159 | Yes
GEN-2024-017 | 02 NEBRASKA | G00ALL 29SP | 635200 RAUN 3 345 652564 SIOUXCY3 345 1 | P12:345:MEC-ITCM:OBRIEN:LAKEFIELD:1REACTOR:EHV: | 0.13443 | Yes
GEN-2024-017 | 02 NEBRASKA | G00ALL 29SP | 601006 SPLT RK3 345 652864 SIOUXCY-LNX3 345 1 | P12:345:MEC-ITCM:OBRIEN:LAKEFIELD:1REACTOR:EHV: | 0.0692 | Yes
GEN-2024-017 | 02 NEBRASKA | G00ALL 29SP | 631193 HUNTLEY3 345 631197 LEDYARD3 345 1 | P12:345:MEC-ITCM:OBRIEN:LAKEFIELD:1REACTOR:EHV: | 0.07366 | Yes
GEN-2024-017 | 02 NEBRASKA | G00ALL 29SP | 631197 LEDYARD3 345 635369 KOSSUTH 3 345 1 | P12:345:MEC-ITCM:OBRIEN:LAKEFIELD:1REACTOR:EHV: | 0.05576 | Yes
GEN-2024-017 | 02 NEBRASKA | G00ALL 29SP | 635000 CBLUFFS3 345 645456 S3456 3 345 1 | P12:345:MEC-NPPD:ATCHISON:COOPER:1 | 0.08727 | Yes
GEN-2024-017 | 02 NEBRASKA | G00ALL 29SP | 635368 OBRIEN 3 345 635400 HIGHLAND 3 345 1 | P12:345:MEC-WAPA:RAUN:SIOUXCY:1 | 0.07 | Yes
GEN-2024-017 | 02 NEBRASKA | G00ALL 29SP | 631138 LAKEFLD3 345 635368 OBRIEN 3 345 1 | P12:345:MEC-WAPA:RAUN:SIOUXCY:1 | 0.07082 | Yes
GEN-2024-017 | 02 NEBRASKA | G00ALL 29SP | 635399 CHEROKEE 3 345 635400 HIGHLAND 3 345 1 | P12:345:MEC-WAPA:RAUN:SIOUXCY:1 | 0.07 | Yes
GEN-2024-017 | 02 NEBRASKA | G00ALL 29SP | 635223 PLYMOUTH 5 161 652566 SIOUXCY5 161 1 | P12:345:MEC-WAPA:RAUN:SIOUXCY:1 | 0.07556 | Yes
GEN-2024-017 | 02 NEBRASKA | G00ALL 29SP | 635200 RAUN 3 345 635398 REMSEN 3 345 1 | P12:345:MEC-WAPA:RAUN:SIOUXCY:1 | 0.07 | Yes
GEN-2024-017 | 02 NEBRASKA | G00ALL 29SP | 635398 REMSEN 3 345 635399 CHEROKEE 3 345 1 | P12:345:MEC-WAPA:RAUN:SIOUXCY:1 | 0.07 | Yes
GEN-2024-017 | 02 NEBRASKA | G00ALL 29SP | 635200 RAUN 3 345 762779 G18-043 TAP 345 1 | P12:345:NPPD:L3521::NW68&HOLDREGE.COLUMBUSEAST.CKT1:: | 0.10337 | Yes
GEN-2024-017 | 02 NEBRASKA | G00ALL 29SP | 635200 RAUN 3 345 645552 S3452 REACT3 345 1 | P12:345:NPPD:L3521::NW68&HOLDREGE.COLUMBUSEAST.CKT1:: | 0.10638 | Yes
GEN-2024-017 | 02 NEBRASKA | G00ALL 29SP | 635000 CBLUFFS3 345 645456 S3456 3 345 1 | P12:345:OPPD:S3456-S3459:::EHV: | 0.07355 | Yes
GEN-2024-017 | 02 NEBRASKA | G00ALL 29SP | 601048 LYON CO 3 345 631138 LAKEFLD3 345 1 | P12:345:XEL:HELENA3:SHEASLK3:1 | 0.05255 | Yes
GEN-2024-017 | 02 NEBRASKA | G00ALL 29SP | 601048 LYON CO 3 345 631138 LAKEFLD3 345 1 | P12:345:XEL:SPS HNA-SSL | 0.05255 | Yes
GEN-2024-017 | 02 NEBRASKA | G00ALL 29SP | 601048 LYON CO 3 345 631138 LAKEFLD3 345 1 | P12:345:XEL:WILMART3:SHEASLK3:1 | 0.05248 | Yes
GEN-2024-017 | 02 NEBRASKA | G00ALL 29SP | 635368 OBRIEN 3 345 635400 HIGHLAND 3 345 1 | P12:345:XEL-WAPA:SPLTRK3:SIOUXCY-LNX3:1 | 0.06238 | Yes
GEN-2024-017 | 02 NEBRASKA | G00ALL 29SP | 631138 LAKEFLD3 345 635368 OBRIEN 3 345 1 | P12:345:XEL-WAPA:SPLTRK3:SIOUXCY-LNX3:1 | 0.0696 | Yes
GEN-2024-017 | 02 NEBRASKA | G00ALL 29SP | 635399 CHEROKEE 3 345 635400 HIGHLAND 3 345 1 | P12:345:XEL-WAPA:SPLTRK3:SIOUXCY-LNX3:1 | 0.06238 | Yes
GEN-2024-017 | 02 NEBRASKA | G00ALL 29SP | 635200 RAUN 3 345 635398 REMSEN 3 345 1 | P12:345:XEL-WAPA:SPLTRK3:SIOUXCY-LNX3:1 | 0.06238 | Yes
GEN-2024-017 | 02 NEBRASKA | G00ALL 29SP | 635398 REMSEN 3 345 635399 CHEROKEE 3 345 1 | P12:345:XEL-WAPA:SPLTRK3:SIOUXCY-LNX3:1 | 0.06238 | Yes
GEN-2024-017 | 02 NEBRASKA | G00ALL 29SP | 635000 CBLUFFS3 345 645456 S3456 3 345 1 | P13:161-345:OPPD:S3456 T4:::HV: | 0.06497 | Yes
GEN-2024-017 | 02 NEBRASKA | G00ALL 29SP | 631193 HUNTLEY3 345 631197 LEDYARD3 345 1 | P13:345:XEL:MNTCE31G:MNTCELO3:1 | 0.05129 | Yes
GEN-2024-017 | 02 NEBRASKA | G00ALL 29SP | 631193 HUNTLEY3 345 631197 LEDYARD3 345 1 | P13:345:XEL:PRIS31G:PRISLD3:1 | 0.05129 | Yes
GEN-2024-017 | 02 NEBRASKA | G00ALL 29SP | 631193 HUNTLEY3 345 631197 LEDYARD3 345 1 | P13:345:XEL:PRIS32G:PRISLD3:2 | 0.05129 | Yes
GEN-2024-017 | 02 NEBRASKA | G00ALL 29SP | 635622 RCCN TRL 3 345 635630 BOONEVILLE 3 345 1 | P13:345-161:MEC:NORWALK:9T1:MULTI | 0.05515 | Yes
GEN-2024-017 | 02 NEBRASKA | G00ALL 29SP | 601006 SPLT RK3 345 652864 SIOUXCY-LNX3 345 1 | P13:345-230.0:UMZ:# N-1 #:: 3WND SIOUXCY3-SIOUXCY2-SIOUXC29-1 652_ SC2 KU1B_:EHV: | 0.0754 | Yes
GEN-2024-017 | 02 NEBRASKA | G00ALL 29SP | 635200 RAUN 3 345 652564 SIOUXCY3 345 1 | P14:345:ITCM-MEC:LAKEFLD-OBRIEN 50MVAR:MN-SS | 0.13443 | Yes
GEN-2024-017 | 02 NEBRASKA | G00ALL 29SP | 601006 SPLT RK3 345 652864 SIOUXCY-LNX3 345 1 | P14:345:ITCM-MEC:LAKEFLD-OBRIEN 50MVAR:MN-SS | 0.0692 | Yes
GEN-2024-017 | 02 NEBRASKA | G00ALL 29SP | 631193 HUNTLEY3 345 631197 LEDYARD3 345 1 | P14:345:ITCM-MEC:LAKEFLD-OBRIEN 50MVAR:MN-SS | 0.07366 | Yes
GEN-2024-017 | 02 NEBRASKA | G00ALL 29SP | 631197 LEDYARD3 345 635369 KOSSUTH 3 345 1 | P14:345:ITCM-MEC:LAKEFLD-OBRIEN 50MVAR:MN-SS | 0.05576 | Yes
GEN-2024-017 | 02 NEBRASKA | G00ALL 29SP | 631138 LAKEFLD3 345 635368 OBRIEN 3 345 1 | P23:345:ITCM:HUNTLEY3 3659:IA-MVP::EHV: | 0.07328 | Yes
GEN-2024-017 | 02 NEBRASKA | G00ALL 29SP | 635200 RAUN 3 345 652564 SIOUXCY3 345 1 | P23:345:ITCM:LAKEFLD 885:MN::EHV: | 0.13479 | Yes
GEN-2024-017 | 02 NEBRASKA | G00ALL 29SP | 601006 SPLT RK3 345 652864 SIOUXCY-LNX3 345 1 | P23:345:ITCM:LAKEFLD 885:MN::EHV: | 0.06963 | Yes
GEN-2024-017 | 02 NEBRASKA | G00ALL 29SP | 631193 HUNTLEY3 345 631197 LEDYARD3 345 1 | P23:345:ITCM:LAKEFLD 885:MN::EHV: | 0.07352 | Yes
GEN-2024-017 | 02 NEBRASKA | G00ALL 29SP | 631197 LEDYARD3 345 635369 KOSSUTH 3 345 1 | P23:345:ITCM:LAKEFLD 885:MN::EHV: | 0.05558 | Yes
GEN-2024-017 | 02 NEBRASKA | G00ALL 29SP | 631138 LAKEFLD3 345 635368 OBRIEN 3 345 1 | P23:345:ITCM:LEDYARD3 5074:IA-MVP::EHV: | 0.07463 | Yes
GEN-2024-017 | 02 NEBRASKA | G00ALL 29SP | 631138 LAKEFLD3 345 635368 OBRIEN 3 345 1 | P23:345:ITCM:LEDYARD3 5075:IA-MVP::EHV: | 0.07463 | Yes
GEN-2024-017 | 02 NEBRASKA | G00ALL 29SP | 631138 LAKEFLD3 345 635368 OBRIEN 3 345 1 | P23:345:ITCM:LEDYARD3 5076:IA-MVP::EHV: | 0.06765 | Yes
GEN-2024-017 | 02 NEBRASKA | G00ALL 29SP | 635568 S HILLS 3 345 635630 BOONEVILLE 3 345 1 | P23:345:MEC:ARBOR HILL:901::EHV: | 0.05053 | Yes
GEN-2024-017 | 02 NEBRASKA | G00ALL 29SP | 635018 NORTHBORO 3 345 635570 ORIENT 3 345 1 | P23:345:MEC:ARBOR HILL:901::EHV: | 0.05796 | Yes
GEN-2024-017 | 02 NEBRASKA | G00ALL 29SP | 635017 ATCHISON 3 345 640139 COOPER 3 345 1 | P23:345:MEC:ARBOR HILL:901::EHV: | 0.05796 | Yes
GEN-2024-017 | 02 NEBRASKA | G00ALL 29SP | 635017 ATCHISON 3 345 635018 NORTHBORO 3 345 1 | P23:345:MEC:ARBOR HILL:901::EHV: | 0.05796 | Yes
GEN-2024-017 | 02 NEBRASKA | G00ALL 29SP | 635568 S HILLS 3 345 635570 ORIENT 3 345 1 | P23:345:MEC:ARBOR HILL:901::EHV: | 0.05053 | Yes
GEN-2024-017 | 02 NEBRASKA | G00ALL 29SP | 635622 RCCN TRL 3 345 635630 BOONEVILLE 3 345 1 | P23:345:MEC:ARBOR HILL:901::EHV: | 0.05452 | Yes
GEN-2024-017 | 02 NEBRASKA | G00ALL 29SP | 635200 RAUN 3 345 645552 S3452 REACT3 345 1 | P23:345:MEC:ARBOR HILL:901::EHV: | 0.09322 | Yes
GEN-2024-017 | 02 NEBRASKA | G00ALL 29SP | 635568 S HILLS 3 345 635630 BOONEVILLE 3 345 1 | P23:345:MEC:ARBOR HILL:902::EHV: | 0.05053 | Yes
GEN-2024-017 | 02 NEBRASKA | G00ALL 29SP | 635018 NORTHBORO 3 345 635570 ORIENT 3 345 1 | P23:345:MEC:ARBOR HILL:902::EHV: | 0.05796 | Yes
GEN-2024-017 | 02 NEBRASKA | G00ALL 29SP | 635017 ATCHISON 3 345 640139 COOPER 3 345 1 | P23:345:MEC:ARBOR HILL:902::EHV: | 0.05796 | Yes
GEN-2024-017 | 02 NEBRASKA | G00ALL 29SP | 635017 ATCHISON 3 345 635018 NORTHBORO 3 345 1 | P23:345:MEC:ARBOR HILL:902::EHV: | 0.05796 | Yes
GEN-2024-017 | 02 NEBRASKA | G00ALL 29SP | 635568 S HILLS 3 345 635570 ORIENT 3 345 1 | P23:345:MEC:ARBOR HILL:902::EHV: | 0.05053 | Yes
GEN-2024-017 | 02 NEBRASKA | G00ALL 29SP | 635622 RCCN TRL 3 345 635630 BOONEVILLE 3 345 1 | P23:345:MEC:ARBOR HILL:902::EHV: | 0.05452 | Yes
GEN-2024-017 | 02 NEBRASKA | G00ALL 29SP | 635200 RAUN 3 345 645552 S3452 REACT3 345 1 | P23:345:MEC:ARBOR HILL:902::EHV: | 0.09322 | Yes
GEN-2024-017 | 02 NEBRASKA | G00ALL 29SP | 635568 S HILLS 3 345 635630 BOONEVILLE 3 345 1 | P23:345:MEC:ARBOR HILL:903::EHV: | 0.05053 | Yes
GEN-2024-017 | 02 NEBRASKA | G00ALL 29SP | 635018 NORTHBORO 3 345 635570 ORIENT 3 345 1 | P23:345:MEC:ARBOR HILL:903::EHV: | 0.05796 | Yes
GEN-2024-017 | 02 NEBRASKA | G00ALL 29SP | 635017 ATCHISON 3 345 640139 COOPER 3 345 1 | P23:345:MEC:ARBOR HILL:903::EHV: | 0.05796 | Yes
GEN-2024-017 | 02 NEBRASKA | G00ALL 29SP | 635017 ATCHISON 3 345 635018 NORTHBORO 3 345 1 | P23:345:MEC:ARBOR HILL:903::EHV: | 0.05796 | Yes
GEN-2024-017 | 02 NEBRASKA | G00ALL 29SP | 635568 S HILLS 3 345 635570 ORIENT 3 345 1 | P23:345:MEC:ARBOR HILL:903::EHV: | 0.05053 | Yes
GEN-2024-017 | 02 NEBRASKA | G00ALL 29SP | 635622 RCCN TRL 3 345 635630 BOONEVILLE 3 345 1 | P23:345:MEC:ARBOR HILL:903::EHV: | 0.05452 | Yes
GEN-2024-017 | 02 NEBRASKA | G00ALL 29SP | 635200 RAUN 3 345 762779 G18-043 TAP 345 1 | P23:345:MEC:ARBOR HILL:903::EHV: | 0.09073 | Yes
GEN-2024-017 | 02 NEBRASKA | G00ALL 29SP | 635200 RAUN 3 345 645552 S3452 REACT3 345 1 | P23:345:MEC:ARBOR HILL:903::EHV: | 0.09322 | Yes
GEN-2024-017 | 02 NEBRASKA | G00ALL 29SP | 635000 CBLUFFS3 345 645456 S3456 3 345 1 | P23:345:MEC:ATCHISON:902::EHV: | 0.08727 | Yes
GEN-2024-017 | 02 NEBRASKA | G00ALL 29SP | 635570 ORIENT 3 345 635635 MADISON3 345 1 | P23:345:MEC:BOONEVILLE:902::EHV: | 0.05799 | Yes
GEN-2024-017 | 02 NEBRASKA | G00ALL 29SP | 635000 CBLUFFS3 345 645456 S3456 3 345 1 | P23:345:MEC:CBEC:908::EHV: | 0.06353 | Yes
GEN-2024-017 | 02 NEBRASKA | G00ALL 29SP | 635200 RAUN 3 345 652564 SIOUXCY3 345 1 | P23:345:MEC:CHEROKEE:901::EHV: | 0.14019 | Yes
GEN-2024-017 | 02 NEBRASKA | G00ALL 29SP | 636000 WEBSTER3 345 636010 LEHIGH 3 345 1 | P23:345:MEC:CHEROKEE:901::EHV: | 0.07 | Yes
GEN-2024-017 | 02 NEBRASKA | G00ALL 29SP | 635200 RAUN 3 345 652564 SIOUXCY3 345 1 | P23:345:MEC:CHEROKEE:902::EHV: | 0.14019 | Yes
GEN-2024-017 | 02 NEBRASKA | G00ALL 29SP | 636000 WEBSTER3 345 636010 LEHIGH 3 345 1 | P23:345:MEC:CHEROKEE:902::EHV: | 0.07 | Yes
GEN-2024-017 | 02 NEBRASKA | G00ALL 29SP | 635200 RAUN 3 345 652564 SIOUXCY3 345 1 | P23:345:MEC:CHEROKEE:903::EHV: | 0.14019 | Yes
GEN-2024-017 | 02 NEBRASKA | G00ALL 29SP | 636000 WEBSTER3 345 636010 LEHIGH 3 345 1 | P23:345:MEC:CHEROKEE:903::EHV: | 0.07 | Yes
GEN-2024-017 | 02 NEBRASKA | G00ALL 29SP | 635568 S HILLS 3 345 635630 BOONEVILLE 3 345 1 | P23:345:MEC:FALLOW:901::EHV: | 0.05053 | Yes
GEN-2024-017 | 02 NEBRASKA | G00ALL 29SP | 635018 NORTHBORO 3 345 635570 ORIENT 3 345 1 | P23:345:MEC:FALLOW:901::EHV: | 0.05796 | Yes
GEN-2024-017 | 02 NEBRASKA | G00ALL 29SP | 635017 ATCHISON 3 345 640139 COOPER 3 345 1 | P23:345:MEC:FALLOW:901::EHV: | 0.05796 | Yes
GEN-2024-017 | 02 NEBRASKA | G00ALL 29SP | 635017 ATCHISON 3 345 635018 NORTHBORO 3 345 1 | P23:345:MEC:FALLOW:901::EHV: | 0.05796 | Yes
GEN-2024-017 | 02 NEBRASKA | G00ALL 29SP | 635568 S HILLS 3 345 635570 ORIENT 3 345 1 | P23:345:MEC:FALLOW:901::EHV: | 0.05053 | Yes
GEN-2024-017 | 02 NEBRASKA | G00ALL 29SP | 635622 RCCN TRL 3 345 635630 BOONEVILLE 3 345 1 | P23:345:MEC:FALLOW:901::EHV: | 0.05452 | Yes
GEN-2024-017 | 02 NEBRASKA | G00ALL 29SP | 635200 RAUN 3 345 645552 S3452 REACT3 345 1 | P23:345:MEC:FALLOW:901::EHV: | 0.09322 | Yes
GEN-2024-017 | 02 NEBRASKA | G00ALL 29SP | 635568 S HILLS 3 345 635630 BOONEVILLE 3 345 1 | P23:345:MEC:FALLOW:902::EHV: | 0.05053 | Yes
GEN-2024-017 | 02 NEBRASKA | G00ALL 29SP | 635018 NORTHBORO 3 345 635570 ORIENT 3 345 1 | P23:345:MEC:FALLOW:902::EHV: | 0.05796 | Yes
GEN-2024-017 | 02 NEBRASKA | G00ALL 29SP | 635017 ATCHISON 3 345 640139 COOPER 3 345 1 | P23:345:MEC:FALLOW:902::EHV: | 0.05796 | Yes
GEN-2024-017 | 02 NEBRASKA | G00ALL 29SP | 635017 ATCHISON 3 345 635018 NORTHBORO 3 345 1 | P23:345:MEC:FALLOW:902::EHV: | 0.05796 | Yes
GEN-2024-017 | 02 NEBRASKA | G00ALL 29SP | 635568 S HILLS 3 345 635570 ORIENT 3 345 1 | P23:345:MEC:FALLOW:902::EHV: | 0.05053 | Yes
GEN-2024-017 | 02 NEBRASKA | G00ALL 29SP | 635622 RCCN TRL 3 345 635630 BOONEVILLE 3 345 1 | P23:345:MEC:FALLOW:902::EHV: | 0.05452 | Yes
GEN-2024-017 | 02 NEBRASKA | G00ALL 29SP | 635568 S HILLS 3 345 635630 BOONEVILLE 3 345 1 | P23:345:MEC:FALLOW:903::EHV: | 0.05053 | Yes
GEN-2024-017 | 02 NEBRASKA | G00ALL 29SP | 635568 S HILLS 3 345 635570 ORIENT 3 345 1 | P23:345:MEC:FALLOW:903::EHV: | 0.05053 | Yes
GEN-2024-017 | 02 NEBRASKA | G00ALL 29SP | 635622 RCCN TRL 3 345 635630 BOONEVILLE 3 345 1 | P23:345:MEC:FALLOW:903::EHV: | 0.05452 | Yes
GEN-2024-017 | 02 NEBRASKA | G00ALL 29SP | 635368 OBRIEN 3 345 635400 HIGHLAND 3 345 1 | P23:345:MEC:GARD AVE:901::EHV: | 0.05106 | Yes
GEN-2024-017 | 02 NEBRASKA | G00ALL 29SP | 635399 CHEROKEE 3 345 635400 HIGHLAND 3 345 1 | P23:345:MEC:GARD AVE:901::EHV: | 0.05106 | Yes
GEN-2024-017 | 02 NEBRASKA | G00ALL 29SP | 635200 RAUN 3 345 635398 REMSEN 3 345 1 | P23:345:MEC:GARD AVE:901::EHV: | 0.05106 | Yes
GEN-2024-017 | 02 NEBRASKA | G00ALL 29SP | 635398 REMSEN 3 345 635399 CHEROKEE 3 345 1 | P23:345:MEC:GARD AVE:901::EHV: | 0.05106 | Yes
GEN-2024-017 | 02 NEBRASKA | G00ALL 29SP | 636003 BEAVER CRK 3 345 636010 LEHIGH 3 345 1 | P23:345:MEC:GARD AVE:901::EHV: | 0.0537 | Yes
GEN-2024-017 | 02 NEBRASKA | G00ALL 29SP | 635368 OBRIEN 3 345 635400 HIGHLAND 3 345 1 | P23:345:MEC:GARD AVE:903::EHV: | 0.05106 | Yes
GEN-2024-017 | 02 NEBRASKA | G00ALL 29SP | 635399 CHEROKEE 3 345 635400 HIGHLAND 3 345 1 | P23:345:MEC:GARD AVE:903::EHV: | 0.05106 | Yes
GEN-2024-017 | 02 NEBRASKA | G00ALL 29SP | 635200 RAUN 3 345 635398 REMSEN 3 345 1 | P23:345:MEC:GARD AVE:903::EHV: | 0.05106 | Yes
GEN-2024-017 | 02 NEBRASKA | G00ALL 29SP | 635398 REMSEN 3 345 635399 CHEROKEE 3 345 1 | P23:345:MEC:GARD AVE:903::EHV: | 0.05106 | Yes
GEN-2024-017 | 02 NEBRASKA | G00ALL 29SP | 636003 BEAVER CRK 3 345 636010 LEHIGH 3 345 1 | P23:345:MEC:GARD AVE:903::EHV: | 0.0537 | Yes
GEN-2024-017 | 02 NEBRASKA | G00ALL 29SP | 635368 OBRIEN 3 345 635400 HIGHLAND 3 345 1 | P23:345:MEC:GARD AVE:904::EHV: | 0.05106 | Yes
GEN-2024-017 | 02 NEBRASKA | G00ALL 29SP | 635399 CHEROKEE 3 345 635400 HIGHLAND 3 345 1 | P23:345:MEC:GARD AVE:904::EHV: | 0.05106 | Yes
GEN-2024-017 | 02 NEBRASKA | G00ALL 29SP | 635200 RAUN 3 345 635398 REMSEN 3 345 1 | P23:345:MEC:GARD AVE:904::EHV: | 0.05106 | Yes
GEN-2024-017 | 02 NEBRASKA | G00ALL 29SP | 635398 REMSEN 3 345 635399 CHEROKEE 3 345 1 | P23:345:MEC:GARD AVE:904::EHV: | 0.05106 | Yes
GEN-2024-017 | 02 NEBRASKA | G00ALL 29SP | 635635 MADISON3 345 635640 NORWALK 3 345 1 | P23:345:MEC:GRIMES:903::EHV: | 0.06042 | Yes
GEN-2024-017 | 02 NEBRASKA | G00ALL 29SP | 635640 NORWALK 3 345 635650 SE POLK 3 345 1 | P23:345:MEC:GRIMES:903::EHV: | 0.05467 | Yes
GEN-2024-017 | 02 NEBRASKA | G00ALL 29SP | 635200 RAUN 3 345 652564 SIOUXCY3 345 1 | P23:345:MEC:HIGHLAND:901::EHV: | 0.14019 | Yes
GEN-2024-017 | 02 NEBRASKA | G00ALL 29SP | 601006 SPLT RK3 345 652864 SIOUXCY-LNX3 345 1 | P23:345:MEC:HIGHLAND:901::EHV: | 0.06966 | Yes
GEN-2024-017 | 02 NEBRASKA | G00ALL 29SP | 636000 WEBSTER3 345 636010 LEHIGH 3 345 1 | P23:345:MEC:HIGHLAND:901::EHV: | 0.07 | Yes
GEN-2024-017 | 02 NEBRASKA | G00ALL 29SP | 635200 RAUN 3 345 652564 SIOUXCY3 345 1 | P23:345:MEC:HIGHLAND:902::EHV: | 0.14019 | Yes
GEN-2024-017 | 02 NEBRASKA | G00ALL 29SP | 601006 SPLT RK3 345 652864 SIOUXCY-LNX3 345 1 | P23:345:MEC:HIGHLAND:902::EHV: | 0.06966 | Yes
GEN-2024-017 | 02 NEBRASKA | G00ALL 29SP | 636000 WEBSTER3 345 636010 LEHIGH 3 345 1 | P23:345:MEC:HIGHLAND:902::EHV: | 0.07 | Yes
GEN-2024-017 | 02 NEBRASKA | G00ALL 29SP | 635200 RAUN 3 345 652564 SIOUXCY3 345 1 | P23:345:MEC:HIGHLAND:903::EHV: | 0.14019 | Yes
GEN-2024-017 | 02 NEBRASKA | G00ALL 29SP | 601006 SPLT RK3 345 652864 SIOUXCY-LNX3 345 1 | P23:345:MEC:HIGHLAND:903::EHV: | 0.06966 | Yes
GEN-2024-017 | 02 NEBRASKA | G00ALL 29SP | 636000 WEBSTER3 345 636010 LEHIGH 3 345 1 | P23:345:MEC:HIGHLAND:903::EHV: | 0.07 | Yes
GEN-2024-017 | 02 NEBRASKA | G00ALL 29SP | 635200 RAUN 3 345 652564 SIOUXCY3 345 1 | P23:345:MEC:HIGHLAND:908::EHV: | 0.14019 | Yes
GEN-2024-017 | 02 NEBRASKA | G00ALL 29SP | 601006 SPLT RK3 345 652864 SIOUXCY-LNX3 345 1 | P23:345:MEC:HIGHLAND:908::EHV: | 0.06966 | Yes
GEN-2024-017 | 02 NEBRASKA | G00ALL 29SP | 636000 WEBSTER3 345 636010 LEHIGH 3 345 1 | P23:345:MEC:HIGHLAND:908::EHV: | 0.07 | Yes
GEN-2024-017 | 02 NEBRASKA | G00ALL 29SP | 631138 LAKEFLD3 345 635368 OBRIEN 3 345 1 | P23:345:MEC:KOSSUTH:901::EHV: | 0.05656 | Yes
GEN-2024-017 | 02 NEBRASKA | G00ALL 29SP | 631138 LAKEFLD3 345 635368 OBRIEN 3 345 1 | P23:345:MEC:KOSSUTH:902::EHV: | 0.05656 | Yes
GEN-2024-017 | 02 NEBRASKA | G00ALL 29SP | 631138 LAKEFLD3 345 635368 OBRIEN 3 345 1 | P23:345:MEC:KOSSUTH:904::EHV: | 0.05656 | Yes
GEN-2024-017 | 02 NEBRASKA | G00ALL 29SP | 635368 OBRIEN 3 345 635400 HIGHLAND 3 345 1 | P23:345:MEC:LEHIGH:350::EHV: | 0.05932 | Yes
GEN-2024-017 | 02 NEBRASKA | G00ALL 29SP | 635399 CHEROKEE 3 345 635400 HIGHLAND 3 345 1 | P23:345:MEC:LEHIGH:350::EHV: | 0.05932 | Yes
GEN-2024-017 | 02 NEBRASKA | G00ALL 29SP | 635200 RAUN 3 345 635398 REMSEN 3 345 1 | P23:345:MEC:LEHIGH:350::EHV: | 0.05932 | Yes
GEN-2024-017 | 02 NEBRASKA | G00ALL 29SP | 635398 REMSEN 3 345 635399 CHEROKEE 3 345 1 | P23:345:MEC:LEHIGH:350::EHV: | 0.05932 | Yes
GEN-2024-017 | 02 NEBRASKA | G00ALL 29SP | 635200 RAUN 3 345 652564 SIOUXCY3 345 1 | P23:345:MEC:LEHIGH:360::EHV: | 0.12835 | Yes
GEN-2024-017 | 02 NEBRASKA | G00ALL 29SP | 635368 OBRIEN 3 345 635400 HIGHLAND 3 345 1 | P23:345:MEC:LEHIGH:360::EHV: | 0.05932 | Yes
GEN-2024-017 | 02 NEBRASKA | G00ALL 29SP | 635399 CHEROKEE 3 345 635400 HIGHLAND 3 345 1 | P23:345:MEC:LEHIGH:360::EHV: | 0.05932 | Yes
GEN-2024-017 | 02 NEBRASKA | G00ALL 29SP | 635200 RAUN 3 345 635398 REMSEN 3 345 1 | P23:345:MEC:LEHIGH:360::EHV: | 0.05932 | Yes
GEN-2024-017 | 02 NEBRASKA | G00ALL 29SP | 635398 REMSEN 3 345 635399 CHEROKEE 3 345 1 | P23:345:MEC:LEHIGH:360::EHV: | 0.05932 | Yes
GEN-2024-017 | 02 NEBRASKA | G00ALL 29SP | 635368 OBRIEN 3 345 635400 HIGHLAND 3 345 1 | P23:345:MEC:LEHIGH:390::EHV: | 0.05106 | Yes
GEN-2024-017 | 02 NEBRASKA | G00ALL 29SP | 635399 CHEROKEE 3 345 635400 HIGHLAND 3 345 1 | P23:345:MEC:LEHIGH:390::EHV: | 0.05106 | Yes
GEN-2024-017 | 02 NEBRASKA | G00ALL 29SP | 635200 RAUN 3 345 635398 REMSEN 3 345 1 | P23:345:MEC:LEHIGH:390::EHV: | 0.05106 | Yes
GEN-2024-017 | 02 NEBRASKA | G00ALL 29SP | 635398 REMSEN 3 345 635399 CHEROKEE 3 345 1 | P23:345:MEC:LEHIGH:390::EHV: | 0.05106 | Yes
GEN-2024-017 | 02 NEBRASKA | G00ALL 29SP | 636003 BEAVER CRK 3 345 636010 LEHIGH 3 345 1 | P23:345:MEC:LEHIGH:390::EHV: | 0.0537 | Yes
GEN-2024-017 | 02 NEBRASKA | G00ALL 29SP | 635568 S HILLS 3 345 635630 BOONEVILLE 3 345 1 | P23:345:MEC:MADISON:901::EHV: | 0.06359 | Yes
GEN-2024-017 | 02 NEBRASKA | G00ALL 29SP | 635568 S HILLS 3 345 635570 ORIENT 3 345 1 | P23:345:MEC:MADISON:901::EHV: | 0.06359 | Yes
GEN-2024-017 | 02 NEBRASKA | G00ALL 29SP | 635568 S HILLS 3 345 635630 BOONEVILLE 3 345 1 | P23:345:MEC:MADISON:902::EHV: | 0.06359 | Yes
GEN-2024-017 | 02 NEBRASKA | G00ALL 29SP | 635568 S HILLS 3 345 635570 ORIENT 3 345 1 | P23:345:MEC:MADISON:902::EHV: | 0.06359 | Yes
GEN-2024-017 | 02 NEBRASKA | G00ALL 29SP | 635568 S HILLS 3 345 635630 BOONEVILLE 3 345 1 | P23:345:MEC:MADISON:903::EHV: | 0.06359 | Yes
GEN-2024-017 | 02 NEBRASKA | G00ALL 29SP | 635568 S HILLS 3 345 635570 ORIENT 3 345 1 | P23:345:MEC:MADISON:903::EHV: | 0.06359 | Yes
GEN-2024-017 | 02 NEBRASKA | G00ALL 29SP | 635000 CBLUFFS3 345 645456 S3456 3 345 1 | P23:345:MEC:NORTHBORO:901::EHV: | 0.08727 | Yes
GEN-2024-017 | 02 NEBRASKA | G00ALL 29SP | 635200 RAUN 3 345 652564 SIOUXCY3 345 1 | P23:345:MEC:OBRIEN:903::EHV: | 0.14186 | Yes
GEN-2024-017 | 02 NEBRASKA | G00ALL 29SP | 601006 SPLT RK3 345 652864 SIOUXCY-LNX3 345 1 | P23:345:MEC:OBRIEN:903::EHV: | 0.07258 | Yes
GEN-2024-017 | 02 NEBRASKA | G00ALL 29SP | 636000 WEBSTER3 345 636010 LEHIGH 3 345 1 | P23:345:MEC:OBRIEN:903::EHV: | 0.0664 | Yes
GEN-2024-017 | 02 NEBRASKA | G00ALL 29SP | 631193 HUNTLEY3 345 631197 LEDYARD3 345 1 | P23:345:MEC:OBRIEN:903::EHV: | 0.06635 | Yes
GEN-2024-017 | 02 NEBRASKA | G00ALL 29SP | 601006 SPLT RK3 345 652864 SIOUXCY-LNX3 345 1 | P23:345:MEC:OBRIEN:904::EHV: | 0.0692 | Yes
GEN-2024-017 | 02 NEBRASKA | G00ALL 29SP | 631193 HUNTLEY3 345 631197 LEDYARD3 345 1 | P23:345:MEC:OBRIEN:904::EHV: | 0.07366 | Yes
GEN-2024-017 | 02 NEBRASKA | G00ALL 29SP | 631197 LEDYARD3 345 635369 KOSSUTH 3 345 1 | P23:345:MEC:OBRIEN:904::EHV: | 0.05576 | Yes
GEN-2024-017 | 02 NEBRASKA | G00ALL 29SP | 635200 RAUN 3 345 652564 SIOUXCY3 345 1 | P23:345:MEC:OBRIEN:906::EHV: | 0.14243 | Yes
GEN-2024-017 | 02 NEBRASKA | G00ALL 29SP | 601006 SPLT RK3 345 652864 SIOUXCY-LNX3 345 1 | P23:345:MEC:OBRIEN:906::EHV: | 0.07142 | Yes
GEN-2024-017 | 02 NEBRASKA | G00ALL 29SP | 631193 HUNTLEY3 345 631197 LEDYARD3 345 1 | P23:345:MEC:OBRIEN:906::EHV: | 0.06534 | Yes
GEN-2024-017 | 02 NEBRASKA | G00ALL 29SP | 635000 CBLUFFS3 345 645456 S3456 3 345 1 | P23:345:MEC:ORIENT:902::EHV: | 0.08446 | Yes
GEN-2024-017 | 02 NEBRASKA | G00ALL 29SP | 635568 S HILLS 3 345 635630 BOONEVILLE 3 345 1 | P23:345:MEC:ORIENT:905::EHV: | 0.0547 | Yes
GEN-2024-017 | 02 NEBRASKA | G00ALL 29SP | 635568 S HILLS 3 345 635570 ORIENT 3 345 1 | P23:345:MEC:ORIENT:905::EHV: | 0.0547 | Yes
GEN-2024-017 | 02 NEBRASKA | G00ALL 29SP | 635568 S HILLS 3 345 635630 BOONEVILLE 3 345 1 | P23:345:MEC:OVERLAND TRAIL:902::EHV: | 0.05062 | Yes
GEN-2024-017 | 02 NEBRASKA | G00ALL 29SP | 635568 S HILLS 3 345 635570 ORIENT 3 345 1 | P23:345:MEC:OVERLAND TRAIL:902::EHV: | 0.05062 | Yes
GEN-2024-017 | 02 NEBRASKA | G00ALL 29SP | 635622 RCCN TRL 3 345 635630 BOONEVILLE 3 345 1 | P23:345:MEC:OVERLAND TRAIL:902::EHV: | 0.05457 | Yes
GEN-2024-017 | 02 NEBRASKA | G00ALL 29SP | 631138 LAKEFLD3 345 635368 OBRIEN 3 345 1 | P23:345:MEC:PALO ALTO:903::EHV: | 0.05194 | Yes
GEN-2024-017 | 02 NEBRASKA | G00ALL 29SP | 636000 WEBSTER3 345 636010 LEHIGH 3 345 1 | P23:345:MEC:PALO ALTO:903::EHV: | 0.05535 | Yes
GEN-2024-017 | 02 NEBRASKA | G00ALL 29SP | 635200 RAUN 3 345 652564 SIOUXCY3 345 1 | P23:345:MEC:RAUN:150::EHV: | 0.1447 | Yes
GEN-2024-017 | 02 NEBRASKA | G00ALL 29SP | 601006 SPLT RK3 345 652864 SIOUXCY-LNX3 345 1 | P23:345:MEC:RAUN:150::EHV: | 0.07182 | Yes
GEN-2024-017 | 02 NEBRASKA | G00ALL 29SP | 635018 NORTHBORO 3 345 635570 ORIENT 3 345 1 | P23:345:MEC:ROLLING HILLS:901::EHV: | 0.06092 | Yes
GEN-2024-017 | 02 NEBRASKA | G00ALL 29SP | 635017 ATCHISON 3 345 640139 COOPER 3 345 1 | P23:345:MEC:ROLLING HILLS:901::EHV: | 0.06092 | Yes
GEN-2024-017 | 02 NEBRASKA | G00ALL 29SP | 635017 ATCHISON 3 345 635018 NORTHBORO 3 345 1 | P23:345:MEC:ROLLING HILLS:901::EHV: | 0.06092 | Yes
GEN-2024-017 | 02 NEBRASKA | G00ALL 29SP | 635018 NORTHBORO 3 345 635570 ORIENT 3 345 1 | P23:345:MEC:ROLLING HILLS:902::EHV: | 0.06092 | Yes
GEN-2024-017 | 02 NEBRASKA | G00ALL 29SP | 635017 ATCHISON 3 345 640139 COOPER 3 345 1 | P23:345:MEC:ROLLING HILLS:902::EHV: | 0.06092 | Yes
GEN-2024-017 | 02 NEBRASKA | G00ALL 29SP | 635017 ATCHISON 3 345 635018 NORTHBORO 3 345 1 | P23:345:MEC:ROLLING HILLS:902::EHV: | 0.06092 | Yes
GEN-2024-017 | 02 NEBRASKA | G00ALL 29SP | 635018 NORTHBORO 3 345 635570 ORIENT 3 345 1 | P23:345:MEC:ROLLING HILLS:903::EHV: | 0.06092 | Yes
GEN-2024-017 | 02 NEBRASKA | G00ALL 29SP | 635017 ATCHISON 3 345 640139 COOPER 3 345 1 | P23:345:MEC:ROLLING HILLS:903::EHV: | 0.06092 | Yes
GEN-2024-017 | 02 NEBRASKA | G00ALL 29SP | 635017 ATCHISON 3 345 635018 NORTHBORO 3 345 1 | P23:345:MEC:ROLLING HILLS:903::EHV: | 0.06092 | Yes
GEN-2024-017 | 02 NEBRASKA | G00ALL 29SP | 635018 NORTHBORO 3 345 635570 ORIENT 3 345 1 | P23:345:MEC:ROLLING HILLS:908::EHV: | 0.06092 | Yes
GEN-2024-017 | 02 NEBRASKA | G00ALL 29SP | 635017 ATCHISON 3 345 640139 COOPER 3 345 1 | P23:345:MEC:ROLLING HILLS:908::EHV: | 0.06092 | Yes
GEN-2024-017 | 02 NEBRASKA | G00ALL 29SP | 635017 ATCHISON 3 345 635018 NORTHBORO 3 345 1 | P23:345:MEC:ROLLING HILLS:908::EHV: | 0.06092 | Yes
GEN-2024-017 | 02 NEBRASKA | G00ALL 29SP | 635570 ORIENT 3 345 635635 MADISON3 345 1 | P23:345:MEC:SOUTHERN HILLS:902::EHV: | 0.06162 | Yes
GEN-2024-017 | 02 NEBRASKA | G00ALL 29SP | 635570 ORIENT 3 345 635635 MADISON3 345 1 | P23:345:MEC:SOUTHERN HILLS:903::EHV: | 0.06162 | Yes
GEN-2024-017 | 02 NEBRASKA | G00ALL 29SP | 635570 ORIENT 3 345 635635 MADISON3 345 1 | P23:345:MEC:SOUTHERN HILLS:904::EHV: | 0.06162 | Yes
GEN-2024-017 | 02 NEBRASKA | G00ALL 29SP | 635018 NORTHBORO 3 345 635570 ORIENT 3 345 1 | P23:345:OPPD:FUTURE 56-55&56-58:::EHV: | 0.06325 | Yes
GEN-2024-017 | 02 NEBRASKA | G00ALL 29SP | 635017 ATCHISON 3 345 640139 COOPER 3 345 1 | P23:345:OPPD:FUTURE 56-55&56-58:::EHV: | 0.06325 | Yes
GEN-2024-017 | 02 NEBRASKA | G00ALL 29SP | 635017 ATCHISON 3 345 635018 NORTHBORO 3 345 1 | P23:345:OPPD:FUTURE 56-55&56-58:::EHV: | 0.06325 | Yes
GEN-2024-017 | 02 NEBRASKA | G00ALL 29SP | 601048 LYON CO 3 345 631138 LAKEFLD3 345 1 | P23:345:XEL:396 BKR SPK:::EHV: | 0.06003 | Yes
GEN-2024-017 | 02 NEBRASKA | G00ALL 29SP | 631193 HUNTLEY3 345 631197 LEDYARD3 345 1 | P23:345:XEL:8N22 SHC:::EHV: | 0.05129 | Yes
GEN-2024-017 | 02 NEBRASKA | G00ALL 29SP | 631193 HUNTLEY3 345 631197 LEDYARD3 345 1 | P23:345:XEL:8N8 MNN:::EHV: | 0.05129 | Yes
GEN-2024-017 | 02 NEBRASKA | G00ALL 29SP | 601048 LYON CO 3 345 631138 LAKEFLD3 345 1 | P23:345:XEL:8S71 HNA:::EHV: | 0.05436 | Yes
GEN-2024-017 | 02 NEBRASKA | G00ALL 29SP | 601048 LYON CO 3 345 631138 LAKEFLD3 345 1 | P23:345:XEL:HELENA3:8S71::EHV: | 0.05436 | Yes
GEN-2024-017 | 02 NEBRASKA | G00ALL 29SP | 631193 HUNTLEY3 345 631197 LEDYARD3 345 1 | P23:345:XEL:PRISLD3:8H17::EHV: | 0.05126 | Yes
GEN-2024-017 | 02 NEBRASKA | G00ALL 29SP | 601048 LYON CO 3 345 631138 LAKEFLD3 345 1 | P23:345:XEL:SHEASLK3:8S81::EHV: | 0.05266 | Yes
GEN-2024-017 | 02 NEBRASKA | G00ALL 29SP | 601048 LYON CO 3 345 631138 LAKEFLD3 345 1 | P23:345:XEL:WILMART3:8S26 FUT::EHV: | 0.0538 | Yes
GEN-2024-017 | 02 NEBRASKA | G00ALL 29SP | 635200 RAUN 3 345 762779 G18-043 TAP 345 1 | P42:345:LES:L1485::NW68&HOLDREGE.WAGENER.CB3006:: | 0.10129 | Yes
GEN-2024-017 | 02 NEBRASKA | G00ALL 29SP | 635200 RAUN 3 345 645552 S3452 REACT3 345 1 | P42:345:LES:L1485::NW68&HOLDREGE.WAGENER.CB3006:: | 0.10421 | Yes
GEN-2024-017 | 02 NEBRASKA | G00ALL 29SP | 635200 RAUN 3 345 645552 S3452 REACT3 345 1 | P42:345:LES:L3516::NW68&HOLDREGE.MOORE.CB3005:: | 0.10413 | Yes
GEN-2024-017 | 02 NEBRASKA | G00ALL 29SP | 635000 CBLUFFS3 345 645456 S3456 3 345 1 | P42:345:NPPD:BKR-CPR-3304:::: | 0.09027 | Yes
GEN-2024-017 | 02 NEBRASKA | G00ALL 29SP | 635200 RAUN 3 345 645552 S3452 REACT3 345 1 | P42:345:NPPD:LXXXX.COLMB E.SHELCRK.CB3306:::: | 0.10707 | Yes
GEN-2024-017 | 02 NEBRASKA | G00ALL 29SP | 635568 S HILLS 3 345 635630 BOONEVILLE 3 345 1 | P55:345:MEC:ARBOR HILL | 0.05053 | Yes
GEN-2024-017 | 02 NEBRASKA | G00ALL 29SP | 635018 NORTHBORO 3 345 635570 ORIENT 3 345 1 | P55:345:MEC:ARBOR HILL | 0.05796 | Yes
GEN-2024-017 | 02 NEBRASKA | G00ALL 29SP | 635017 ATCHISON 3 345 640139 COOPER 3 345 1 | P55:345:MEC:ARBOR HILL | 0.05796 | Yes
GEN-2024-017 | 02 NEBRASKA | G00ALL 29SP | 635017 ATCHISON 3 345 635018 NORTHBORO 3 345 1 | P55:345:MEC:ARBOR HILL | 0.05796 | Yes
GEN-2024-017 | 02 NEBRASKA | G00ALL 29SP | 635568 S HILLS 3 345 635570 ORIENT 3 345 1 | P55:345:MEC:ARBOR HILL | 0.05053 | Yes
GEN-2024-017 | 02 NEBRASKA | G00ALL 29SP | 635622 RCCN TRL 3 345 635630 BOONEVILLE 3 345 1 | P55:345:MEC:ARBOR HILL | 0.05452 | Yes
GEN-2024-017 | 02 NEBRASKA | G00ALL 29SP | 635200 RAUN 3 345 762779 G18-043 TAP 345 1 | P55:345:MEC:ARBOR HILL | 0.09073 | Yes
GEN-2024-017 | 02 NEBRASKA | G00ALL 29SP | 635200 RAUN 3 345 645552 S3452 REACT3 345 1 | P55:345:MEC:ARBOR HILL | 0.09322 | Yes
GEN-2024-017 | 02 NEBRASKA | G00ALL 29SP | 635000 CBLUFFS3 345 645456 S3456 3 345 1 | P55:345:MEC:ATCHISON | 0.08727 | Yes
GEN-2024-017 | 02 NEBRASKA | G00ALL 29SP | 635200 RAUN 3 345 652564 SIOUXCY3 345 1 | P55:345:MEC:CHEROKEE | 0.14019 | Yes
GEN-2024-017 | 02 NEBRASKA | G00ALL 29SP | 636000 WEBSTER3 345 636010 LEHIGH 3 345 1 | P55:345:MEC:CHEROKEE | 0.07 | Yes
GEN-2024-017 | 02 NEBRASKA | G00ALL 29SP | 635568 S HILLS 3 345 635630 BOONEVILLE 3 345 1 | P55:345:MEC:FALLOW AVE | 0.05053 | Yes
GEN-2024-017 | 02 NEBRASKA | G00ALL 29SP | 635018 NORTHBORO 3 345 635570 ORIENT 3 345 1 | P55:345:MEC:FALLOW AVE | 0.05796 | Yes
GEN-2024-017 | 02 NEBRASKA | G00ALL 29SP | 635017 ATCHISON 3 345 640139 COOPER 3 345 1 | P55:345:MEC:FALLOW AVE | 0.05796 | Yes
GEN-2024-017 | 02 NEBRASKA | G00ALL 29SP | 635017 ATCHISON 3 345 635018 NORTHBORO 3 345 1 | P55:345:MEC:FALLOW AVE | 0.05796 | Yes
GEN-2024-017 | 02 NEBRASKA | G00ALL 29SP | 635568 S HILLS 3 345 635570 ORIENT 3 345 1 | P55:345:MEC:FALLOW AVE | 0.05053 | Yes
GEN-2024-017 | 02 NEBRASKA | G00ALL 29SP | 635622 RCCN TRL 3 345 635630 BOONEVILLE 3 345 1 | P55:345:MEC:FALLOW AVE | 0.05452 | Yes
GEN-2024-017 | 02 NEBRASKA | G00ALL 29SP | 635368 OBRIEN 3 345 635400 HIGHLAND 3 345 1 | P55:345:MEC:GARD AVE | 0.05106 | Yes
GEN-2024-017 | 02 NEBRASKA | G00ALL 29SP | 635399 CHEROKEE 3 345 635400 HIGHLAND 3 345 1 | P55:345:MEC:GARD AVE | 0.05106 | Yes
GEN-2024-017 | 02 NEBRASKA | G00ALL 29SP | 635200 RAUN 3 345 635398 REMSEN 3 345 1 | P55:345:MEC:GARD AVE | 0.05106 | Yes
GEN-2024-017 | 02 NEBRASKA | G00ALL 29SP | 635398 REMSEN 3 345 635399 CHEROKEE 3 345 1 | P55:345:MEC:GARD AVE | 0.05106 | Yes
GEN-2024-017 | 02 NEBRASKA | G00ALL 29SP | 636003 BEAVER CRK 3 345 636010 LEHIGH 3 345 1 | P55:345:MEC:GARD AVE | 0.0537 | Yes
GEN-2024-017 | 02 NEBRASKA | G00ALL 29SP | 635018 NORTHBORO 3 345 635570 ORIENT 3 345 1 | P55:345:MEC:GDMEC | 0.05219 | Yes
GEN-2024-017 | 02 NEBRASKA | G00ALL 29SP | 635017 ATCHISON 3 345 640139 COOPER 3 345 1 | P55:345:MEC:GDMEC | 0.05219 | Yes
GEN-2024-017 | 02 NEBRASKA | G00ALL 29SP | 635017 ATCHISON 3 345 635018 NORTHBORO 3 345 1 | P55:345:MEC:GDMEC | 0.05219 | Yes
GEN-2024-017 | 02 NEBRASKA | G00ALL 29SP | 635000 CBLUFFS3 345 645456 S3456 3 345 1 | P55:345:MEC:GDMEC | 0.06325 | Yes
GEN-2024-017 | 02 NEBRASKA | G00ALL 29SP | 635600 GRIMES 3 345 636003 BEAVER CRK 3 345 1 | P55:345:MEC:GDMEC | 0.05138 | Yes
GEN-2024-017 | 02 NEBRASKA | G00ALL 29SP | 635200 RAUN 3 345 652564 SIOUXCY3 345 1 | P55:345:MEC:HIGHLAND | 0.14019 | Yes
GEN-2024-017 | 02 NEBRASKA | G00ALL 29SP | 601006 SPLT RK3 345 652864 SIOUXCY-LNX3 345 1 | P55:345:MEC:HIGHLAND | 0.06966 | Yes
GEN-2024-017 | 02 NEBRASKA | G00ALL 29SP | 636000 WEBSTER3 345 636010 LEHIGH 3 345 1 | P55:345:MEC:HIGHLAND | 0.07 | Yes
GEN-2024-017 | 02 NEBRASKA | G00ALL 29SP | 631138 LAKEFLD3 345 635368 OBRIEN 3 345 1 | P55:345:MEC:KOSSUTH | 0.05656 | Yes
GEN-2024-017 | 02 NEBRASKA | G00ALL 29SP | 635368 OBRIEN 3 345 635400 HIGHLAND 3 345 1 | P55:345:MEC:LEHIGH | 0.05932 | Yes
GEN-2024-017 | 02 NEBRASKA | G00ALL 29SP | 635399 CHEROKEE 3 345 635400 HIGHLAND 3 345 1 | P55:345:MEC:LEHIGH | 0.05932 | Yes
GEN-2024-017 | 02 NEBRASKA | G00ALL 29SP | 635200 RAUN 3 345 635398 REMSEN 3 345 1 | P55:345:MEC:LEHIGH | 0.05932 | Yes
GEN-2024-017 | 02 NEBRASKA | G00ALL 29SP | 635398 REMSEN 3 345 635399 CHEROKEE 3 345 1 | P55:345:MEC:LEHIGH | 0.05932 | Yes
GEN-2024-017 | 02 NEBRASKA | G00ALL 29SP | 635568 S HILLS 3 345 635630 BOONEVILLE 3 345 1 | P55:345:MEC:MADISON | 0.06359 | Yes
GEN-2024-017 | 02 NEBRASKA | G00ALL 29SP | 635568 S HILLS 3 345 635570 ORIENT 3 345 1 | P55:345:MEC:MADISON | 0.06359 | Yes
GEN-2024-017 | 02 NEBRASKA | G00ALL 29SP | 635000 CBLUFFS3 345 645456 S3456 3 345 1 | P55:345:MEC:NORTHBORO | 0.08727 | Yes
GEN-2024-017 | 02 NEBRASKA | G00ALL 29SP | 635000 CBLUFFS3 345 635014 OVERLAND 3 345 1 | P55:345:MEC:ORIENT | 0.06039 | Yes
GEN-2024-017 | 02 NEBRASKA | G00ALL 29SP | 635580 ARBOR HILL 3 345 635623 BADGER CRK 3 345 1 | P55:345:MEC:ORIENT | 0.05833 | Yes
GEN-2024-017 | 02 NEBRASKA | G00ALL 29SP | 635580 ARBOR HILL 3 345 635590 FALLOW AVE 3 345 1 | P55:345:MEC:ORIENT | 0.05833 | Yes
GEN-2024-017 | 02 NEBRASKA | G00ALL 29SP | 635014 OVERLAND 3 345 635590 FALLOW AVE 3 345 1 | P55:345:MEC:ORIENT | 0.05833 | Yes
GEN-2024-017 | 02 NEBRASKA | G00ALL 29SP | 635200 RAUN 3 345 762779 G18-043 TAP 345 1 | P55:345:MEC:ORIENT | 0.0935 | Yes
GEN-2024-017 | 02 NEBRASKA | G00ALL 29SP | 635200 RAUN 3 345 645552 S3452 REACT3 345 1 | P55:345:MEC:ORIENT | 0.09608 | Yes
GEN-2024-017 | 02 NEBRASKA | G00ALL 29SP | 636000 WEBSTER3 345 636010 LEHIGH 3 345 1 | P55:345:MEC:PALO ALTO | 0.05535 | Yes
GEN-2024-017 | 02 NEBRASKA | G00ALL 29SP | 635018 NORTHBORO 3 345 635570 ORIENT 3 345 1 | P55:345:MEC:PONY CREEK OR SOUTHLAND | 0.06092 | Yes
GEN-2024-017 | 02 NEBRASKA | G00ALL 29SP | 635368 OBRIEN 3 345 635400 HIGHLAND 3 345 1 | P55:345:MEC:PONY CREEK OR SOUTHLAND | 0.05096 | Yes
GEN-2024-017 | 02 NEBRASKA | G00ALL 29SP | 635017 ATCHISON 3 345 640139 COOPER 3 345 1 | P55:345:MEC:PONY CREEK OR SOUTHLAND | 0.06092 | Yes
GEN-2024-017 | 02 NEBRASKA | G00ALL 29SP | 635017 ATCHISON 3 345 635018 NORTHBORO 3 345 1 | P55:345:MEC:PONY CREEK OR SOUTHLAND | 0.06092 | Yes
GEN-2024-017 | 02 NEBRASKA | G00ALL 29SP | 635200 RAUN 3 345 762779 G18-043 TAP 345 1 | P55:345:MEC:PONY CREEK OR SOUTHLAND | 0.08929 | Yes
GEN-2024-017 | 02 NEBRASKA | G00ALL 29SP | 635399 CHEROKEE 3 345 635400 HIGHLAND 3 345 1 | P55:345:MEC:PONY CREEK OR SOUTHLAND | 0.05096 | Yes
GEN-2024-017 | 02 NEBRASKA | G00ALL 29SP | 635000 CBLUFFS3 345 645456 S3456 3 345 1 | P55:345:MEC:PONY CREEK OR SOUTHLAND | 0.05063 | Yes
GEN-2024-017 | 02 NEBRASKA | G00ALL 29SP | 635200 RAUN 3 345 635398 REMSEN 3 345 1 | P55:345:MEC:PONY CREEK OR SOUTHLAND | 0.05096 | Yes
GEN-2024-017 | 02 NEBRASKA | G00ALL 29SP | 635398 REMSEN 3 345 635399 CHEROKEE 3 345 1 | P55:345:MEC:PONY CREEK OR SOUTHLAND | 0.05096 | Yes
GEN-2024-017 | 02 NEBRASKA | G00ALL 29SP | 635200 RAUN 3 345 645552 S3452 REACT3 345 1 | P55:345:MEC:PONY CREEK OR SOUTHLAND | 0.09174 | Yes
GEN-2024-017 | 02 NEBRASKA | G00ALL 29SP | 635635 MADISON3 345 635640 NORWALK 3 345 1 | P55:345:MEC:RACCOON TRAIL | 0.0552 | Yes
GEN-2024-017 | 02 NEBRASKA | G00ALL 29SP | 635200 RAUN 3 345 762779 G18-043 TAP 345 1 | P55:345:MEC:RACCOON TRAIL | 0.09247 | Yes
GEN-2024-017 | 02 NEBRASKA | G00ALL 29SP | 635640 NORWALK 3 345 635650 SE POLK 3 345 1 | P55:345:MEC:RACCOON TRAIL | 0.05013 | Yes
GEN-2024-017 | 02 NEBRASKA | G00ALL 29SP | 635200 RAUN 3 345 645552 S3452 REACT3 345 1 | P55:345:MEC:RACCOON TRAIL | 0.09499 | Yes
GEN-2024-017 | 02 NEBRASKA | G00ALL 29SP | 635018 NORTHBORO 3 345 635570 ORIENT 3 345 1 | P55:345:MEC:ROLLING HILLS | 0.06092 | Yes
GEN-2024-017 | 02 NEBRASKA | G00ALL 29SP | 635017 ATCHISON 3 345 640139 COOPER 3 345 1 | P55:345:MEC:ROLLING HILLS | 0.06092 | Yes
GEN-2024-017 | 02 NEBRASKA | G00ALL 29SP | 635017 ATCHISON 3 345 635018 NORTHBORO 3 345 1 | P55:345:MEC:ROLLING HILLS | 0.06092 | Yes
GEN-2024-017 | 02 NEBRASKA | G00ALL 29SP | 635570 ORIENT 3 345 635635 MADISON3 345 1 | P55:345:MEC:SOUTHERN HILLS | 0.06162 | Yes
GEN-2024-017 | 02 NEBRASKA | G00ALL 29SP | 635000 CBLUFFS3 345 645456 S3456 3 345 1 | P55:345:OPPD:S3740 3::FN13:EHV: | 0.05878 | Yes
GEN-2024-017 | 02 NEBRASKA | G00ALL 29SP | 631193 HUNTLEY3 345 631197 LEDYARD3 345 1 | P55:345:XEL:MNN1 | 0.05119 | Yes
GEN-2024-017 | 02 NEBRASKA | G00ALL 29SP | 601006 SPLT RK3 345 652864 SIOUXCY-LNX3 345 1 | P55:345:XEL:PRI1 | 0.06015 | Yes
GEN-2024-017 | 02 NEBRASKA | G00ALL 29SP | 636000 WEBSTER3 345 636010 LEHIGH 3 345 1 | P55:345:XEL:PRI1 | 0.05699 | Yes
GEN-2024-017 | 02 NEBRASKA | G00ALL 29SP | 631138 LAKEFLD3 345 635368 OBRIEN 3 345 1 | P55:345:XEL:PRI1 | 0.05605 | Yes
GEN-2024-017 | 02 NEBRASKA | G00ALL 29SP | 635200 RAUN 3 345 762779 G18-043 TAP 345 1 | P55:345:XEL:PRI1 | 0.08735 | Yes
GEN-2024-017 | 02 NEBRASKA | G00ALL 29SP | 631193 HUNTLEY3 345 631197 LEDYARD3 345 1 | P55:345:XEL:PRI1 | 0.05125 | Yes
GEN-2024-017 | 02 NEBRASKA | G00ALL 29SP | 635200 RAUN 3 345 645552 S3452 REACT3 345 1 | P55:345:XEL:PRI1 | 0.08976 | Yes
GEN-2024-017 | 02 NEBRASKA | G00ALL 29SP | 635200 RAUN 3 345 652564 SIOUXCY3 345 1 | 631138 LAKEFLD3 345 635368 OBRIEN 3 345 1 | 0.13443 | Yes
GEN-2024-017 | 02 NEBRASKA | G00ALL 29SP | 601006 SPLT RK3 345 652864 SIOUXCY-LNX3 345 1 | 631138 LAKEFLD3 345 635368 OBRIEN 3 345 1 | 0.0692 | Yes
GEN-2024-017 | 02 NEBRASKA | G00ALL 29SP | 631193 HUNTLEY3 345 631197 LEDYARD3 345 1 | 631138 LAKEFLD3 345 635368 OBRIEN 3 345 1 | 0.07366 | Yes
GEN-2024-017 | 02 NEBRASKA | G00ALL 29SP | 631197 LEDYARD3 345 635369 KOSSUTH 3 345 1 | 631138 LAKEFLD3 345 635368 OBRIEN 3 345 1 | 0.05576 | Yes
GEN-2024-017 | 02 NEBRASKA | G00ALL 29SP | 631138 LAKEFLD3 345 635368 OBRIEN 3 345 1 | 631193 HUNTLEY3 345 631197 LEDYARD3 345 1 | 0.07427 | Yes
GEN-2024-017 | 02 NEBRASKA | G00ALL 29SP | 635000 CBLUFFS3 345 645456 S3456 3 345 1 | 635017 ATCHISON 3 345 635018 NORTHBORO 3 345 1 | 0.08727 | Yes
GEN-2024-017 | 02 NEBRASKA | G00ALL 29SP | 635200 RAUN 3 345 762779 G18-043 TAP 345 1 | 635200 RAUN 3 345 645552 S3452 REACT3 345 1 | 0.1242 | Yes
GEN-2024-017 | 02 NEBRASKA | G00ALL 29SP | 635200 RAUN 3 345 645552 S3452 REACT3 345 1 | 635200 RAUN 3 345 762779 G18-043 TAP 345 1 | 0.12545 | Yes
GEN-2024-017 | 02 NEBRASKA | G00ALL 29SP | 635368 OBRIEN 3 345 635400 HIGHLAND 3 345 1 | 635219 GARD AVE 3 345 636017 LEHIGH GARX3 345 1 | 0.05106 | Yes
GEN-2024-017 | 02 NEBRASKA | G00ALL 29SP | 635399 CHEROKEE 3 345 635400 HIGHLAND 3 345 1 | 635219 GARD AVE 3 345 636017 LEHIGH GARX3 345 1 | 0.05106 | Yes
GEN-2024-017 | 02 NEBRASKA | G00ALL 29SP | 635200 RAUN 3 345 635398 REMSEN 3 345 1 | 635219 GARD AVE 3 345 636017 LEHIGH GARX3 345 1 | 0.05106 | Yes
GEN-2024-017 | 02 NEBRASKA | G00ALL 29SP | 635398 REMSEN 3 345 635399 CHEROKEE 3 345 1 | 635219 GARD AVE 3 345 636017 LEHIGH GARX3 345 1 | 0.05106 | Yes
GEN-2024-017 | 02 NEBRASKA | G00ALL 29SP | 636003 BEAVER CRK 3 345 636010 LEHIGH 3 345 1 | 635219 GARD AVE 3 345 636017 LEHIGH GARX3 345 1 | 0.0537 | Yes
GEN-2024-017 | 02 NEBRASKA | G00ALL 29SP | 635200 RAUN 3 345 652564 SIOUXCY3 345 1 | 635368 OBRIEN 3 345 635400 HIGHLAND 3 345 1 | 0.14019 | Yes
GEN-2024-017 | 02 NEBRASKA | G00ALL 29SP | 601006 SPLT RK3 345 652864 SIOUXCY-LNX3 345 1 | 635368 OBRIEN 3 345 635400 HIGHLAND 3 345 1 | 0.06966 | Yes
GEN-2024-017 | 02 NEBRASKA | G00ALL 29SP | 636000 WEBSTER3 345 636010 LEHIGH 3 345 1 | 635368 OBRIEN 3 345 635400 HIGHLAND 3 345 1 | 0.07 | Yes
GEN-2024-017 | 02 NEBRASKA | G00ALL 29SP | 631138 LAKEFLD3 345 635368 OBRIEN 3 345 1 | 635369 KOSSUTH 3 345 635425 PALO ALTO 3 345 1 | 0.05194 | Yes
GEN-2024-017 | 02 NEBRASKA | G00ALL 29SP | 636000 WEBSTER3 345 636010 LEHIGH 3 345 1 | 635369 KOSSUTH 3 345 635425 PALO ALTO 3 345 1 | 0.05535 | Yes
GEN-2024-017 | 02 NEBRASKA | G00ALL 29SP | 635568 S HILLS 3 345 635630 BOONEVILLE 3 345 1 | 635580 ARBOR HILL 3 345 635623 BADGER CRK 3 345 1 | 0.05053 | Yes
GEN-2024-017 | 02 NEBRASKA | G00ALL 29SP | 635018 NORTHBORO 3 345 635570 ORIENT 3 345 1 | 635580 ARBOR HILL 3 345 635623 BADGER CRK 3 345 1 | 0.05796 | Yes
GEN-2024-017 | 02 NEBRASKA | G00ALL 29SP | 635017 ATCHISON 3 345 640139 COOPER 3 345 1 | 635580 ARBOR HILL 3 345 635623 BADGER CRK 3 345 1 | 0.05796 | Yes
GEN-2024-017 | 02 NEBRASKA | G00ALL 29SP | 635017 ATCHISON 3 345 635018 NORTHBORO 3 345 1 | 635580 ARBOR HILL 3 345 635623 BADGER CRK 3 345 1 | 0.05796 | Yes
GEN-2024-017 | 02 NEBRASKA | G00ALL 29SP | 635568 S HILLS 3 345 635570 ORIENT 3 345 1 | 635580 ARBOR HILL 3 345 635623 BADGER CRK 3 345 1 | 0.05053 | Yes
GEN-2024-017 | 02 NEBRASKA | G00ALL 29SP | 635622 RCCN TRL 3 345 635630 BOONEVILLE 3 345 1 | 635580 ARBOR HILL 3 345 635623 BADGER CRK 3 345 1 | 0.05452 | Yes
GEN-2024-017 | 02 NEBRASKA | G00ALL 29SP | 635200 RAUN 3 345 762779 G18-043 TAP 345 1 | 635580 ARBOR HILL 3 345 635623 BADGER CRK 3 345 1 | 0.09073 | Yes
GEN-2024-017 | 02 NEBRASKA | G00ALL 29SP | 635200 RAUN 3 345 645552 S3452 REACT3 345 1 | 635580 ARBOR HILL 3 345 635623 BADGER CRK 3 345 1 | 0.09322 | Yes
GEN-2024-017 | 02 NEBRASKA | G00ALL 29SP | 635368 OBRIEN 3 345 635400 HIGHLAND 3 345 1 | 636010 LEHIGH 3 345 636017 LEHIGH GARX3 345 Z | 0.05106 | Yes
GEN-2024-017 | 02 NEBRASKA | G00ALL 29SP | 635399 CHEROKEE 3 345 635400 HIGHLAND 3 345 1 | 636010 LEHIGH 3 345 636017 LEHIGH GARX3 345 Z | 0.05106 | Yes
GEN-2024-017 | 02 NEBRASKA | G00ALL 29SP | 635200 RAUN 3 345 635398 REMSEN 3 345 1 | 636010 LEHIGH 3 345 636017 LEHIGH GARX3 345 Z | 0.05106 | Yes
GEN-2024-017 | 02 NEBRASKA | G00ALL 29SP | 635398 REMSEN 3 345 635399 CHEROKEE 3 345 1 | 636010 LEHIGH 3 345 636017 LEHIGH GARX3 345 Z | 0.05106 | Yes
GEN-2024-017 | 02 NEBRASKA | G00ALL 29SP | 636003 BEAVER CRK 3 345 636010 LEHIGH 3 345 1 | 636010 LEHIGH 3 345 636017 LEHIGH GARX3 345 Z | 0.0537 | Yes
GEN-2024-017 | 02 NEBRASKA | G00ALL 29SP | 635200 RAUN 3 345 762779 G18-043 TAP 345 1 | 645452 S3452 3 345 645552 S3452 REACT3 345 Z1 | 0.1242 | Yes
GEN-2024-017 | 02 NEBRASKA | G00ALL 29SP | 635200 RAUN 3 345 652564 SIOUXCY3 345 1 | Base Case | 0.12395 | Yes
GEN-2024-017 | 02 NEBRASKA | G00ALL 29SP | 635018 NORTHBORO 3 345 635570 ORIENT 3 345 1 | Base Case | 0.05294 | Yes
GEN-2024-017 | 02 NEBRASKA | G00ALL 29SP | 635017 ATCHISON 3 345 640139 COOPER 3 345 1 | Base Case | 0.05294 | Yes
GEN-2024-017 | 02 NEBRASKA | G00ALL 29SP | 635017 ATCHISON 3 345 635018 NORTHBORO 3 345 1 | Base Case | 0.05294 | Yes
GEN-2024-017 | 02 NEBRASKA | G00ALL 29SP | 601006 SPLT RK3 345 652864 SIOUXCY-LNX3 345 1 | Base Case | 0.06013 | Yes
GEN-2024-017 | 02 NEBRASKA | G00ALL 29SP | 631138 LAKEFLD3 345 635368 OBRIEN 3 345 1 | Base Case | 0.05606 | Yes
GEN-2024-017 | 02 NEBRASKA | G00ALL 29SP | 636000 WEBSTER3 345 636010 LEHIGH 3 345 1 | Base Case | 0.05704 | Yes
GEN-2024-017 | 02 NEBRASKA | G00ALL 29SP | 635200 RAUN 3 345 762779 G18-043 TAP 345 1 | Base Case | 0.08735 | Yes
GEN-2024-017 | 02 NEBRASKA | G00ALL 29SP | 631193 HUNTLEY3 345 631197 LEDYARD3 345 1 | Base Case | 0.05129 | Yes
GEN-2024-017 | 02 NEBRASKA | G00ALL 29SP | 635000 CBLUFFS3 345 645456 S3456 3 345 1 | Base Case | 0.06371 | Yes
GEN-2024-017 | 02 NEBRASKA | G00ALL 29SP | 635200 RAUN 3 345 645552 S3452 REACT3 345 1 | Base Case | 0.08977 | Yes
GEN-2024-017 | 02 NEBRASKA | G00ALL 29SP | 635600 GRIMES 3 345 636003 BEAVER CRK 3 345 1 | Base Case | 0.0517 | Yes
GEN-2024-017 | 02 NEBRASKA | G00ALL 29SP | 636003 BEAVER CRK 3 345 636010 LEHIGH 3 345 1 | Base Case | 0.0517 | Yes
GEN-2024-018 | 02 NEBRASKA | G00ALL 29SP | 631193 HUNTLEY3 345 631197 LEDYARD3 345 1 | P11:20:XEL:PR_ISLD:31G | 0.05091 | Yes
GEN-2024-018 | 02 NEBRASKA | G00ALL 29SP | 631193 HUNTLEY3 345 631197 LEDYARD3 345 1 | P11:20:XEL:PR_ISLD:32G | 0.05091 | Yes
GEN-2024-018 | 02 NEBRASKA | G00ALL 29SP | 631193 HUNTLEY3 345 631197 LEDYARD3 345 1 | P11:24:XEL:SHERCO31G:1 | 0.05091 | Yes
GEN-2024-018 | 02 NEBRASKA | G00ALL 29SP | 635200 RAUN 3 345 645552 S3452 REACT3 345 1 | P11:24:XEL:SHERCO31G:1 | 0.08739 | Yes
GEN-2024-018 | 02 NEBRASKA | G00ALL 29SP | 631193 HUNTLEY3 345 631197 LEDYARD3 345 1 | P11:24:XEL:SHERCO32G:2 | 0.05091 | Yes
GEN-2024-018 | 02 NEBRASKA | G00ALL 29SP | 601006 SPLT RK3 345 652864 SIOUXCY-LNX3 345 1 | P11:26:XEL:SHERCO33G:3 | 0.059 | Yes
GEN-2024-018 | 02 NEBRASKA | G00ALL 29SP | 631138 LAKEFLD3 345 635368 OBRIEN 3 345 1 | P11:26:XEL:SHERCO33G:3 | 0.05496 | Yes
GEN-2024-018 | 02 NEBRASKA | G00ALL 29SP | 635200 RAUN 3 345 762779 G18-043 TAP 345 1 | P11:26:XEL:SHERCO33G:3 | 0.08507 | Yes
GEN-2024-018 | 02 NEBRASKA | G00ALL 29SP | 631193 HUNTLEY3 345 631197 LEDYARD3 345 1 | P11:26:XEL:SHERCO33G:3 | 0.05091 | Yes
GEN-2024-018 | 02 NEBRASKA | G00ALL 29SP | 635200 RAUN 3 345 645552 S3452 REACT3 345 1 | P11:26:XEL:SHERCO33G:3 | 0.08739 | Yes
GEN-2024-018 | 02 NEBRASKA | G00ALL 29SP | 635018 NORTHBORO 3 345 635570 ORIENT 3 345 1 | P11:345:MEC:GDMEC:3:ST | 0.05241 | Yes
GEN-2024-018 | 02 NEBRASKA | G00ALL 29SP | 635017 ATCHISON 3 345 640139 COOPER 3 345 1 | P11:345:MEC:GDMEC:3:ST | 0.05241 | Yes
GEN-2024-018 | 02 NEBRASKA | G00ALL 29SP | 635017 ATCHISON 3 345 635018 NORTHBORO 3 345 1 | P11:345:MEC:GDMEC:3:ST | 0.05241 | Yes
GEN-2024-018 | 02 NEBRASKA | G00ALL 29SP | 635000 CBLUFFS3 345 645456 S3456 3 345 1 | P11:345:MEC:GDMEC:3:ST | 0.05883 | Yes
GEN-2024-018 | 02 NEBRASKA | G00ALL 29SP | 635600 GRIMES 3 345 636003 BEAVER CRK 3 345 1 | P11:345:MEC:GDMEC:3:ST | 0.0513 | Yes
GEN-2024-018 | 02 NEBRASKA | G00ALL 29SP | 635200 RAUN 3 345 762779 G18-043 TAP 345 1 | P11:345:MEC:NEAL:3 | 0.08507 | Yes
GEN-2024-018 | 02 NEBRASKA | G00ALL 29SP | 635200 RAUN 3 345 645552 S3452 REACT3 345 1 | P11:345:MEC:NEAL:3 | 0.08739 | Yes
GEN-2024-018 | 02 NEBRASKA | G00ALL 29SP | 635200 RAUN 3 345 762779 G18-043 TAP 345 1 | P11:345:MEC:NEAL:4 | 0.08507 | Yes
GEN-2024-018 | 02 NEBRASKA | G00ALL 29SP | 635200 RAUN 3 345 645552 S3452 REACT3 345 1 | P11:345:MEC:NEAL:4 | 0.08739 | Yes
GEN-2024-018 | 02 NEBRASKA | G00ALL 29SP | 635000 CBLUFFS3 345 645456 S3456 3 345 1 | P11:345:MEC:WSEC:3 | 0.05883 | Yes
GEN-2024-018 | 02 NEBRASKA | G00ALL 29SP | 635000 CBLUFFS3 345 645456 S3456 3 345 1 | P11:345:MEC:WSEC:4 | 0.05883 | Yes
GEN-2024-018 | 02 NEBRASKA | G00ALL 29SP | 602004 SPLT RK4 230 652523 SIOUXFL4 230 1 | P12:230.0:UMZ:# N-1 #:: LINE PAHOJA__-BE4-EAGLE___-NI4-1 :HV: | 0.05595 | Yes
GEN-2024-018 | 02 NEBRASKA | G00ALL 29SP | 603016 SPLT RK7 115 996521 SPLT RK4 115 7 | P12:230.0:UMZ:# N-1 #:: LINE PAHOJA__-BE4-EAGLE___-NI4-1 :HV: | 0.05595 | Yes
GEN-2024-018 | 02 NEBRASKA | G00ALL 29SP | 602004 SPLT RK4 230 996521 SPLT RK4 115 7 | P12:230.0:UMZ:# N-1 #:: LINE PAHOJA__-BE4-EAGLE___-NI4-1 :HV: | 0.05595 | Yes
GEN-2024-018 | 02 NEBRASKA | G00ALL 29SP | 601006 SPLT RK3 345 652864 SIOUXCY-LNX3 345 1 | P12:230.0:UMZ:# N-1 #:: LINE SIOUXCY2-EAGLE___-NI4-1 :HV: | 0.06655 | Yes
GEN-2024-018 | 02 NEBRASKA | G00ALL 29SP | 602004 SPLT RK4 230 652523 SIOUXFL4 230 1 | P12:230.0:UMZ:# N-1 #:: LINE SIOUXFL4-PAHOJA__-BE4-1 :HV: | 0.05595 | Yes
GEN-2024-018 | 02 NEBRASKA | G00ALL 29SP | 603016 SPLT RK7 115 996521 SPLT RK4 115 7 | P12:230.0:UMZ:# N-1 #:: LINE SIOUXFL4-PAHOJA__-BE4-1 :HV: | 0.05595 | Yes
GEN-2024-018 | 02 NEBRASKA | G00ALL 29SP | 602004 SPLT RK4 230 996521 SPLT RK4 115 7 | P12:230.0:UMZ:# N-1 #:: LINE SIOUXFL4-PAHOJA__-BE4-1 :HV: | 0.05595 | Yes
GEN-2024-018 | 02 NEBRASKA | G00ALL 29SP | 635368 OBRIEN 3 345 635400 HIGHLAND 3 345 1 | P12:345.0:UMZ:# N-1 #:: LINE RAUN 3-SIOUXCY3-1 :EHV: | 0.06812 | Yes
GEN-2024-018 | 02 NEBRASKA | G00ALL 29SP | 631138 LAKEFLD3 345 635368 OBRIEN 3 345 1 | P12:345.0:UMZ:# N-1 #:: LINE RAUN 3-SIOUXCY3-1 :EHV: | 0.06951 | Yes
GEN-2024-018 | 02 NEBRASKA | G00ALL 29SP | 635399 CHEROKEE 3 345 635400 HIGHLAND 3 345 1 | P12:345.0:UMZ:# N-1 #:: LINE RAUN 3-SIOUXCY3-1 :EHV: | 0.06812 | Yes
GEN-2024-018 | 02 NEBRASKA | G00ALL 29SP | 635223 PLYMOUTH 5 161 652566 SIOUXCY5 161 1 | P12:345.0:UMZ:# N-1 #:: LINE RAUN 3-SIOUXCY3-1 :EHV: | 0.07456 | Yes
GEN-2024-018 | 02 NEBRASKA | G00ALL 29SP | 635200 RAUN 3 345 635398 REMSEN 3 345 1 | P12:345.0:UMZ:# N-1 #:: LINE RAUN 3-SIOUXCY3-1 :EHV: | 0.06812 | Yes
GEN-2024-018 | 02 NEBRASKA | G00ALL 29SP | 635398 REMSEN 3 345 635399 CHEROKEE 3 345 1 | P12:345.0:UMZ:# N-1 #:: LINE RAUN 3-SIOUXCY3-1 :EHV: | 0.06812 | Yes
GEN-2024-018 | 02 NEBRASKA | G00ALL 29SP | 635368 OBRIEN 3 345 635400 HIGHLAND 3 345 1 | P12:345.0:UMZ:# N-1 #:: LINE SIOUXCY3-SIOUXCY-LNX3-Z :EHV: | 0.06056 | Yes
GEN-2024-018 | 02 NEBRASKA | G00ALL 29SP | 631138 LAKEFLD3 345 635368 OBRIEN 3 345 1 | P12:345.0:UMZ:# N-1 #:: LINE SIOUXCY3-SIOUXCY-LNX3-Z :EHV: | 0.06825 | Yes
GEN-2024-018 | 02 NEBRASKA | G00ALL 29SP | 635399 CHEROKEE 3 345 635400 HIGHLAND 3 345 1 | P12:345.0:UMZ:# N-1 #:: LINE SIOUXCY3-SIOUXCY-LNX3-Z :EHV: | 0.06056 | Yes
GEN-2024-018 | 02 NEBRASKA | G00ALL 29SP | 635200 RAUN 3 345 635398 REMSEN 3 345 1 | P12:345.0:UMZ:# N-1 #:: LINE SIOUXCY3-SIOUXCY-LNX3-Z :EHV: | 0.06056 | Yes
GEN-2024-018 | 02 NEBRASKA | G00ALL 29SP | 635398 REMSEN 3 345 635399 CHEROKEE 3 345 1 | P12:345.0:UMZ:# N-1 #:: LINE SIOUXCY3-SIOUXCY-LNX3-Z :EHV: | 0.06056 | Yes
GEN-2024-018 | 02 NEBRASKA | G00ALL 29SP | 635368 OBRIEN 3 345 635400 HIGHLAND 3 345 1 | P12:345.0:UMZ:# N-1 #:: LINE SPLT RK3-SIOUXCY-LNX3-1 :EHV: | 0.06056 | Yes
GEN-2024-018 | 02 NEBRASKA | G00ALL 29SP | 631138 LAKEFLD3 345 635368 OBRIEN 3 345 1 | P12:345.0:UMZ:# N-1 #:: LINE SPLT RK3-SIOUXCY-LNX3-1 :EHV: | 0.06825 | Yes
GEN-2024-018 | 02 NEBRASKA | G00ALL 29SP | 635399 CHEROKEE 3 345 635400 HIGHLAND 3 345 1 | P12:345.0:UMZ:# N-1 #:: LINE SPLT RK3-SIOUXCY-LNX3-1 :EHV: | 0.06056 | Yes
GEN-2024-018 | 02 NEBRASKA | G00ALL 29SP | 635200 RAUN 3 345 635398 REMSEN 3 345 1 | P12:345.0:UMZ:# N-1 #:: LINE SPLT RK3-SIOUXCY-LNX3-1 :EHV: | 0.06056 | Yes
GEN-2024-018 | 02 NEBRASKA | G00ALL 29SP | 635398 REMSEN 3 345 635399 CHEROKEE 3 345 1 | P12:345.0:UMZ:# N-1 #:: LINE SPLT RK3-SIOUXCY-LNX3-1 :EHV: | 0.06056 | Yes
GEN-2024-018 | 02 NEBRASKA | G00ALL 29SP | 631138 LAKEFLD3 345 635368 OBRIEN 3 345 1 | P12:345:ITCM-MEC:LEDYARD:KOSSUTH:1 | 0.0663 | Yes
GEN-2024-018 | 02 NEBRASKA | G00ALL 29SP | 635018 NORTHBORO 3 345 635570 ORIENT 3 345 1 | P12:345:MEC:ARBOR HILL:FALLOW AVE:1 | 0.05712 | Yes
GEN-2024-018 | 02 NEBRASKA | G00ALL 29SP | 635017 ATCHISON 3 345 640139 COOPER 3 345 1 | P12:345:MEC:ARBOR HILL:FALLOW AVE:1 | 0.05712 | Yes
GEN-2024-018 | 02 NEBRASKA | G00ALL 29SP | 635017 ATCHISON 3 345 635018 NORTHBORO 3 345 1 | P12:345:MEC:ARBOR HILL:FALLOW AVE:1 | 0.05712 | Yes
GEN-2024-018 | 02 NEBRASKA | G00ALL 29SP | 635200 RAUN 3 345 762779 G18-043 TAP 345 1 | P12:345:MEC:ARBOR HILL:FALLOW AVE:1 | 0.08824 | Yes
GEN-2024-018 | 02 NEBRASKA | G00ALL 29SP | 635622 RCCN TRL 3 345 635630 BOONEVILLE 3 345 1 | P12:345:MEC:ARBOR HILL:FALLOW AVE:1 | 0.0527 | Yes
GEN-2024-018 | 02 NEBRASKA | G00ALL 29SP | 635200 RAUN 3 345 645552 S3452 REACT3 345 1 | P12:345:MEC:ARBOR HILL:FALLOW AVE:1 | 0.09063 | Yes
GEN-2024-018 | 02 NEBRASKA | G00ALL 29SP | 635200 RAUN 3 345 652564 SIOUXCY3 345 1 | P12:345:MEC:CHEROKEE:HIGHLAND:1 | 0.13788 | Yes
GEN-2024-018 | 02 NEBRASKA | G00ALL 29SP | 601006 SPLT RK3 345 652864 SIOUXCY-LNX3 345 1 | P12:345:MEC:CHEROKEE:HIGHLAND:1 | 0.06822 | Yes
GEN-2024-018 | 02 NEBRASKA | G00ALL 29SP | 636000 WEBSTER3 345 636010 LEHIGH 3 345 1 | P12:345:MEC:CHEROKEE:HIGHLAND:1 | 0.06811 | Yes
GEN-2024-018 | 02 NEBRASKA | G00ALL 29SP | 635600 GRIMES 3 345 635622 RCCN TRL 3 345 2 | P12:345:MEC:GRIMES:RCCN TRL:1 | 0.06217 | Yes
GEN-2024-018 | 02 NEBRASKA | G00ALL 29SP | 635600 GRIMES 3 345 635622 RCCN TRL 3 345 1 | P12:345:MEC:GRIMES:RCCN TRL:2 | 0.06214 | Yes
GEN-2024-018 | 02 NEBRASKA | G00ALL 29SP | 635622 RCCN TRL 3 345 635630 BOONEVILLE 3 345 1 | P12:345:MEC:MADISON:NORWALK:1 | 0.05289 | Yes
GEN-2024-018 | 02 NEBRASKA | G00ALL 29SP | 635000 CBLUFFS3 345 645456 S3456 3 345 1 | P12:345:MEC:NORTHBORO:ATCHISON:1REACTOR:EHV: | 0.08215 | Yes
GEN-2024-018 | 02 NEBRASKA | G00ALL 29SP | 635200 RAUN 3 345 652564 SIOUXCY3 345 1 | P12:345:MEC:OBRIEN:HIGHLAND:1REACTOR:EHV: | 0.13788 | Yes
GEN-2024-018 | 02 NEBRASKA | G00ALL 29SP | 601006 SPLT RK3 345 652864 SIOUXCY-LNX3 345 1 | P12:345:MEC:OBRIEN:HIGHLAND:1REACTOR:EHV: | 0.06822 | Yes
GEN-2024-018 | 02 NEBRASKA | G00ALL 29SP | 636000 WEBSTER3 345 636010 LEHIGH 3 345 1 | P12:345:MEC:OBRIEN:HIGHLAND:1REACTOR:EHV: | 0.06811 | Yes
GEN-2024-018 | 02 NEBRASKA | G00ALL 29SP | 635568 S HILLS 3 345 635630 BOONEVILLE 3 345 1 | P12:345:MEC:ORIENT:MADISON:1 | 0.06291 | Yes
GEN-2024-018 | 02 NEBRASKA | G00ALL 29SP | 635568 S HILLS 3 345 635570 ORIENT 3 345 1 | P12:345:MEC:ORIENT:MADISON:1 | 0.06291 | Yes
GEN-2024-018 | 02 NEBRASKA | G00ALL 29SP | 635000 CBLUFFS3 345 645456 S3456 3 345 1 | P12:345:MEC:ORIENT:NORTHBORO:1 | 0.08215 | Yes
GEN-2024-018 | 02 NEBRASKA | G00ALL 29SP | 635622 RCCN TRL 3 345 635630 BOONEVILLE 3 345 1 | P12:345:MEC:OVERLAND:FALLOW AVE:1 | 0.0527 | Yes
GEN-2024-018 | 02 NEBRASKA | G00ALL 29SP | 631138 LAKEFLD3 345 635368 OBRIEN 3 345 1 | P12:345:MEC:PALO ALTO:KOSSUTH:1REACTOR:EHV: | 0.05052 | Yes
GEN-2024-018 | 02 NEBRASKA | G00ALL 29SP | 636000 WEBSTER3 345 636010 LEHIGH 3 345 1 | P12:345:MEC:PALO ALTO:KOSSUTH:1REACTOR:EHV: | 0.05373 | Yes
GEN-2024-018 | 02 NEBRASKA | G00ALL 29SP | 635018 NORTHBORO 3 345 635570 ORIENT 3 345 1 | P12:345:MEC:PONY CRK:ROLL HILLS:1 | 0.05967 | Yes
GEN-2024-018 | 02 NEBRASKA | G00ALL 29SP | 635017 ATCHISON 3 345 640139 COOPER 3 345 1 | P12:345:MEC:PONY CRK:ROLL HILLS:1 | 0.05967 | Yes
GEN-2024-018 | 02 NEBRASKA | G00ALL 29SP | 635017 ATCHISON 3 345 635018 NORTHBORO 3 345 1 | P12:345:MEC:PONY CRK:ROLL HILLS:1 | 0.05967 | Yes
GEN-2024-018 | 02 NEBRASKA | G00ALL 29SP | 635018 NORTHBORO 3 345 635570 ORIENT 3 345 1 | P12:345:MEC:ROLL HILLS:ORIENT:1 | 0.05967 | Yes
GEN-2024-018 | 02 NEBRASKA | G00ALL 29SP | 635017 ATCHISON 3 345 640139 COOPER 3 345 1 | P12:345:MEC:ROLL HILLS:ORIENT:1 | 0.05967 | Yes
GEN-2024-018 | 02 NEBRASKA | G00ALL 29SP | 635017 ATCHISON 3 345 635018 NORTHBORO 3 345 1 | P12:345:MEC:ROLL HILLS:ORIENT:1 | 0.05967 | Yes
GEN-2024-018 | 02 NEBRASKA | G00ALL 29SP | 635570 ORIENT 3 345 635635 MADISON3 345 1 | P12:345:MEC:S HILLS:BOONEVILLE:1 | 0.05945 | Yes
GEN-2024-018 | 02 NEBRASKA | G00ALL 29SP | 635570 ORIENT 3 345 635635 MADISON3 345 1 | P12:345:MEC:S HILLS:ORIENT:1 | 0.05945 | Yes
GEN-2024-018 | 02 NEBRASKA | G00ALL 29SP | 635368 OBRIEN 3 345 635400 HIGHLAND 3 345 1 | P12:345:MEC:WEBSTER:LEHIGH:1 | 0.0597 | Yes
GEN-2024-018 | 02 NEBRASKA | G00ALL 29SP | 635399 CHEROKEE 3 345 635400 HIGHLAND 3 345 1 | P12:345:MEC:WEBSTER:LEHIGH:1 | 0.0597 | Yes
GEN-2024-018 | 02 NEBRASKA | G00ALL 29SP | 635200 RAUN 3 345 635398 REMSEN 3 345 1 | P12:345:MEC:WEBSTER:LEHIGH:1 | 0.0597 | Yes
GEN-2024-018 | 02 NEBRASKA | G00ALL 29SP | 635398 REMSEN 3 345 635399 CHEROKEE 3 345 1 | P12:345:MEC:WEBSTER:LEHIGH:1 | 0.0597 | Yes
GEN-2024-018 | 02 NEBRASKA | G00ALL 29SP | 635200 RAUN 3 345 652564 SIOUXCY3 345 1 | P12:345:MEC-ITCM:OBRIEN:LAKEFIELD:1REACTOR:EHV: | 0.13244 | Yes
GEN-2024-018 | 02 NEBRASKA | G00ALL 29SP | 601006 SPLT RK3 345 652864 SIOUXCY-LNX3 345 1 | P12:345:MEC-ITCM:OBRIEN:LAKEFIELD:1REACTOR:EHV: | 0.0679 | Yes
GEN-2024-018 | 02 NEBRASKA | G00ALL 29SP | 631193 HUNTLEY3 345 631197 LEDYARD3 345 1 | P12:345:MEC-ITCM:OBRIEN:LAKEFIELD:1REACTOR:EHV: | 0.07285 | Yes
GEN-2024-018 | 02 NEBRASKA | G00ALL 29SP | 631197 LEDYARD3 345 635369 KOSSUTH 3 345 1 | P12:345:MEC-ITCM:OBRIEN:LAKEFIELD:1REACTOR:EHV: | 0.05458 | Yes
GEN-2024-018 | 02 NEBRASKA | G00ALL 29SP | 635000 CBLUFFS3 345 645456 S3456 3 345 1 | P12:345:MEC-NPPD:ATCHISON:COOPER:1 | 0.08215 | Yes
GEN-2024-018 | 02 NEBRASKA | G00ALL 29SP | 635368 OBRIEN 3 345 635400 HIGHLAND 3 345 1 | P12:345:MEC-WAPA:RAUN:SIOUXCY:1 | 0.06812 | Yes
GEN-2024-018 | 02 NEBRASKA | G00ALL 29SP | 631138 LAKEFLD3 345 635368 OBRIEN 3 345 1 | P12:345:MEC-WAPA:RAUN:SIOUXCY:1 | 0.06951 | Yes
GEN-2024-018 | 02 NEBRASKA | G00ALL 29SP | 635399 CHEROKEE 3 345 635400 HIGHLAND 3 345 1 | P12:345:MEC-WAPA:RAUN:SIOUXCY:1 | 0.06812 | Yes
GEN-2024-018 | 02 NEBRASKA | G00ALL 29SP | 635223 PLYMOUTH 5 161 652566 SIOUXCY5 161 1 | P12:345:MEC-WAPA:RAUN:SIOUXCY:1 | 0.07456 | Yes
GEN-2024-018 | 02 NEBRASKA | G00ALL 29SP | 635200 RAUN 3 345 635398 REMSEN 3 345 1 | P12:345:MEC-WAPA:RAUN:SIOUXCY:1 | 0.06812 | Yes
GEN-2024-018 | 02 NEBRASKA | G00ALL 29SP | 635398 REMSEN 3 345 635399 CHEROKEE 3 345 1 | P12:345:MEC-WAPA:RAUN:SIOUXCY:1 | 0.06812 | Yes
GEN-2024-018 | 02 NEBRASKA | G00ALL 29SP | 635200 RAUN 3 345 762779 G18-043 TAP 345 1 | P12:345:NPPD:L3521::NW68&HOLDREGE.COLUMBUSEAST.CKT1:: | 0.10005 | Yes
GEN-2024-018 | 02 NEBRASKA | G00ALL 29SP | 635200 RAUN 3 345 645552 S3452 REACT3 345 1 | P12:345:NPPD:L3521::NW68&HOLDREGE.COLUMBUSEAST.CKT1:: | 0.10294 | Yes
GEN-2024-018 | 02 NEBRASKA | G00ALL 29SP | 635000 CBLUFFS3 345 645456 S3456 3 345 1 | P12:345:OPPD:S3456-S3459:::EHV: | 0.06859 | Yes
GEN-2024-018 | 02 NEBRASKA | G00ALL 29SP | 601048 LYON CO 3 345 631138 LAKEFLD3 345 1 | P12:345:XEL:HELENA3:SHEASLK3:1 | 0.05197 | Yes
GEN-2024-018 | 02 NEBRASKA | G00ALL 29SP | 601048 LYON CO 3 345 631138 LAKEFLD3 345 1 | P12:345:XEL:SPS HNA-SSL | 0.05197 | Yes
GEN-2024-018 | 02 NEBRASKA | G00ALL 29SP | 601048 LYON CO 3 345 631138 LAKEFLD3 345 1 | P12:345:XEL:WILMART3:SHEASLK3:1 | 0.05189 | Yes
GEN-2024-018 | 02 NEBRASKA | G00ALL 29SP | 635368 OBRIEN 3 345 635400 HIGHLAND 3 345 1 | P12:345:XEL-WAPA:SPLTRK3:SIOUXCY-LNX3:1 | 0.06056 | Yes
GEN-2024-018 | 02 NEBRASKA | G00ALL 29SP | 631138 LAKEFLD3 345 635368 OBRIEN 3 345 1 | P12:345:XEL-WAPA:SPLTRK3:SIOUXCY-LNX3:1 | 0.06825 | Yes
GEN-2024-018 | 02 NEBRASKA | G00ALL 29SP | 635399 CHEROKEE 3 345 635400 HIGHLAND 3 345 1 | P12:345:XEL-WAPA:SPLTRK3:SIOUXCY-LNX3:1 | 0.06056 | Yes
GEN-2024-018 | 02 NEBRASKA | G00ALL 29SP | 635200 RAUN 3 345 635398 REMSEN 3 345 1 | P12:345:XEL-WAPA:SPLTRK3:SIOUXCY-LNX3:1 | 0.06056 | Yes
GEN-2024-018 | 02 NEBRASKA | G00ALL 29SP | 635398 REMSEN 3 345 635399 CHEROKEE 3 345 1 | P12:345:XEL-WAPA:SPLTRK3:SIOUXCY-LNX3:1 | 0.06056 | Yes
GEN-2024-018 | 02 NEBRASKA | G00ALL 29SP | 635000 CBLUFFS3 345 645456 S3456 3 345 1 | P13:161-345:OPPD:S3456 T4:::HV: | 0.05979 | Yes
GEN-2024-018 | 02 NEBRASKA | G00ALL 29SP | 631193 HUNTLEY3 345 631197 LEDYARD3 345 1 | P13:345:XEL:MNTCE31G:MNTCELO3:1 | 0.05091 | Yes
GEN-2024-018 | 02 NEBRASKA | G00ALL 29SP | 631193 HUNTLEY3 345 631197 LEDYARD3 345 1 | P13:345:XEL:PRIS31G:PRISLD3:1 | 0.05091 | Yes
GEN-2024-018 | 02 NEBRASKA | G00ALL 29SP | 631193 HUNTLEY3 345 631197 LEDYARD3 345 1 | P13:345:XEL:PRIS32G:PRISLD3:2 | 0.05091 | Yes
GEN-2024-018 | 02 NEBRASKA | G00ALL 29SP | 635622 RCCN TRL 3 345 635630 BOONEVILLE 3 345 1 | P13:345-161:MEC:NORWALK:9T1:MULTI | 0.05347 | Yes
GEN-2024-018 | 02 NEBRASKA | G00ALL 29SP | 601006 SPLT RK3 345 652864 SIOUXCY-LNX3 345 1 | P13:345-230.0:UMZ:# N-1 #:: 3WND SIOUXCY3-SIOUXCY2-SIOUXC29-1 652_ SC2 KU1B_:EHV: | 0.07412 | Yes
GEN-2024-018 | 02 NEBRASKA | G00ALL 29SP | 635200 RAUN 3 345 652564 SIOUXCY3 345 1 | P14:345:ITCM-MEC:LAKEFLD-OBRIEN 50MVAR:MN-SS | 0.13244 | Yes
GEN-2024-018 | 02 NEBRASKA | G00ALL 29SP | 601006 SPLT RK3 345 652864 SIOUXCY-LNX3 345 1 | P14:345:ITCM-MEC:LAKEFLD-OBRIEN 50MVAR:MN-SS | 0.0679 | Yes
GEN-2024-018 | 02 NEBRASKA | G00ALL 29SP | 631193 HUNTLEY3 345 631197 LEDYARD3 345 1 | P14:345:ITCM-MEC:LAKEFLD-OBRIEN 50MVAR:MN-SS | 0.07285 | Yes
GEN-2024-018 | 02 NEBRASKA | G00ALL 29SP | 631197 LEDYARD3 345 635369 KOSSUTH 3 345 1 | P14:345:ITCM-MEC:LAKEFLD-OBRIEN 50MVAR:MN-SS | 0.05458 | Yes
GEN-2024-018 | 02 NEBRASKA | G00ALL 29SP | 631138 LAKEFLD3 345 635368 OBRIEN 3 345 1 | P23:345:ITCM:HUNTLEY3 3659:IA-MVP::EHV: | 0.0721 | Yes
GEN-2024-018 | 02 NEBRASKA | G00ALL 29SP | 635200 RAUN 3 345 652564 SIOUXCY3 345 1 | P23:345:ITCM:LAKEFLD 885:MN::EHV: | 0.13282 | Yes
GEN-2024-018 | 02 NEBRASKA | G00ALL 29SP | 601006 SPLT RK3 345 652864 SIOUXCY-LNX3 345 1 | P23:345:ITCM:LAKEFLD 885:MN::EHV: | 0.06835 | Yes
GEN-2024-018 | 02 NEBRASKA | G00ALL 29SP | 631193 HUNTLEY3 345 631197 LEDYARD3 345 1 | P23:345:ITCM:LAKEFLD 885:MN::EHV: | 0.0727 | Yes
GEN-2024-018 | 02 NEBRASKA | G00ALL 29SP | 631197 LEDYARD3 345 635369 KOSSUTH 3 345 1 | P23:345:ITCM:LAKEFLD 885:MN::EHV: | 0.05439 | Yes
GEN-2024-018 | 02 NEBRASKA | G00ALL 29SP | 631138 LAKEFLD3 345 635368 OBRIEN 3 345 1 | P23:345:ITCM:LEDYARD3 5074:IA-MVP::EHV: | 0.0733 | Yes
GEN-2024-018 | 02 NEBRASKA | G00ALL 29SP | 631138 LAKEFLD3 345 635368 OBRIEN 3 345 1 | P23:345:ITCM:LEDYARD3 5075:IA-MVP::EHV: | 0.0733 | Yes
GEN-2024-018 | 02 NEBRASKA | G00ALL 29SP | 631138 LAKEFLD3 345 635368 OBRIEN 3 345 1 | P23:345:ITCM:LEDYARD3 5076:IA-MVP::EHV: | 0.0663 | Yes
GEN-2024-018 | 02 NEBRASKA | G00ALL 29SP | 635018 NORTHBORO 3 345 635570 ORIENT 3 345 1 | P23:345:MEC:ARBOR HILL:901::EHV: | 0.05712 | Yes
GEN-2024-018 | 02 NEBRASKA | G00ALL 29SP | 635017 ATCHISON 3 345 640139 COOPER 3 345 1 | P23:345:MEC:ARBOR HILL:901::EHV: | 0.05712 | Yes
GEN-2024-018 | 02 NEBRASKA | G00ALL 29SP | 635017 ATCHISON 3 345 635018 NORTHBORO 3 345 1 | P23:345:MEC:ARBOR HILL:901::EHV: | 0.05712 | Yes
GEN-2024-018 | 02 NEBRASKA | G00ALL 29SP | 635622 RCCN TRL 3 345 635630 BOONEVILLE 3 345 1 | P23:345:MEC:ARBOR HILL:901::EHV: | 0.0527 | Yes
GEN-2024-018 | 02 NEBRASKA | G00ALL 29SP | 635200 RAUN 3 345 645552 S3452 REACT3 345 1 | P23:345:MEC:ARBOR HILL:901::EHV: | 0.09063 | Yes
GEN-2024-018 | 02 NEBRASKA | G00ALL 29SP | 635018 NORTHBORO 3 345 635570 ORIENT 3 345 1 | P23:345:MEC:ARBOR HILL:902::EHV: | 0.05712 | Yes
GEN-2024-018 | 02 NEBRASKA | G00ALL 29SP | 635017 ATCHISON 3 345 640139 COOPER 3 345 1 | P23:345:MEC:ARBOR HILL:902::EHV: | 0.05712 | Yes
GEN-2024-018 | 02 NEBRASKA | G00ALL 29SP | 635017 ATCHISON 3 345 635018 NORTHBORO 3 345 1 | P23:345:MEC:ARBOR HILL:902::EHV: | 0.05712 | Yes
GEN-2024-018 | 02 NEBRASKA | G00ALL 29SP | 635622 RCCN TRL 3 345 635630 BOONEVILLE 3 345 1 | P23:345:MEC:ARBOR HILL:902::EHV: | 0.0527 | Yes
GEN-2024-018 | 02 NEBRASKA | G00ALL 29SP | 635200 RAUN 3 345 645552 S3452 REACT3 345 1 | P23:345:MEC:ARBOR HILL:902::EHV: | 0.09063 | Yes
GEN-2024-018 | 02 NEBRASKA | G00ALL 29SP | 635018 NORTHBORO 3 345 635570 ORIENT 3 345 1 | P23:345:MEC:ARBOR HILL:903::EHV: | 0.05712 | Yes
GEN-2024-018 | 02 NEBRASKA | G00ALL 29SP | 635017 ATCHISON 3 345 640139 COOPER 3 345 1 | P23:345:MEC:ARBOR HILL:903::EHV: | 0.05712 | Yes
GEN-2024-018 | 02 NEBRASKA | G00ALL 29SP | 635017 ATCHISON 3 345 635018 NORTHBORO 3 345 1 | P23:345:MEC:ARBOR HILL:903::EHV: | 0.05712 | Yes
GEN-2024-018 | 02 NEBRASKA | G00ALL 29SP | 635622 RCCN TRL 3 345 635630 BOONEVILLE 3 345 1 | P23:345:MEC:ARBOR HILL:903::EHV: | 0.0527 | Yes
GEN-2024-018 | 02 NEBRASKA | G00ALL 29SP | 635200 RAUN 3 345 762779 G18-043 TAP 345 1 | P23:345:MEC:ARBOR HILL:903::EHV: | 0.08824 | Yes
GEN-2024-018 | 02 NEBRASKA | G00ALL 29SP | 635200 RAUN 3 345 645552 S3452 REACT3 345 1 | P23:345:MEC:ARBOR HILL:903::EHV: | 0.09063 | Yes
GEN-2024-018 | 02 NEBRASKA | G00ALL 29SP | 635000 CBLUFFS3 345 645456 S3456 3 345 1 | P23:345:MEC:ATCHISON:902::EHV: | 0.08215 | Yes
GEN-2024-018 | 02 NEBRASKA | G00ALL 29SP | 635570 ORIENT 3 345 635635 MADISON3 345 1 | P23:345:MEC:BOONEVILLE:902::EHV: | 0.05586 | Yes
GEN-2024-018 | 02 NEBRASKA | G00ALL 29SP | 635000 CBLUFFS3 345 645456 S3456 3 345 1 | P23:345:MEC:CBEC:908::EHV: | 0.05866 | Yes
GEN-2024-018 | 02 NEBRASKA | G00ALL 29SP | 635200 RAUN 3 345 652564 SIOUXCY3 345 1 | P23:345:MEC:CHEROKEE:901::EHV: | 0.13788 | Yes
GEN-2024-018 | 02 NEBRASKA | G00ALL 29SP | 636000 WEBSTER3 345 636010 LEHIGH 3 345 1 | P23:345:MEC:CHEROKEE:901::EHV: | 0.06811 | Yes
GEN-2024-018 | 02 NEBRASKA | G00ALL 29SP | 635200 RAUN 3 345 652564 SIOUXCY3 345 1 | P23:345:MEC:CHEROKEE:902::EHV: | 0.13788 | Yes
GEN-2024-018 | 02 NEBRASKA | G00ALL 29SP | 636000 WEBSTER3 345 636010 LEHIGH 3 345 1 | P23:345:MEC:CHEROKEE:902::EHV: | 0.06811 | Yes
GEN-2024-018 | 02 NEBRASKA | G00ALL 29SP | 635200 RAUN 3 345 652564 SIOUXCY3 345 1 | P23:345:MEC:CHEROKEE:903::EHV: | 0.13788 | Yes
GEN-2024-018 | 02 NEBRASKA | G00ALL 29SP | 636000 WEBSTER3 345 636010 LEHIGH 3 345 1 | P23:345:MEC:CHEROKEE:903::EHV: | 0.06811 | Yes
GEN-2024-018 | 02 NEBRASKA | G00ALL 29SP | 635018 NORTHBORO 3 345 635570 ORIENT 3 345 1 | P23:345:MEC:FALLOW:901::EHV: | 0.05712 | Yes
GEN-2024-018 | 02 NEBRASKA | G00ALL 29SP | 635017 ATCHISON 3 345 640139 COOPER 3 345 1 | P23:345:MEC:FALLOW:901::EHV: | 0.05712 | Yes
GEN-2024-018 | 02 NEBRASKA | G00ALL 29SP | 635017 ATCHISON 3 345 635018 NORTHBORO 3 345 1 | P23:345:MEC:FALLOW:901::EHV: | 0.05712 | Yes
GEN-2024-018 | 02 NEBRASKA | G00ALL 29SP | 635622 RCCN TRL 3 345 635630 BOONEVILLE 3 345 1 | P23:345:MEC:FALLOW:901::EHV: | 0.0527 | Yes
GEN-2024-018 | 02 NEBRASKA | G00ALL 29SP | 635200 RAUN 3 345 645552 S3452 REACT3 345 1 | P23:345:MEC:FALLOW:901::EHV: | 0.09063 | Yes
GEN-2024-018 | 02 NEBRASKA | G00ALL 29SP | 635018 NORTHBORO 3 345 635570 ORIENT 3 345 1 | P23:345:MEC:FALLOW:902::EHV: | 0.05712 | Yes
GEN-2024-018 | 02 NEBRASKA | G00ALL 29SP | 635017 ATCHISON 3 345 640139 COOPER 3 345 1 | P23:345:MEC:FALLOW:902::EHV: | 0.05712 | Yes
GEN-2024-018 | 02 NEBRASKA | G00ALL 29SP | 635017 ATCHISON 3 345 635018 NORTHBORO 3 345 1 | P23:345:MEC:FALLOW:902::EHV: | 0.05712 | Yes
GEN-2024-018 | 02 NEBRASKA | G00ALL 29SP | 635622 RCCN TRL 3 345 635630 BOONEVILLE 3 345 1 | P23:345:MEC:FALLOW:902::EHV: | 0.0527 | Yes
GEN-2024-018 | 02 NEBRASKA | G00ALL 29SP | 635622 RCCN TRL 3 345 635630 BOONEVILLE 3 345 1 | P23:345:MEC:FALLOW:903::EHV: | 0.0527 | Yes
GEN-2024-018 | 02 NEBRASKA | G00ALL 29SP | 636003 BEAVER CRK 3 345 636010 LEHIGH 3 345 1 | P23:345:MEC:GARD AVE:901::EHV: | 0.0529 | Yes
GEN-2024-018 | 02 NEBRASKA | G00ALL 29SP | 636003 BEAVER CRK 3 345 636010 LEHIGH 3 345 1 | P23:345:MEC:GARD AVE:903::EHV: | 0.0529 | Yes
GEN-2024-018 | 02 NEBRASKA | G00ALL 29SP | 635635 MADISON3 345 635640 NORWALK 3 345 1 | P23:345:MEC:GRIMES:903::EHV: | 0.0577 | Yes
GEN-2024-018 | 02 NEBRASKA | G00ALL 29SP | 635640 NORWALK 3 345 635650 SE POLK 3 345 1 | P23:345:MEC:GRIMES:903::EHV: | 0.05219 | Yes
GEN-2024-018 | 02 NEBRASKA | G00ALL 29SP | 635200 RAUN 3 345 652564 SIOUXCY3 345 1 | P23:345:MEC:HIGHLAND:901::EHV: | 0.13788 | Yes
GEN-2024-018 | 02 NEBRASKA | G00ALL 29SP | 601006 SPLT RK3 345 652864 SIOUXCY-LNX3 345 1 | P23:345:MEC:HIGHLAND:901::EHV: | 0.06822 | Yes
GEN-2024-018 | 02 NEBRASKA | G00ALL 29SP | 636000 WEBSTER3 345 636010 LEHIGH 3 345 1 | P23:345:MEC:HIGHLAND:901::EHV: | 0.06811 | Yes
GEN-2024-018 | 02 NEBRASKA | G00ALL 29SP | 635200 RAUN 3 345 652564 SIOUXCY3 345 1 | P23:345:MEC:HIGHLAND:902::EHV: | 0.13788 | Yes
GEN-2024-018 | 02 NEBRASKA | G00ALL 29SP | 601006 SPLT RK3 345 652864 SIOUXCY-LNX3 345 1 | P23:345:MEC:HIGHLAND:902::EHV: | 0.06822 | Yes
GEN-2024-018 | 02 NEBRASKA | G00ALL 29SP | 636000 WEBSTER3 345 636010 LEHIGH 3 345 1 | P23:345:MEC:HIGHLAND:902::EHV: | 0.06811 | Yes
GEN-2024-018 | 02 NEBRASKA | G00ALL 29SP | 635200 RAUN 3 345 652564 SIOUXCY3 345 1 | P23:345:MEC:HIGHLAND:903::EHV: | 0.13788 | Yes
GEN-2024-018 | 02 NEBRASKA | G00ALL 29SP | 601006 SPLT RK3 345 652864 SIOUXCY-LNX3 345 1 | P23:345:MEC:HIGHLAND:903::EHV: | 0.06822 | Yes
GEN-2024-018 | 02 NEBRASKA | G00ALL 29SP | 636000 WEBSTER3 345 636010 LEHIGH 3 345 1 | P23:345:MEC:HIGHLAND:903::EHV: | 0.06811 | Yes
GEN-2024-018 | 02 NEBRASKA | G00ALL 29SP | 635200 RAUN 3 345 652564 SIOUXCY3 345 1 | P23:345:MEC:HIGHLAND:908::EHV: | 0.13788 | Yes
GEN-2024-018 | 02 NEBRASKA | G00ALL 29SP | 601006 SPLT RK3 345 652864 SIOUXCY-LNX3 345 1 | P23:345:MEC:HIGHLAND:908::EHV: | 0.06822 | Yes
GEN-2024-018 | 02 NEBRASKA | G00ALL 29SP | 636000 WEBSTER3 345 636010 LEHIGH 3 345 1 | P23:345:MEC:HIGHLAND:908::EHV: | 0.06811 | Yes
GEN-2024-018 | 02 NEBRASKA | G00ALL 29SP | 631138 LAKEFLD3 345 635368 OBRIEN 3 345 1 | P23:345:MEC:KOSSUTH:901::EHV: | 0.05509 | Yes
GEN-2024-018 | 02 NEBRASKA | G00ALL 29SP | 631138 LAKEFLD3 345 635368 OBRIEN 3 345 1 | P23:345:MEC:KOSSUTH:902::EHV: | 0.05509 | Yes
GEN-2024-018 | 02 NEBRASKA | G00ALL 29SP | 631138 LAKEFLD3 345 635368 OBRIEN 3 345 1 | P23:345:MEC:KOSSUTH:904::EHV: | 0.05509 | Yes
GEN-2024-018 | 02 NEBRASKA | G00ALL 29SP | 635368 OBRIEN 3 345 635400 HIGHLAND 3 345 1 | P23:345:MEC:LEHIGH:350::EHV: | 0.05736 | Yes
GEN-2024-018 | 02 NEBRASKA | G00ALL 29SP | 635399 CHEROKEE 3 345 635400 HIGHLAND 3 345 1 | P23:345:MEC:LEHIGH:350::EHV: | 0.05736 | Yes
GEN-2024-018 | 02 NEBRASKA | G00ALL 29SP | 635200 RAUN 3 345 635398 REMSEN 3 345 1 | P23:345:MEC:LEHIGH:350::EHV: | 0.05736 | Yes
GEN-2024-018 | 02 NEBRASKA | G00ALL 29SP | 635398 REMSEN 3 345 635399 CHEROKEE 3 345 1 | P23:345:MEC:LEHIGH:350::EHV: | 0.05736 | Yes
GEN-2024-018 | 02 NEBRASKA | G00ALL 29SP | 635200 RAUN 3 345 652564 SIOUXCY3 345 1 | P23:345:MEC:LEHIGH:360::EHV: | 0.12626 | Yes
GEN-2024-018 | 02 NEBRASKA | G00ALL 29SP | 635368 OBRIEN 3 345 635400 HIGHLAND 3 345 1 | P23:345:MEC:LEHIGH:360::EHV: | 0.05736 | Yes
GEN-2024-018 | 02 NEBRASKA | G00ALL 29SP | 635399 CHEROKEE 3 345 635400 HIGHLAND 3 345 1 | P23:345:MEC:LEHIGH:360::EHV: | 0.05736 | Yes
GEN-2024-018 | 02 NEBRASKA | G00ALL 29SP | 635200 RAUN 3 345 635398 REMSEN 3 345 1 | P23:345:MEC:LEHIGH:360::EHV: | 0.05736 | Yes
GEN-2024-018 | 02 NEBRASKA | G00ALL 29SP | 635398 REMSEN 3 345 635399 CHEROKEE 3 345 1 | P23:345:MEC:LEHIGH:360::EHV: | 0.05736 | Yes
GEN-2024-018 | 02 NEBRASKA | G00ALL 29SP | 636003 BEAVER CRK 3 345 636010 LEHIGH 3 345 1 | P23:345:MEC:LEHIGH:390::EHV: | 0.0529 | Yes
GEN-2024-018 | 02 NEBRASKA | G00ALL 29SP | 635568 S HILLS 3 345 635630 BOONEVILLE 3 345 1 | P23:345:MEC:MADISON:901::EHV: | 0.06144 | Yes
GEN-2024-018 | 02 NEBRASKA | G00ALL 29SP | 635568 S HILLS 3 345 635570 ORIENT 3 345 1 | P23:345:MEC:MADISON:901::EHV: | 0.06144 | Yes
GEN-2024-018 | 02 NEBRASKA | G00ALL 29SP | 635568 S HILLS 3 345 635630 BOONEVILLE 3 345 1 | P23:345:MEC:MADISON:902::EHV: | 0.06144 | Yes
GEN-2024-018 | 02 NEBRASKA | G00ALL 29SP | 635568 S HILLS 3 345 635570 ORIENT 3 345 1 | P23:345:MEC:MADISON:902::EHV: | 0.06144 | Yes
GEN-2024-018 | 02 NEBRASKA | G00ALL 29SP | 635568 S HILLS 3 345 635630 BOONEVILLE 3 345 1 | P23:345:MEC:MADISON:903::EHV: | 0.06144 | Yes
GEN-2024-018 | 02 NEBRASKA | G00ALL 29SP | 635568 S HILLS 3 345 635570 ORIENT 3 345 1 | P23:345:MEC:MADISON:903::EHV: | 0.06144 | Yes
GEN-2024-018 | 02 NEBRASKA | G00ALL 29SP | 635000 CBLUFFS3 345 645456 S3456 3 345 1 | P23:345:MEC:NORTHBORO:901::EHV: | 0.08215 | Yes
GEN-2024-018 | 02 NEBRASKA | G00ALL 29SP | 635200 RAUN 3 345 652564 SIOUXCY3 345 1 | P23:345:MEC:OBRIEN:903::EHV: | 0.13954 | Yes
GEN-2024-018 | 02 NEBRASKA | G00ALL 29SP | 601006 SPLT RK3 345 652864 SIOUXCY-LNX3 345 1 | P23:345:MEC:OBRIEN:903::EHV: | 0.07113 | Yes
GEN-2024-018 | 02 NEBRASKA | G00ALL 29SP | 636000 WEBSTER3 345 636010 LEHIGH 3 345 1 | P23:345:MEC:OBRIEN:903::EHV: | 0.06453 | Yes
GEN-2024-018 | 02 NEBRASKA | G00ALL 29SP | 631193 HUNTLEY3 345 631197 LEDYARD3 345 1 | P23:345:MEC:OBRIEN:903::EHV: | 0.06586 | Yes
GEN-2024-018 | 02 NEBRASKA | G00ALL 29SP | 601006 SPLT RK3 345 652864 SIOUXCY-LNX3 345 1 | P23:345:MEC:OBRIEN:904::EHV: | 0.0679 | Yes
GEN-2024-018 | 02 NEBRASKA | G00ALL 29SP | 631193 HUNTLEY3 345 631197 LEDYARD3 345 1 | P23:345:MEC:OBRIEN:904::EHV: | 0.07285 | Yes
GEN-2024-018 | 02 NEBRASKA | G00ALL 29SP | 631197 LEDYARD3 345 635369 KOSSUTH 3 345 1 | P23:345:MEC:OBRIEN:904::EHV: | 0.05458 | Yes
GEN-2024-018 | 02 NEBRASKA | G00ALL 29SP | 635200 RAUN 3 345 652564 SIOUXCY3 345 1 | P23:345:MEC:OBRIEN:906::EHV: | 0.14012 | Yes
GEN-2024-018 | 02 NEBRASKA | G00ALL 29SP | 601006 SPLT RK3 345 652864 SIOUXCY-LNX3 345 1 | P23:345:MEC:OBRIEN:906::EHV: | 0.06999 | Yes
GEN-2024-018 | 02 NEBRASKA | G00ALL 29SP | 631193 HUNTLEY3 345 631197 LEDYARD3 345 1 | P23:345:MEC:OBRIEN:906::EHV: | 0.06495 | Yes
GEN-2024-018 | 02 NEBRASKA | G00ALL 29SP | 635000 CBLUFFS3 345 645456 S3456 3 345 1 | P23:345:MEC:ORIENT:902::EHV: | 0.07949 | Yes
GEN-2024-018 | 02 NEBRASKA | G00ALL 29SP | 635568 S HILLS 3 345 635630 BOONEVILLE 3 345 1 | P23:345:MEC:ORIENT:905::EHV: | 0.05359 | Yes
GEN-2024-018 | 02 NEBRASKA | G00ALL 29SP | 635568 S HILLS 3 345 635570 ORIENT 3 345 1 | P23:345:MEC:ORIENT:905::EHV: | 0.05359 | Yes
GEN-2024-018 | 02 NEBRASKA | G00ALL 29SP | 635622 RCCN TRL 3 345 635630 BOONEVILLE 3 345 1 | P23:345:MEC:OVERLAND TRAIL:902::EHV: | 0.05274 | Yes
GEN-2024-018 | 02 NEBRASKA | G00ALL 29SP | 631138 LAKEFLD3 345 635368 OBRIEN 3 345 1 | P23:345:MEC:PALO ALTO:903::EHV: | 0.05052 | Yes
GEN-2024-018 | 02 NEBRASKA | G00ALL 29SP | 636000 WEBSTER3 345 636010 LEHIGH 3 345 1 | P23:345:MEC:PALO ALTO:903::EHV: | 0.05373 | Yes
GEN-2024-018 | 02 NEBRASKA | G00ALL 29SP | 635200 RAUN 3 345 652564 SIOUXCY3 345 1 | P23:345:MEC:RAUN:150::EHV: | 0.14196 | Yes
GEN-2024-018 | 02 NEBRASKA | G00ALL 29SP | 601006 SPLT RK3 345 652864 SIOUXCY-LNX3 345 1 | P23:345:MEC:RAUN:150::EHV: | 0.07018 | Yes
GEN-2024-018 | 02 NEBRASKA | G00ALL 29SP | 635018 NORTHBORO 3 345 635570 ORIENT 3 345 1 | P23:345:MEC:ROLLING HILLS:901::EHV: | 0.05967 | Yes
GEN-2024-018 | 02 NEBRASKA | G00ALL 29SP | 635017 ATCHISON 3 345 640139 COOPER 3 345 1 | P23:345:MEC:ROLLING HILLS:901::EHV: | 0.05967 | Yes
GEN-2024-018 | 02 NEBRASKA | G00ALL 29SP | 635017 ATCHISON 3 345 635018 NORTHBORO 3 345 1 | P23:345:MEC:ROLLING HILLS:901::EHV: | 0.05967 | Yes
GEN-2024-018 | 02 NEBRASKA | G00ALL 29SP | 635018 NORTHBORO 3 345 635570 ORIENT 3 345 1 | P23:345:MEC:ROLLING HILLS:902::EHV: | 0.05967 | Yes
GEN-2024-018 | 02 NEBRASKA | G00ALL 29SP | 635017 ATCHISON 3 345 640139 COOPER 3 345 1 | P23:345:MEC:ROLLING HILLS:902::EHV: | 0.05967 | Yes
GEN-2024-018 | 02 NEBRASKA | G00ALL 29SP | 635017 ATCHISON 3 345 635018 NORTHBORO 3 345 1 | P23:345:MEC:ROLLING HILLS:902::EHV: | 0.05967 | Yes
GEN-2024-018 | 02 NEBRASKA | G00ALL 29SP | 635018 NORTHBORO 3 345 635570 ORIENT 3 345 1 | P23:345:MEC:ROLLING HILLS:903::EHV: | 0.05967 | Yes
GEN-2024-018 | 02 NEBRASKA | G00ALL 29SP | 635017 ATCHISON 3 345 640139 COOPER 3 345 1 | P23:345:MEC:ROLLING HILLS:903::EHV: | 0.05967 | Yes
GEN-2024-018 | 02 NEBRASKA | G00ALL 29SP | 635017 ATCHISON 3 345 635018 NORTHBORO 3 345 1 | P23:345:MEC:ROLLING HILLS:903::EHV: | 0.05967 | Yes
GEN-2024-018 | 02 NEBRASKA | G00ALL 29SP | 635018 NORTHBORO 3 345 635570 ORIENT 3 345 1 | P23:345:MEC:ROLLING HILLS:908::EHV: | 0.05967 | Yes
GEN-2024-018 | 02 NEBRASKA | G00ALL 29SP | 635017 ATCHISON 3 345 640139 COOPER 3 345 1 | P23:345:MEC:ROLLING HILLS:908::EHV: | 0.05967 | Yes
GEN-2024-018 | 02 NEBRASKA | G00ALL 29SP | 635017 ATCHISON 3 345 635018 NORTHBORO 3 345 1 | P23:345:MEC:ROLLING HILLS:908::EHV: | 0.05967 | Yes
GEN-2024-018 | 02 NEBRASKA | G00ALL 29SP | 635570 ORIENT 3 345 635635 MADISON3 345 1 | P23:345:MEC:SOUTHERN HILLS:902::EHV: | 0.05945 | Yes
GEN-2024-018 | 02 NEBRASKA | G00ALL 29SP | 635570 ORIENT 3 345 635635 MADISON3 345 1 | P23:345:MEC:SOUTHERN HILLS:903::EHV: | 0.05945 | Yes
GEN-2024-018 | 02 NEBRASKA | G00ALL 29SP | 635570 ORIENT 3 345 635635 MADISON3 345 1 | P23:345:MEC:SOUTHERN HILLS:904::EHV: | 0.05945 | Yes
GEN-2024-018 | 02 NEBRASKA | G00ALL 29SP | 635018 NORTHBORO 3 345 635570 ORIENT 3 345 1 | P23:345:OPPD:FUTURE 56-55&56-58:::EHV: | 0.06229 | Yes
GEN-2024-018 | 02 NEBRASKA | G00ALL 29SP | 635017 ATCHISON 3 345 640139 COOPER 3 345 1 | P23:345:OPPD:FUTURE 56-55&56-58:::EHV: | 0.06229 | Yes
GEN-2024-018 | 02 NEBRASKA | G00ALL 29SP | 635017 ATCHISON 3 345 635018 NORTHBORO 3 345 1 | P23:345:OPPD:FUTURE 56-55&56-58:::EHV: | 0.06229 | Yes
GEN-2024-018 | 02 NEBRASKA | G00ALL 29SP | 601048 LYON CO 3 345 631138 LAKEFLD3 345 1 | P23:345:XEL:396 BKR SPK:::EHV: | 0.05951 | Yes
GEN-2024-018 | 02 NEBRASKA | G00ALL 29SP | 631193 HUNTLEY3 345 631197 LEDYARD3 345 1 | P23:345:XEL:8N22 SHC:::EHV: | 0.05091 | Yes
GEN-2024-018 | 02 NEBRASKA | G00ALL 29SP | 631193 HUNTLEY3 345 631197 LEDYARD3 345 1 | P23:345:XEL:8N8 MNN:::EHV: | 0.05091 | Yes
GEN-2024-018 | 02 NEBRASKA | G00ALL 29SP | 601048 LYON CO 3 345 631138 LAKEFLD3 345 1 | P23:345:XEL:8S71 HNA:::EHV: | 0.05382 | Yes
GEN-2024-018 | 02 NEBRASKA | G00ALL 29SP | 601048 LYON CO 3 345 631138 LAKEFLD3 345 1 | P23:345:XEL:HELENA3:8S71::EHV: | 0.05382 | Yes
GEN-2024-018 | 02 NEBRASKA | G00ALL 29SP | 631193 HUNTLEY3 345 631197 LEDYARD3 345 1 | P23:345:XEL:PRISLD3:8H17::EHV: | 0.05088 | Yes
GEN-2024-018 | 02 NEBRASKA | G00ALL 29SP | 601048 LYON CO 3 345 631138 LAKEFLD3 345 1 | P23:345:XEL:SHEASLK3:8S81::EHV: | 0.05207 | Yes
GEN-2024-018 | 02 NEBRASKA | G00ALL 29SP | 601048 LYON CO 3 345 631138 LAKEFLD3 345 1 | P23:345:XEL:WILMART3:8S26 FUT::EHV: | 0.05319 | Yes
GEN-2024-018 | 02 NEBRASKA | G00ALL 29SP | 635200 RAUN 3 345 762779 G18-043 TAP 345 1 | P42:345:LES:L1485::NW68&HOLDREGE.WAGENER.CB3006:: | 0.09816 | Yes
GEN-2024-018 | 02 NEBRASKA | G00ALL 29SP | 635200 RAUN 3 345 645552 S3452 REACT3 345 1 | P42:345:LES:L1485::NW68&HOLDREGE.WAGENER.CB3006:: | 0.10097 | Yes
GEN-2024-018 | 02 NEBRASKA | G00ALL 29SP | 635200 RAUN 3 345 645552 S3452 REACT3 345 1 | P42:345:LES:L3516::NW68&HOLDREGE.MOORE.CB3005:: | 0.10096 | Yes
GEN-2024-018 | 02 NEBRASKA | G00ALL 29SP | 635000 CBLUFFS3 345 645456 S3456 3 345 1 | P42:345:NPPD:BKR-CPR-3304:::: | 0.08466 | Yes
GEN-2024-018 | 02 NEBRASKA | G00ALL 29SP | 635200 RAUN 3 345 645552 S3452 REACT3 345 1 | P42:345:NPPD:LXXXX.COLMB E.SHELCRK.CB3306:::: | 0.10362 | Yes
GEN-2024-018 | 02 NEBRASKA | G00ALL 29SP | 635018 NORTHBORO 3 345 635570 ORIENT 3 345 1 | P55:345:MEC:ARBOR HILL | 0.05712 | Yes
GEN-2024-018 | 02 NEBRASKA | G00ALL 29SP | 635017 ATCHISON 3 345 640139 COOPER 3 345 1 | P55:345:MEC:ARBOR HILL | 0.05712 | Yes
GEN-2024-018 | 02 NEBRASKA | G00ALL 29SP | 635017 ATCHISON 3 345 635018 NORTHBORO 3 345 1 | P55:345:MEC:ARBOR HILL | 0.05712 | Yes
GEN-2024-018 | 02 NEBRASKA | G00ALL 29SP | 635622 RCCN TRL 3 345 635630 BOONEVILLE 3 345 1 | P55:345:MEC:ARBOR HILL | 0.0527 | Yes
GEN-2024-018 | 02 NEBRASKA | G00ALL 29SP | 635200 RAUN 3 345 762779 G18-043 TAP 345 1 | P55:345:MEC:ARBOR HILL | 0.08824 | Yes
GEN-2024-018 | 02 NEBRASKA | G00ALL 29SP | 635200 RAUN 3 345 645552 S3452 REACT3 345 1 | P55:345:MEC:ARBOR HILL | 0.09063 | Yes
GEN-2024-018 | 02 NEBRASKA | G00ALL 29SP | 635000 CBLUFFS3 345 645456 S3456 3 345 1 | P55:345:MEC:ATCHISON | 0.08215 | Yes
GEN-2024-018 | 02 NEBRASKA | G00ALL 29SP | 635200 RAUN 3 345 652564 SIOUXCY3 345 1 | P55:345:MEC:CHEROKEE | 0.13788 | Yes
GEN-2024-018 | 02 NEBRASKA | G00ALL 29SP | 636000 WEBSTER3 345 636010 LEHIGH 3 345 1 | P55:345:MEC:CHEROKEE | 0.06811 | Yes
GEN-2024-018 | 02 NEBRASKA | G00ALL 29SP | 635018 NORTHBORO 3 345 635570 ORIENT 3 345 1 | P55:345:MEC:FALLOW AVE | 0.05712 | Yes
GEN-2024-018 | 02 NEBRASKA | G00ALL 29SP | 635017 ATCHISON 3 345 640139 COOPER 3 345 1 | P55:345:MEC:FALLOW AVE | 0.05712 | Yes
GEN-2024-018 | 02 NEBRASKA | G00ALL 29SP | 635017 ATCHISON 3 345 635018 NORTHBORO 3 345 1 | P55:345:MEC:FALLOW AVE | 0.05712 | Yes
GEN-2024-018 | 02 NEBRASKA | G00ALL 29SP | 635622 RCCN TRL 3 345 635630 BOONEVILLE 3 345 1 | P55:345:MEC:FALLOW AVE | 0.0527 | Yes
GEN-2024-018 | 02 NEBRASKA | G00ALL 29SP | 636003 BEAVER CRK 3 345 636010 LEHIGH 3 345 1 | P55:345:MEC:GARD AVE | 0.0529 | Yes
GEN-2024-018 | 02 NEBRASKA | G00ALL 29SP | 635018 NORTHBORO 3 345 635570 ORIENT 3 345 1 | P55:345:MEC:GDMEC | 0.05171 | Yes
GEN-2024-018 | 02 NEBRASKA | G00ALL 29SP | 635017 ATCHISON 3 345 640139 COOPER 3 345 1 | P55:345:MEC:GDMEC | 0.05171 | Yes
GEN-2024-018 | 02 NEBRASKA | G00ALL 29SP | 635017 ATCHISON 3 345 635018 NORTHBORO 3 345 1 | P55:345:MEC:GDMEC | 0.05171 | Yes
GEN-2024-018 | 02 NEBRASKA | G00ALL 29SP | 635000 CBLUFFS3 345 645456 S3456 3 345 1 | P55:345:MEC:GDMEC | 0.05839 | Yes
GEN-2024-018 | 02 NEBRASKA | G00ALL 29SP | 635600 GRIMES 3 345 636003 BEAVER CRK 3 345 1 | P55:345:MEC:GDMEC | 0.051 | Yes
GEN-2024-018 | 02 NEBRASKA | G00ALL 29SP | 635200 RAUN 3 345 652564 SIOUXCY3 345 1 | P55:345:MEC:HIGHLAND | 0.13788 | Yes
GEN-2024-018 | 02 NEBRASKA | G00ALL 29SP | 601006 SPLT RK3 345 652864 SIOUXCY-LNX3 345 1 | P55:345:MEC:HIGHLAND | 0.06822 | Yes
GEN-2024-018 | 02 NEBRASKA | G00ALL 29SP | 636000 WEBSTER3 345 636010 LEHIGH 3 345 1 | P55:345:MEC:HIGHLAND | 0.06811 | Yes
GEN-2024-018 | 02 NEBRASKA | G00ALL 29SP | 631138 LAKEFLD3 345 635368 OBRIEN 3 345 1 | P55:345:MEC:KOSSUTH | 0.05509 | Yes
GEN-2024-018 | 02 NEBRASKA | G00ALL 29SP | 635368 OBRIEN 3 345 635400 HIGHLAND 3 345 1 | P55:345:MEC:LEHIGH | 0.05736 | Yes
GEN-2024-018 | 02 NEBRASKA | G00ALL 29SP | 635399 CHEROKEE 3 345 635400 HIGHLAND 3 345 1 | P55:345:MEC:LEHIGH | 0.05736 | Yes
GEN-2024-018 | 02 NEBRASKA | G00ALL 29SP | 635200 RAUN 3 345 635398 REMSEN 3 345 1 | P55:345:MEC:LEHIGH | 0.05736 | Yes
GEN-2024-018 | 02 NEBRASKA | G00ALL 29SP | 635398 REMSEN 3 345 635399 CHEROKEE 3 345 1 | P55:345:MEC:LEHIGH | 0.05736 | Yes
GEN-2024-018 | 02 NEBRASKA | G00ALL 29SP | 635568 S HILLS 3 345 635630 BOONEVILLE 3 345 1 | P55:345:MEC:MADISON | 0.06144 | Yes
GEN-2024-018 | 02 NEBRASKA | G00ALL 29SP | 635568 S HILLS 3 345 635570 ORIENT 3 345 1 | P55:345:MEC:MADISON | 0.06144 | Yes
GEN-2024-018 | 02 NEBRASKA | G00ALL 29SP | 635000 CBLUFFS3 345 645456 S3456 3 345 1 | P55:345:MEC:NORTHBORO | 0.08215 | Yes
GEN-2024-018 | 02 NEBRASKA | G00ALL 29SP | 635000 CBLUFFS3 345 635014 OVERLAND 3 345 1 | P55:345:MEC:ORIENT | 0.05707 | Yes
GEN-2024-018 | 02 NEBRASKA | G00ALL 29SP | 635580 ARBOR HILL 3 345 635623 BADGER CRK 3 345 1 | P55:345:MEC:ORIENT | 0.05526 | Yes
GEN-2024-018 | 02 NEBRASKA | G00ALL 29SP | 635580 ARBOR HILL 3 345 635590 FALLOW AVE 3 345 1 | P55:345:MEC:ORIENT | 0.05526 | Yes
GEN-2024-018 | 02 NEBRASKA | G00ALL 29SP | 635014 OVERLAND 3 345 635590 FALLOW AVE 3 345 1 | P55:345:MEC:ORIENT | 0.05526 | Yes
GEN-2024-018 | 02 NEBRASKA | G00ALL 29SP | 635200 RAUN 3 345 762779 G18-043 TAP 345 1 | P55:345:MEC:ORIENT | 0.09095 | Yes
GEN-2024-018 | 02 NEBRASKA | G00ALL 29SP | 635200 RAUN 3 345 645552 S3452 REACT3 345 1 | P55:345:MEC:ORIENT | 0.09344 | Yes
GEN-2024-018 | 02 NEBRASKA | G00ALL 29SP | 636000 WEBSTER3 345 636010 LEHIGH 3 345 1 | P55:345:MEC:PALO ALTO | 0.05373 | Yes
GEN-2024-018 | 02 NEBRASKA | G00ALL 29SP | 635018 NORTHBORO 3 345 635570 ORIENT 3 345 1 | P55:345:MEC:PONY CREEK OR SOUTHLAND | 0.05967 | Yes
GEN-2024-018 | 02 NEBRASKA | G00ALL 29SP | 635017 ATCHISON 3 345 640139 COOPER 3 345 1 | P55:345:MEC:PONY CREEK OR SOUTHLAND | 0.05967 | Yes
GEN-2024-018 | 02 NEBRASKA | G00ALL 29SP | 635017 ATCHISON 3 345 635018 NORTHBORO 3 345 1 | P55:345:MEC:PONY CREEK OR SOUTHLAND | 0.05967 | Yes
GEN-2024-018 | 02 NEBRASKA | G00ALL 29SP | 635200 RAUN 3 345 762779 G18-043 TAP 345 1 | P55:345:MEC:PONY CREEK OR SOUTHLAND | 0.08683 | Yes
GEN-2024-018 | 02 NEBRASKA | G00ALL 29SP | 635200 RAUN 3 345 645552 S3452 REACT3 345 1 | P55:345:MEC:PONY CREEK OR SOUTHLAND | 0.08919 | Yes
GEN-2024-018 | 02 NEBRASKA | G00ALL 29SP | 635635 MADISON3 345 635640 NORWALK 3 345 1 | P55:345:MEC:RACCOON TRAIL | 0.05284 | Yes
GEN-2024-018 | 02 NEBRASKA | G00ALL 29SP | 635200 RAUN 3 345 762779 G18-043 TAP 345 1 | P55:345:MEC:RACCOON TRAIL | 0.08992 | Yes
GEN-2024-018 | 02 NEBRASKA | G00ALL 29SP | 635200 RAUN 3 345 645552 S3452 REACT3 345 1 | P55:345:MEC:RACCOON TRAIL | 0.09235 | Yes
GEN-2024-018 | 02 NEBRASKA | G00ALL 29SP | 635018 NORTHBORO 3 345 635570 ORIENT 3 345 1 | P55:345:MEC:ROLLING HILLS | 0.05967 | Yes
GEN-2024-018 | 02 NEBRASKA | G00ALL 29SP | 635017 ATCHISON 3 345 640139 COOPER 3 345 1 | P55:345:MEC:ROLLING HILLS | 0.05967 | Yes
GEN-2024-018 | 02 NEBRASKA | G00ALL 29SP | 635017 ATCHISON 3 345 635018 NORTHBORO 3 345 1 | P55:345:MEC:ROLLING HILLS | 0.05967 | Yes
GEN-2024-018 | 02 NEBRASKA | G00ALL 29SP | 635570 ORIENT 3 345 635635 MADISON3 345 1 | P55:345:MEC:SOUTHERN HILLS | 0.05945 | Yes
GEN-2024-018 | 02 NEBRASKA | G00ALL 29SP | 635000 CBLUFFS3 345 645456 S3456 3 345 1 | P55:345:OPPD:S3740 3::FN13:EHV: | 0.05386 | Yes
GEN-2024-018 | 02 NEBRASKA | G00ALL 29SP | 631193 HUNTLEY3 345 631197 LEDYARD3 345 1 | P55:345:XEL:MNN1 | 0.05081 | Yes
GEN-2024-018 | 02 NEBRASKA | G00ALL 29SP | 601006 SPLT RK3 345 652864 SIOUXCY-LNX3 345 1 | P55:345:XEL:PRI1 | 0.05902 | Yes
GEN-2024-018 | 02 NEBRASKA | G00ALL 29SP | 636000 WEBSTER3 345 636010 LEHIGH 3 345 1 | P55:345:XEL:PRI1 | 0.0555 | Yes
GEN-2024-018 | 02 NEBRASKA | G00ALL 29SP | 631138 LAKEFLD3 345 635368 OBRIEN 3 345 1 | P55:345:XEL:PRI1 | 0.05495 | Yes
GEN-2024-018 | 02 NEBRASKA | G00ALL 29SP | 635200 RAUN 3 345 762779 G18-043 TAP 345 1 | P55:345:XEL:PRI1 | 0.08506 | Yes
GEN-2024-018 | 02 NEBRASKA | G00ALL 29SP | 631193 HUNTLEY3 345 631197 LEDYARD3 345 1 | P55:345:XEL:PRI1 | 0.05088 | Yes
GEN-2024-018 | 02 NEBRASKA | G00ALL 29SP | 635200 RAUN 3 345 645552 S3452 REACT3 345 1 | P55:345:XEL:PRI1 | 0.08739 | Yes
GEN-2024-018 | 02 NEBRASKA | G00ALL 29SP | 635200 RAUN 3 345 652564 SIOUXCY3 345 1 | 631138 LAKEFLD3 345 635368 OBRIEN 3 345 1 | 0.13244 | Yes
GEN-2024-018 | 02 NEBRASKA | G00ALL 29SP | 601006 SPLT RK3 345 652864 SIOUXCY-LNX3 345 1 | 631138 LAKEFLD3 345 635368 OBRIEN 3 345 1 | 0.0679 | Yes
GEN-2024-018 | 02 NEBRASKA | G00ALL 29SP | 631193 HUNTLEY3 345 631197 LEDYARD3 345 1 | 631138 LAKEFLD3 345 635368 OBRIEN 3 345 1 | 0.07285 | Yes
GEN-2024-018 | 02 NEBRASKA | G00ALL 29SP | 631197 LEDYARD3 345 635369 KOSSUTH 3 345 1 | 631138 LAKEFLD3 345 635368 OBRIEN 3 345 1 | 0.05458 | Yes
GEN-2024-018 | 02 NEBRASKA | G00ALL 29SP | 631138 LAKEFLD3 345 635368 OBRIEN 3 345 1 | 631193 HUNTLEY3 345 631197 LEDYARD3 345 1 | 0.07304 | Yes
GEN-2024-018 | 02 NEBRASKA | G00ALL 29SP | 635000 CBLUFFS3 345 645456 S3456 3 345 1 | 635017 ATCHISON 3 345 635018 NORTHBORO 3 345 1 | 0.08215 | Yes
GEN-2024-018 | 02 NEBRASKA | G00ALL 29SP | 635200 RAUN 3 345 762779 G18-043 TAP 345 1 | 635200 RAUN 3 345 645552 S3452 REACT3 345 1 | 0.12094 | Yes
GEN-2024-018 | 02 NEBRASKA | G00ALL 29SP | 635200 RAUN 3 345 645552 S3452 REACT3 345 1 | 635200 RAUN 3 345 762779 G18-043 TAP 345 1 | 0.12215 | Yes
GEN-2024-018 | 02 NEBRASKA | G00ALL 29SP | 636003 BEAVER CRK 3 345 636010 LEHIGH 3 345 1 | 635219 GARD AVE 3 345 636017 LEHIGH GARX3 345 1 | 0.0529 | Yes
GEN-2024-018 | 02 NEBRASKA | G00ALL 29SP | 635200 RAUN 3 345 652564 SIOUXCY3 345 1 | 635368 OBRIEN 3 345 635400 HIGHLAND 3 345 1 | 0.13788 | Yes
GEN-2024-018 | 02 NEBRASKA | G00ALL 29SP | 601006 SPLT RK3 345 652864 SIOUXCY-LNX3 345 1 | 635368 OBRIEN 3 345 635400 HIGHLAND 3 345 1 | 0.06822 | Yes
GEN-2024-018 | 02 NEBRASKA | G00ALL 29SP | 636000 WEBSTER3 345 636010 LEHIGH 3 345 1 | 635368 OBRIEN 3 345 635400 HIGHLAND 3 345 1 | 0.06811 | Yes
GEN-2024-018 | 02 NEBRASKA | G00ALL 29SP | 631138 LAKEFLD3 345 635368 OBRIEN 3 345 1 | 635369 KOSSUTH 3 345 635425 PALO ALTO 3 345 1 | 0.05052 | Yes
GEN-2024-018 | 02 NEBRASKA | G00ALL 29SP | 636000 WEBSTER3 345 636010 LEHIGH 3 345 1 | 635369 KOSSUTH 3 345 635425 PALO ALTO 3 345 1 | 0.05373 | Yes
GEN-2024-018 | 02 NEBRASKA | G00ALL 29SP | 635018 NORTHBORO 3 345 635570 ORIENT 3 345 1 | 635580 ARBOR HILL 3 345 635623 BADGER CRK 3 345 1 | 0.05712 | Yes
GEN-2024-018 | 02 NEBRASKA | G00ALL 29SP | 635017 ATCHISON 3 345 640139 COOPER 3 345 1 | 635580 ARBOR HILL 3 345 635623 BADGER CRK 3 345 1 | 0.05712 | Yes
GEN-2024-018 | 02 NEBRASKA | G00ALL 29SP | 635017 ATCHISON 3 345 635018 NORTHBORO 3 345 1 | 635580 ARBOR HILL 3 345 635623 BADGER CRK 3 345 1 | 0.05712 | Yes
GEN-2024-018 | 02 NEBRASKA | G00ALL 29SP | 635622 RCCN TRL 3 345 635630 BOONEVILLE 3 345 1 | 635580 ARBOR HILL 3 345 635623 BADGER CRK 3 345 1 | 0.0527 | Yes
GEN-2024-018 | 02 NEBRASKA | G00ALL 29SP | 635200 RAUN 3 345 762779 G18-043 TAP 345 1 | 635580 ARBOR HILL 3 345 635623 BADGER CRK 3 345 1 | 0.08824 | Yes
GEN-2024-018 | 02 NEBRASKA | G00ALL 29SP | 635200 RAUN 3 345 645552 S3452 REACT3 345 1 | 635580 ARBOR HILL 3 345 635623 BADGER CRK 3 345 1 | 0.09063 | Yes
GEN-2024-018 | 02 NEBRASKA | G00ALL 29SP | 636003 BEAVER CRK 3 345 636010 LEHIGH 3 345 1 | 636010 LEHIGH 3 345 636017 LEHIGH GARX3 345 Z | 0.0529 | Yes
GEN-2024-018 | 02 NEBRASKA | G00ALL 29SP | 635200 RAUN 3 345 762779 G18-043 TAP 345 1 | 645452 S3452 3 345 645552 S3452 REACT3 345 Z1 | 0.12094 | Yes
GEN-2024-018 | 02 NEBRASKA | G00ALL 29SP | 635200 RAUN 3 345 652564 SIOUXCY3 345 1 | Base Case | 0.12216 | Yes
GEN-2024-018 | 02 NEBRASKA | G00ALL 29SP | 635018 NORTHBORO 3 345 635570 ORIENT 3 345 1 | Base Case | 0.05241 | Yes
GEN-2024-018 | 02 NEBRASKA | G00ALL 29SP | 635017 ATCHISON 3 345 640139 COOPER 3 345 1 | Base Case | 0.05241 | Yes
GEN-2024-018 | 02 NEBRASKA | G00ALL 29SP | 635017 ATCHISON 3 345 635018 NORTHBORO 3 345 1 | Base Case | 0.05241 | Yes
GEN-2024-018 | 02 NEBRASKA | G00ALL 29SP | 601006 SPLT RK3 345 652864 SIOUXCY-LNX3 345 1 | Base Case | 0.059 | Yes
GEN-2024-018 | 02 NEBRASKA | G00ALL 29SP | 631138 LAKEFLD3 345 635368 OBRIEN 3 345 1 | Base Case | 0.05496 | Yes
GEN-2024-018 | 02 NEBRASKA | G00ALL 29SP | 636000 WEBSTER3 345 636010 LEHIGH 3 345 1 | Base Case | 0.05556 | Yes
GEN-2024-018 | 02 NEBRASKA | G00ALL 29SP | 635200 RAUN 3 345 762779 G18-043 TAP 345 1 | Base Case | 0.08507 | Yes
GEN-2024-018 | 02 NEBRASKA | G00ALL 29SP | 631193 HUNTLEY3 345 631197 LEDYARD3 345 1 | Base Case | 0.05091 | Yes
GEN-2024-018 | 02 NEBRASKA | G00ALL 29SP | 635000 CBLUFFS3 345 645456 S3456 3 345 1 | Base Case | 0.05883 | Yes
GEN-2024-018 | 02 NEBRASKA | G00ALL 29SP | 635200 RAUN 3 345 645552 S3452 REACT3 345 1 | Base Case | 0.08739 | Yes
GEN-2024-018 | 02 NEBRASKA | G00ALL 29SP | 635600 GRIMES 3 345 636003 BEAVER CRK 3 345 1 | Base Case | 0.0513 | Yes
GEN-2024-018 | 02 NEBRASKA | G00ALL 29SP | 636003 BEAVER CRK 3 345 636010 LEHIGH 3 345 1 | Base Case | 0.0513 | Yes
GEN-2024-019 | 02 NEBRASKA | G00ALL 29SP | 631193 HUNTLEY3 345 631197 LEDYARD3 345 1 | P11:20:XEL:PR_ISLD:31G | 0.05091 | Yes
GEN-2024-019 | 02 NEBRASKA | G00ALL 29SP | 631193 HUNTLEY3 345 631197 LEDYARD3 345 1 | P11:20:XEL:PR_ISLD:32G | 0.05091 | Yes
GEN-2024-019 | 02 NEBRASKA | G00ALL 29SP | 631193 HUNTLEY3 345 631197 LEDYARD3 345 1 | P11:24:XEL:SHERCO31G:1 | 0.05091 | Yes
GEN-2024-019 | 02 NEBRASKA | G00ALL 29SP | 635200 RAUN 3 345 645552 S3452 REACT3 345 1 | P11:24:XEL:SHERCO31G:1 | 0.08739 | Yes
GEN-2024-019 | 02 NEBRASKA | G00ALL 29SP | 631193 HUNTLEY3 345 631197 LEDYARD3 345 1 | P11:24:XEL:SHERCO32G:2 | 0.05091 | Yes
GEN-2024-019 | 02 NEBRASKA | G00ALL 29SP | 601006 SPLT RK3 345 652864 SIOUXCY-LNX3 345 1 | P11:26:XEL:SHERCO33G:3 | 0.059 | Yes
GEN-2024-019 | 02 NEBRASKA | G00ALL 29SP | 631138 LAKEFLD3 345 635368 OBRIEN 3 345 1 | P11:26:XEL:SHERCO33G:3 | 0.05496 | Yes
GEN-2024-019 | 02 NEBRASKA | G00ALL 29SP | 635200 RAUN 3 345 762779 G18-043 TAP 345 1 | P11:26:XEL:SHERCO33G:3 | 0.08507 | Yes
GEN-2024-019 | 02 NEBRASKA | G00ALL 29SP | 631193 HUNTLEY3 345 631197 LEDYARD3 345 1 | P11:26:XEL:SHERCO33G:3 | 0.05091 | Yes
GEN-2024-019 | 02 NEBRASKA | G00ALL 29SP | 635200 RAUN 3 345 645552 S3452 REACT3 345 1 | P11:26:XEL:SHERCO33G:3 | 0.08739 | Yes
GEN-2024-019 | 02 NEBRASKA | G00ALL 29SP | 635018 NORTHBORO 3 345 635570 ORIENT 3 345 1 | P11:345:MEC:GDMEC:3:ST | 0.05241 | Yes
GEN-2024-019 | 02 NEBRASKA | G00ALL 29SP | 635017 ATCHISON 3 345 640139 COOPER 3 345 1 | P11:345:MEC:GDMEC:3:ST | 0.05241 | Yes
GEN-2024-019 | 02 NEBRASKA | G00ALL 29SP | 635017 ATCHISON 3 345 635018 NORTHBORO 3 345 1 | P11:345:MEC:GDMEC:3:ST | 0.05241 | Yes
GEN-2024-019 | 02 NEBRASKA | G00ALL 29SP | 635000 CBLUFFS3 345 645456 S3456 3 345 1 | P11:345:MEC:GDMEC:3:ST | 0.05883 | Yes
GEN-2024-019 | 02 NEBRASKA | G00ALL 29SP | 635600 GRIMES 3 345 636003 BEAVER CRK 3 345 1 | P11:345:MEC:GDMEC:3:ST | 0.0513 | Yes
GEN-2024-019 | 02 NEBRASKA | G00ALL 29SP | 635200 RAUN 3 345 762779 G18-043 TAP 345 1 | P11:345:MEC:NEAL:3 | 0.08507 | Yes
GEN-2024-019 | 02 NEBRASKA | G00ALL 29SP | 635200 RAUN 3 345 645552 S3452 REACT3 345 1 | P11:345:MEC:NEAL:3 | 0.08739 | Yes
GEN-2024-019 | 02 NEBRASKA | G00ALL 29SP | 635200 RAUN 3 345 762779 G18-043 TAP 345 1 | P11:345:MEC:NEAL:4 | 0.08507 | Yes
GEN-2024-019 | 02 NEBRASKA | G00ALL 29SP | 635200 RAUN 3 345 645552 S3452 REACT3 345 1 | P11:345:MEC:NEAL:4 | 0.08739 | Yes
GEN-2024-019 | 02 NEBRASKA | G00ALL 29SP | 635000 CBLUFFS3 345 645456 S3456 3 345 1 | P11:345:MEC:WSEC:3 | 0.05883 | Yes
GEN-2024-019 | 02 NEBRASKA | G00ALL 29SP | 635000 CBLUFFS3 345 645456 S3456 3 345 1 | P11:345:MEC:WSEC:4 | 0.05883 | Yes
GEN-2024-019 | 02 NEBRASKA | G00ALL 29SP | 602004 SPLT RK4 230 652523 SIOUXFL4 230 1 | P12:230.0:UMZ:# N-1 #:: LINE PAHOJA__-BE4-EAGLE___-NI4-1 :HV: | 0.05595 | Yes
GEN-2024-019 | 02 NEBRASKA | G00ALL 29SP | 603016 SPLT RK7 115 996521 SPLT RK4 115 7 | P12:230.0:UMZ:# N-1 #:: LINE PAHOJA__-BE4-EAGLE___-NI4-1 :HV: | 0.05595 | Yes
GEN-2024-019 | 02 NEBRASKA | G00ALL 29SP | 602004 SPLT RK4 230 996521 SPLT RK4 115 7 | P12:230.0:UMZ:# N-1 #:: LINE PAHOJA__-BE4-EAGLE___-NI4-1 :HV: | 0.05595 | Yes
GEN-2024-019 | 02 NEBRASKA | G00ALL 29SP | 601006 SPLT RK3 345 652864 SIOUXCY-LNX3 345 1 | P12:230.0:UMZ:# N-1 #:: LINE SIOUXCY2-EAGLE___-NI4-1 :HV: | 0.06655 | Yes
GEN-2024-019 | 02 NEBRASKA | G00ALL 29SP | 602004 SPLT RK4 230 652523 SIOUXFL4 230 1 | P12:230.0:UMZ:# N-1 #:: LINE SIOUXFL4-PAHOJA__-BE4-1 :HV: | 0.05595 | Yes
GEN-2024-019 | 02 NEBRASKA | G00ALL 29SP | 603016 SPLT RK7 115 996521 SPLT RK4 115 7 | P12:230.0:UMZ:# N-1 #:: LINE SIOUXFL4-PAHOJA__-BE4-1 :HV: | 0.05595 | Yes
GEN-2024-019 | 02 NEBRASKA | G00ALL 29SP | 602004 SPLT RK4 230 996521 SPLT RK4 115 7 | P12:230.0:UMZ:# N-1 #:: LINE SIOUXFL4-PAHOJA__-BE4-1 :HV: | 0.05595 | Yes
GEN-2024-019 | 02 NEBRASKA | G00ALL 29SP | 635368 OBRIEN 3 345 635400 HIGHLAND 3 345 1 | P12:345.0:UMZ:# N-1 #:: LINE RAUN 3-SIOUXCY3-1 :EHV: | 0.06812 | Yes
GEN-2024-019 | 02 NEBRASKA | G00ALL 29SP | 631138 LAKEFLD3 345 635368 OBRIEN 3 345 1 | P12:345.0:UMZ:# N-1 #:: LINE RAUN 3-SIOUXCY3-1 :EHV: | 0.06951 | Yes
GEN-2024-019 | 02 NEBRASKA | G00ALL 29SP | 635399 CHEROKEE 3 345 635400 HIGHLAND 3 345 1 | P12:345.0:UMZ:# N-1 #:: LINE RAUN 3-SIOUXCY3-1 :EHV: | 0.06812 | Yes
GEN-2024-019 | 02 NEBRASKA | G00ALL 29SP | 635223 PLYMOUTH 5 161 652566 SIOUXCY5 161 1 | P12:345.0:UMZ:# N-1 #:: LINE RAUN 3-SIOUXCY3-1 :EHV: | 0.07456 | Yes
GEN-2024-019 | 02 NEBRASKA | G00ALL 29SP | 635200 RAUN 3 345 635398 REMSEN 3 345 1 | P12:345.0:UMZ:# N-1 #:: LINE RAUN 3-SIOUXCY3-1 :EHV: | 0.06812 | Yes
GEN-2024-019 | 02 NEBRASKA | G00ALL 29SP | 635398 REMSEN 3 345 635399 CHEROKEE 3 345 1 | P12:345.0:UMZ:# N-1 #:: LINE RAUN 3-SIOUXCY3-1 :EHV: | 0.06812 | Yes
GEN-2024-019 | 02 NEBRASKA | G00ALL 29SP | 635368 OBRIEN 3 345 635400 HIGHLAND 3 345 1 | P12:345.0:UMZ:# N-1 #:: LINE SIOUXCY3-SIOUXCY-LNX3-Z :EHV: | 0.06056 | Yes
GEN-2024-019 | 02 NEBRASKA | G00ALL 29SP | 631138 LAKEFLD3 345 635368 OBRIEN 3 345 1 | P12:345.0:UMZ:# N-1 #:: LINE SIOUXCY3-SIOUXCY-LNX3-Z :EHV: | 0.06825 | Yes
GEN-2024-019 | 02 NEBRASKA | G00ALL 29SP | 635399 CHEROKEE 3 345 635400 HIGHLAND 3 345 1 | P12:345.0:UMZ:# N-1 #:: LINE SIOUXCY3-SIOUXCY-LNX3-Z :EHV: | 0.06056 | Yes
GEN-2024-019 | 02 NEBRASKA | G00ALL 29SP | 635200 RAUN 3 345 635398 REMSEN 3 345 1 | P12:345.0:UMZ:# N-1 #:: LINE SIOUXCY3-SIOUXCY-LNX3-Z :EHV: | 0.06056 | Yes
GEN-2024-019 | 02 NEBRASKA | G00ALL 29SP | 635398 REMSEN 3 345 635399 CHEROKEE 3 345 1 | P12:345.0:UMZ:# N-1 #:: LINE SIOUXCY3-SIOUXCY-LNX3-Z :EHV: | 0.06056 | Yes
GEN-2024-019 | 02 NEBRASKA | G00ALL 29SP | 635368 OBRIEN 3 345 635400 HIGHLAND 3 345 1 | P12:345.0:UMZ:# N-1 #:: LINE SPLT RK3-SIOUXCY-LNX3-1 :EHV: | 0.06056 | Yes
GEN-2024-019 | 02 NEBRASKA | G00ALL 29SP | 631138 LAKEFLD3 345 635368 OBRIEN 3 345 1 | P12:345.0:UMZ:# N-1 #:: LINE SPLT RK3-SIOUXCY-LNX3-1 :EHV: | 0.06825 | Yes
GEN-2024-019 | 02 NEBRASKA | G00ALL 29SP | 635399 CHEROKEE 3 345 635400 HIGHLAND 3 345 1 | P12:345.0:UMZ:# N-1 #:: LINE SPLT RK3-SIOUXCY-LNX3-1 :EHV: | 0.06056 | Yes
GEN-2024-019 | 02 NEBRASKA | G00ALL 29SP | 635200 RAUN 3 345 635398 REMSEN 3 345 1 | P12:345.0:UMZ:# N-1 #:: LINE SPLT RK3-SIOUXCY-LNX3-1 :EHV: | 0.06056 | Yes
GEN-2024-019 | 02 NEBRASKA | G00ALL 29SP | 635398 REMSEN 3 345 635399 CHEROKEE 3 345 1 | P12:345.0:UMZ:# N-1 #:: LINE SPLT RK3-SIOUXCY-LNX3-1 :EHV: | 0.06056 | Yes
GEN-2024-019 | 02 NEBRASKA | G00ALL 29SP | 631138 LAKEFLD3 345 635368 OBRIEN 3 345 1 | P12:345:ITCM-MEC:LEDYARD:KOSSUTH:1 | 0.0663 | Yes
GEN-2024-019 | 02 NEBRASKA | G00ALL 29SP | 635018 NORTHBORO 3 345 635570 ORIENT 3 345 1 | P12:345:MEC:ARBOR HILL:FALLOW AVE:1 | 0.05712 | Yes
GEN-2024-019 | 02 NEBRASKA | G00ALL 29SP | 635017 ATCHISON 3 345 640139 COOPER 3 345 1 | P12:345:MEC:ARBOR HILL:FALLOW AVE:1 | 0.05712 | Yes
GEN-2024-019 | 02 NEBRASKA | G00ALL 29SP | 635017 ATCHISON 3 345 635018 NORTHBORO 3 345 1 | P12:345:MEC:ARBOR HILL:FALLOW AVE:1 | 0.05712 | Yes
GEN-2024-019 | 02 NEBRASKA | G00ALL 29SP | 635200 RAUN 3 345 762779 G18-043 TAP 345 1 | P12:345:MEC:ARBOR HILL:FALLOW AVE:1 | 0.08824 | Yes
GEN-2024-019 | 02 NEBRASKA | G00ALL 29SP | 635622 RCCN TRL 3 345 635630 BOONEVILLE 3 345 1 | P12:345:MEC:ARBOR HILL:FALLOW AVE:1 | 0.0527 | Yes
GEN-2024-019 | 02 NEBRASKA | G00ALL 29SP | 635200 RAUN 3 345 645552 S3452 REACT3 345 1 | P12:345:MEC:ARBOR HILL:FALLOW AVE:1 | 0.09063 | Yes
GEN-2024-019 | 02 NEBRASKA | G00ALL 29SP | 635200 RAUN 3 345 652564 SIOUXCY3 345 1 | P12:345:MEC:CHEROKEE:HIGHLAND:1 | 0.13788 | Yes
GEN-2024-019 | 02 NEBRASKA | G00ALL 29SP | 601006 SPLT RK3 345 652864 SIOUXCY-LNX3 345 1 | P12:345:MEC:CHEROKEE:HIGHLAND:1 | 0.06822 | Yes
GEN-2024-019 | 02 NEBRASKA | G00ALL 29SP | 636000 WEBSTER3 345 636010 LEHIGH 3 345 1 | P12:345:MEC:CHEROKEE:HIGHLAND:1 | 0.06811 | Yes
GEN-2024-019 | 02 NEBRASKA | G00ALL 29SP | 635600 GRIMES 3 345 635622 RCCN TRL 3 345 2 | P12:345:MEC:GRIMES:RCCN TRL:1 | 0.06217 | Yes
GEN-2024-019 | 02 NEBRASKA | G00ALL 29SP | 635600 GRIMES 3 345 635622 RCCN TRL 3 345 1 | P12:345:MEC:GRIMES:RCCN TRL:2 | 0.06214 | Yes
GEN-2024-019 | 02 NEBRASKA | G00ALL 29SP | 635622 RCCN TRL 3 345 635630 BOONEVILLE 3 345 1 | P12:345:MEC:MADISON:NORWALK:1 | 0.05289 | Yes
GEN-2024-019 | 02 NEBRASKA | G00ALL 29SP | 635000 CBLUFFS3 345 645456 S3456 3 345 1 | P12:345:MEC:NORTHBORO:ATCHISON:1REACTOR:EHV: | 0.08215 | Yes
GEN-2024-019 | 02 NEBRASKA | G00ALL 29SP | 635200 RAUN 3 345 652564 SIOUXCY3 345 1 | P12:345:MEC:OBRIEN:HIGHLAND:1REACTOR:EHV: | 0.13788 | Yes
GEN-2024-019 | 02 NEBRASKA | G00ALL 29SP | 601006 SPLT RK3 345 652864 SIOUXCY-LNX3 345 1 | P12:345:MEC:OBRIEN:HIGHLAND:1REACTOR:EHV: | 0.06822 | Yes
GEN-2024-019 | 02 NEBRASKA | G00ALL 29SP | 636000 WEBSTER3 345 636010 LEHIGH 3 345 1 | P12:345:MEC:OBRIEN:HIGHLAND:1REACTOR:EHV: | 0.06811 | Yes
GEN-2024-019 | 02 NEBRASKA | G00ALL 29SP | 635568 S HILLS 3 345 635630 BOONEVILLE 3 345 1 | P12:345:MEC:ORIENT:MADISON:1 | 0.06291 | Yes
GEN-2024-019 | 02 NEBRASKA | G00ALL 29SP | 635568 S HILLS 3 345 635570 ORIENT 3 345 1 | P12:345:MEC:ORIENT:MADISON:1 | 0.06291 | Yes
GEN-2024-019 | 02 NEBRASKA | G00ALL 29SP | 635000 CBLUFFS3 345 645456 S3456 3 345 1 | P12:345:MEC:ORIENT:NORTHBORO:1 | 0.08215 | Yes
GEN-2024-019 | 02 NEBRASKA | G00ALL 29SP | 635622 RCCN TRL 3 345 635630 BOONEVILLE 3 345 1 | P12:345:MEC:OVERLAND:FALLOW AVE:1 | 0.0527 | Yes
GEN-2024-019 | 02 NEBRASKA | G00ALL 29SP | 631138 LAKEFLD3 345 635368 OBRIEN 3 345 1 | P12:345:MEC:PALO ALTO:KOSSUTH:1REACTOR:EHV: | 0.05052 | Yes
GEN-2024-019 | 02 NEBRASKA | G00ALL 29SP | 636000 WEBSTER3 345 636010 LEHIGH 3 345 1 | P12:345:MEC:PALO ALTO:KOSSUTH:1REACTOR:EHV: | 0.05373 | Yes
GEN-2024-019 | 02 NEBRASKA | G00ALL 29SP | 635018 NORTHBORO 3 345 635570 ORIENT 3 345 1 | P12:345:MEC:PONY CRK:ROLL HILLS:1 | 0.05967 | Yes
GEN-2024-019 | 02 NEBRASKA | G00ALL 29SP | 635017 ATCHISON 3 345 640139 COOPER 3 345 1 | P12:345:MEC:PONY CRK:ROLL HILLS:1 | 0.05967 | Yes
GEN-2024-019 | 02 NEBRASKA | G00ALL 29SP | 635017 ATCHISON 3 345 635018 NORTHBORO 3 345 1 | P12:345:MEC:PONY CRK:ROLL HILLS:1 | 0.05967 | Yes
GEN-2024-019 | 02 NEBRASKA | G00ALL 29SP | 635018 NORTHBORO 3 345 635570 ORIENT 3 345 1 | P12:345:MEC:ROLL HILLS:ORIENT:1 | 0.05967 | Yes
GEN-2024-019 | 02 NEBRASKA | G00ALL 29SP | 635017 ATCHISON 3 345 640139 COOPER 3 345 1 | P12:345:MEC:ROLL HILLS:ORIENT:1 | 0.05967 | Yes
GEN-2024-019 | 02 NEBRASKA | G00ALL 29SP | 635017 ATCHISON 3 345 635018 NORTHBORO 3 345 1 | P12:345:MEC:ROLL HILLS:ORIENT:1 | 0.05967 | Yes
GEN-2024-019 | 02 NEBRASKA | G00ALL 29SP | 635570 ORIENT 3 345 635635 MADISON3 345 1 | P12:345:MEC:S HILLS:BOONEVILLE:1 | 0.05945 | Yes
GEN-2024-019 | 02 NEBRASKA | G00ALL 29SP | 635570 ORIENT 3 345 635635 MADISON3 345 1 | P12:345:MEC:S HILLS:ORIENT:1 | 0.05945 | Yes
GEN-2024-019 | 02 NEBRASKA | G00ALL 29SP | 635368 OBRIEN 3 345 635400 HIGHLAND 3 345 1 | P12:345:MEC:WEBSTER:LEHIGH:1 | 0.0597 | Yes
GEN-2024-019 | 02 NEBRASKA | G00ALL 29SP | 635399 CHEROKEE 3 345 635400 HIGHLAND 3 345 1 | P12:345:MEC:WEBSTER:LEHIGH:1 | 0.0597 | Yes
GEN-2024-019 | 02 NEBRASKA | G00ALL 29SP | 635200 RAUN 3 345 635398 REMSEN 3 345 1 | P12:345:MEC:WEBSTER:LEHIGH:1 | 0.0597 | Yes
GEN-2024-019 | 02 NEBRASKA | G00ALL 29SP | 635398 REMSEN 3 345 635399 CHEROKEE 3 345 1 | P12:345:MEC:WEBSTER:LEHIGH:1 | 0.0597 | Yes
GEN-2024-019 | 02 NEBRASKA | G00ALL 29SP | 635200 RAUN 3 345 652564 SIOUXCY3 345 1 | P12:345:MEC-ITCM:OBRIEN:LAKEFIELD:1REACTOR:EHV: | 0.13244 | Yes
GEN-2024-019 | 02 NEBRASKA | G00ALL 29SP | 601006 SPLT RK3 345 652864 SIOUXCY-LNX3 345 1 | P12:345:MEC-ITCM:OBRIEN:LAKEFIELD:1REACTOR:EHV: | 0.0679 | Yes
GEN-2024-019 | 02 NEBRASKA | G00ALL 29SP | 631193 HUNTLEY3 345 631197 LEDYARD3 345 1 | P12:345:MEC-ITCM:OBRIEN:LAKEFIELD:1REACTOR:EHV: | 0.07285 | Yes
GEN-2024-019 | 02 NEBRASKA | G00ALL 29SP | 631197 LEDYARD3 345 635369 KOSSUTH 3 345 1 | P12:345:MEC-ITCM:OBRIEN:LAKEFIELD:1REACTOR:EHV: | 0.05458 | Yes
GEN-2024-019 | 02 NEBRASKA | G00ALL 29SP | 635000 CBLUFFS3 345 645456 S3456 3 345 1 | P12:345:MEC-NPPD:ATCHISON:COOPER:1 | 0.08215 | Yes
GEN-2024-019 | 02 NEBRASKA | G00ALL 29SP | 635368 OBRIEN 3 345 635400 HIGHLAND 3 345 1 | P12:345:MEC-WAPA:RAUN:SIOUXCY:1 | 0.06812 | Yes
GEN-2024-019 | 02 NEBRASKA | G00ALL 29SP | 631138 LAKEFLD3 345 635368 OBRIEN 3 345 1 | P12:345:MEC-WAPA:RAUN:SIOUXCY:1 | 0.06951 | Yes
GEN-2024-019 | 02 NEBRASKA | G00ALL 29SP | 635399 CHEROKEE 3 345 635400 HIGHLAND 3 345 1 | P12:345:MEC-WAPA:RAUN:SIOUXCY:1 | 0.06812 | Yes
GEN-2024-019 | 02 NEBRASKA | G00ALL 29SP | 635223 PLYMOUTH 5 161 652566 SIOUXCY5 161 1 | P12:345:MEC-WAPA:RAUN:SIOUXCY:1 | 0.07456 | Yes
GEN-2024-019 | 02 NEBRASKA | G00ALL 29SP | 635200 RAUN 3 345 635398 REMSEN 3 345 1 | P12:345:MEC-WAPA:RAUN:SIOUXCY:1 | 0.06812 | Yes
GEN-2024-019 | 02 NEBRASKA | G00ALL 29SP | 635398 REMSEN 3 345 635399 CHEROKEE 3 345 1 | P12:345:MEC-WAPA:RAUN:SIOUXCY:1 | 0.06812 | Yes
GEN-2024-019 | 02 NEBRASKA | G00ALL 29SP | 635200 RAUN 3 345 762779 G18-043 TAP 345 1 | P12:345:NPPD:L3521::NW68&HOLDREGE.COLUMBUSEAST.CKT1:: | 0.10005 | Yes
GEN-2024-019 | 02 NEBRASKA | G00ALL 29SP | 635200 RAUN 3 345 645552 S3452 REACT3 345 1 | P12:345:NPPD:L3521::NW68&HOLDREGE.COLUMBUSEAST.CKT1:: | 0.10294 | Yes
GEN-2024-019 | 02 NEBRASKA | G00ALL 29SP | 635000 CBLUFFS3 345 645456 S3456 3 345 1 | P12:345:OPPD:S3456-S3459:::EHV: | 0.06859 | Yes
GEN-2024-019 | 02 NEBRASKA | G00ALL 29SP | 601048 LYON CO 3 345 631138 LAKEFLD3 345 1 | P12:345:XEL:HELENA3:SHEASLK3:1 | 0.05197 | Yes
GEN-2024-019 | 02 NEBRASKA | G00ALL 29SP | 601048 LYON CO 3 345 631138 LAKEFLD3 345 1 | P12:345:XEL:SPS HNA-SSL | 0.05197 | Yes
GEN-2024-019 | 02 NEBRASKA | G00ALL 29SP | 601048 LYON CO 3 345 631138 LAKEFLD3 345 1 | P12:345:XEL:WILMART3:SHEASLK3:1 | 0.05189 | Yes
GEN-2024-019 | 02 NEBRASKA | G00ALL 29SP | 635368 OBRIEN 3 345 635400 HIGHLAND 3 345 1 | P12:345:XEL-WAPA:SPLTRK3:SIOUXCY-LNX3:1 | 0.06056 | Yes
GEN-2024-019 | 02 NEBRASKA | G00ALL 29SP | 631138 LAKEFLD3 345 635368 OBRIEN 3 345 1 | P12:345:XEL-WAPA:SPLTRK3:SIOUXCY-LNX3:1 | 0.06825 | Yes
GEN-2024-019 | 02 NEBRASKA | G00ALL 29SP | 635399 CHEROKEE 3 345 635400 HIGHLAND 3 345 1 | P12:345:XEL-WAPA:SPLTRK3:SIOUXCY-LNX3:1 | 0.06056 | Yes
GEN-2024-019 | 02 NEBRASKA | G00ALL 29SP | 635200 RAUN 3 345 635398 REMSEN 3 345 1 | P12:345:XEL-WAPA:SPLTRK3:SIOUXCY-LNX3:1 | 0.06056 | Yes
GEN-2024-019 | 02 NEBRASKA | G00ALL 29SP | 635398 REMSEN 3 345 635399 CHEROKEE 3 345 1 | P12:345:XEL-WAPA:SPLTRK3:SIOUXCY-LNX3:1 | 0.06056 | Yes
GEN-2024-019 | 02 NEBRASKA | G00ALL 29SP | 635000 CBLUFFS3 345 645456 S3456 3 345 1 | P13:161-345:OPPD:S3456 T4:::HV: | 0.05979 | Yes
GEN-2024-019 | 02 NEBRASKA | G00ALL 29SP | 631193 HUNTLEY3 345 631197 LEDYARD3 345 1 | P13:345:XEL:MNTCE31G:MNTCELO3:1 | 0.05091 | Yes
GEN-2024-019 | 02 NEBRASKA | G00ALL 29SP | 631193 HUNTLEY3 345 631197 LEDYARD3 345 1 | P13:345:XEL:PRIS31G:PRISLD3:1 | 0.05091 | Yes
GEN-2024-019 | 02 NEBRASKA | G00ALL 29SP | 631193 HUNTLEY3 345 631197 LEDYARD3 345 1 | P13:345:XEL:PRIS32G:PRISLD3:2 | 0.05091 | Yes
GEN-2024-019 | 02 NEBRASKA | G00ALL 29SP | 635622 RCCN TRL 3 345 635630 BOONEVILLE 3 345 1 | P13:345-161:MEC:NORWALK:9T1:MULTI | 0.05347 | Yes
GEN-2024-019 | 02 NEBRASKA | G00ALL 29SP | 601006 SPLT RK3 345 652864 SIOUXCY-LNX3 345 1 | P13:345-230.0:UMZ:# N-1 #:: 3WND SIOUXCY3-SIOUXCY2-SIOUXC29-1 652_ SC2 KU1B_:EHV: | 0.07412 | Yes
GEN-2024-019 | 02 NEBRASKA | G00ALL 29SP | 635200 RAUN 3 345 652564 SIOUXCY3 345 1 | P14:345:ITCM-MEC:LAKEFLD-OBRIEN 50MVAR:MN-SS | 0.13244 | Yes
GEN-2024-019 | 02 NEBRASKA | G00ALL 29SP | 601006 SPLT RK3 345 652864 SIOUXCY-LNX3 345 1 | P14:345:ITCM-MEC:LAKEFLD-OBRIEN 50MVAR:MN-SS | 0.0679 | Yes
GEN-2024-019 | 02 NEBRASKA | G00ALL 29SP | 631193 HUNTLEY3 345 631197 LEDYARD3 345 1 | P14:345:ITCM-MEC:LAKEFLD-OBRIEN 50MVAR:MN-SS | 0.07285 | Yes
GEN-2024-019 | 02 NEBRASKA | G00ALL 29SP | 631197 LEDYARD3 345 635369 KOSSUTH 3 345 1 | P14:345:ITCM-MEC:LAKEFLD-OBRIEN 50MVAR:MN-SS | 0.05458 | Yes
GEN-2024-019 | 02 NEBRASKA | G00ALL 29SP | 631138 LAKEFLD3 345 635368 OBRIEN 3 345 1 | P23:345:ITCM:HUNTLEY3 3659:IA-MVP::EHV: | 0.0721 | Yes
GEN-2024-019 | 02 NEBRASKA | G00ALL 29SP | 635200 RAUN 3 345 652564 SIOUXCY3 345 1 | P23:345:ITCM:LAKEFLD 885:MN::EHV: | 0.13282 | Yes
GEN-2024-019 | 02 NEBRASKA | G00ALL 29SP | 601006 SPLT RK3 345 652864 SIOUXCY-LNX3 345 1 | P23:345:ITCM:LAKEFLD 885:MN::EHV: | 0.06835 | Yes
GEN-2024-019 | 02 NEBRASKA | G00ALL 29SP | 631193 HUNTLEY3 345 631197 LEDYARD3 345 1 | P23:345:ITCM:LAKEFLD 885:MN::EHV: | 0.0727 | Yes
GEN-2024-019 | 02 NEBRASKA | G00ALL 29SP | 631197 LEDYARD3 345 635369 KOSSUTH 3 345 1 | P23:345:ITCM:LAKEFLD 885:MN::EHV: | 0.05439 | Yes
GEN-2024-019 | 02 NEBRASKA | G00ALL 29SP | 631138 LAKEFLD3 345 635368 OBRIEN 3 345 1 | P23:345:ITCM:LEDYARD3 5074:IA-MVP::EHV: | 0.0733 | Yes
GEN-2024-019 | 02 NEBRASKA | G00ALL 29SP | 631138 LAKEFLD3 345 635368 OBRIEN 3 345 1 | P23:345:ITCM:LEDYARD3 5075:IA-MVP::EHV: | 0.0733 | Yes
GEN-2024-019 | 02 NEBRASKA | G00ALL 29SP | 631138 LAKEFLD3 345 635368 OBRIEN 3 345 1 | P23:345:ITCM:LEDYARD3 5076:IA-MVP::EHV: | 0.0663 | Yes
GEN-2024-019 | 02 NEBRASKA | G00ALL 29SP | 635018 NORTHBORO 3 345 635570 ORIENT 3 345 1 | P23:345:MEC:ARBOR HILL:901::EHV: | 0.05712 | Yes
GEN-2024-019 | 02 NEBRASKA | G00ALL 29SP | 635017 ATCHISON 3 345 640139 COOPER 3 345 1 | P23:345:MEC:ARBOR HILL:901::EHV: | 0.05712 | Yes
GEN-2024-019 | 02 NEBRASKA | G00ALL 29SP | 635017 ATCHISON 3 345 635018 NORTHBORO 3 345 1 | P23:345:MEC:ARBOR HILL:901::EHV: | 0.05712 | Yes
GEN-2024-019 | 02 NEBRASKA | G00ALL 29SP | 635622 RCCN TRL 3 345 635630 BOONEVILLE 3 345 1 | P23:345:MEC:ARBOR HILL:901::EHV: | 0.0527 | Yes
GEN-2024-019 | 02 NEBRASKA | G00ALL 29SP | 635200 RAUN 3 345 645552 S3452 REACT3 345 1 | P23:345:MEC:ARBOR HILL:901::EHV: | 0.09063 | Yes
GEN-2024-019 | 02 NEBRASKA | G00ALL 29SP | 635018 NORTHBORO 3 345 635570 ORIENT 3 345 1 | P23:345:MEC:ARBOR HILL:902::EHV: | 0.05712 | Yes
GEN-2024-019 | 02 NEBRASKA | G00ALL 29SP | 635017 ATCHISON 3 345 640139 COOPER 3 345 1 | P23:345:MEC:ARBOR HILL:902::EHV: | 0.05712 | Yes
GEN-2024-019 | 02 NEBRASKA | G00ALL 29SP | 635017 ATCHISON 3 345 635018 NORTHBORO 3 345 1 | P23:345:MEC:ARBOR HILL:902::EHV: | 0.05712 | Yes
GEN-2024-019 | 02 NEBRASKA | G00ALL 29SP | 635622 RCCN TRL 3 345 635630 BOONEVILLE 3 345 1 | P23:345:MEC:ARBOR HILL:902::EHV: | 0.0527 | Yes
GEN-2024-019 | 02 NEBRASKA | G00ALL 29SP | 635200 RAUN 3 345 645552 S3452 REACT3 345 1 | P23:345:MEC:ARBOR HILL:902::EHV: | 0.09063 | Yes
GEN-2024-019 | 02 NEBRASKA | G00ALL 29SP | 635018 NORTHBORO 3 345 635570 ORIENT 3 345 1 | P23:345:MEC:ARBOR HILL:903::EHV: | 0.05712 | Yes
GEN-2024-019 | 02 NEBRASKA | G00ALL 29SP | 635017 ATCHISON 3 345 640139 COOPER 3 345 1 | P23:345:MEC:ARBOR HILL:903::EHV: | 0.05712 | Yes
GEN-2024-019 | 02 NEBRASKA | G00ALL 29SP | 635017 ATCHISON 3 345 635018 NORTHBORO 3 345 1 | P23:345:MEC:ARBOR HILL:903::EHV: | 0.05712 | Yes
GEN-2024-019 | 02 NEBRASKA | G00ALL 29SP | 635622 RCCN TRL 3 345 635630 BOONEVILLE 3 345 1 | P23:345:MEC:ARBOR HILL:903::EHV: | 0.0527 | Yes
GEN-2024-019 | 02 NEBRASKA | G00ALL 29SP | 635200 RAUN 3 345 762779 G18-043 TAP 345 1 | P23:345:MEC:ARBOR HILL:903::EHV: | 0.08824 | Yes
GEN-2024-019 | 02 NEBRASKA | G00ALL 29SP | 635200 RAUN 3 345 645552 S3452 REACT3 345 1 | P23:345:MEC:ARBOR HILL:903::EHV: | 0.09063 | Yes
GEN-2024-019 | 02 NEBRASKA | G00ALL 29SP | 635000 CBLUFFS3 345 645456 S3456 3 345 1 | P23:345:MEC:ATCHISON:902::EHV: | 0.08215 | Yes
GEN-2024-019 | 02 NEBRASKA | G00ALL 29SP | 635570 ORIENT 3 345 635635 MADISON3 345 1 | P23:345:MEC:BOONEVILLE:902::EHV: | 0.05586 | Yes
GEN-2024-019 | 02 NEBRASKA | G00ALL 29SP | 635000 CBLUFFS3 345 645456 S3456 3 345 1 | P23:345:MEC:CBEC:908::EHV: | 0.05866 | Yes
GEN-2024-019 | 02 NEBRASKA | G00ALL 29SP | 635200 RAUN 3 345 652564 SIOUXCY3 345 1 | P23:345:MEC:CHEROKEE:901::EHV: | 0.13788 | Yes
GEN-2024-019 | 02 NEBRASKA | G00ALL 29SP | 636000 WEBSTER3 345 636010 LEHIGH 3 345 1 | P23:345:MEC:CHEROKEE:901::EHV: | 0.06811 | Yes
GEN-2024-019 | 02 NEBRASKA | G00ALL 29SP | 635200 RAUN 3 345 652564 SIOUXCY3 345 1 | P23:345:MEC:CHEROKEE:902::EHV: | 0.13788 | Yes
GEN-2024-019 | 02 NEBRASKA | G00ALL 29SP | 636000 WEBSTER3 345 636010 LEHIGH 3 345 1 | P23:345:MEC:CHEROKEE:902::EHV: | 0.06811 | Yes
GEN-2024-019 | 02 NEBRASKA | G00ALL 29SP | 635200 RAUN 3 345 652564 SIOUXCY3 345 1 | P23:345:MEC:CHEROKEE:903::EHV: | 0.13788 | Yes
GEN-2024-019 | 02 NEBRASKA | G00ALL 29SP | 636000 WEBSTER3 345 636010 LEHIGH 3 345 1 | P23:345:MEC:CHEROKEE:903::EHV: | 0.06811 | Yes
GEN-2024-019 | 02 NEBRASKA | G00ALL 29SP | 635018 NORTHBORO 3 345 635570 ORIENT 3 345 1 | P23:345:MEC:FALLOW:901::EHV: | 0.05712 | Yes
GEN-2024-019 | 02 NEBRASKA | G00ALL 29SP | 635017 ATCHISON 3 345 640139 COOPER 3 345 1 | P23:345:MEC:FALLOW:901::EHV: | 0.05712 | Yes
GEN-2024-019 | 02 NEBRASKA | G00ALL 29SP | 635017 ATCHISON 3 345 635018 NORTHBORO 3 345 1 | P23:345:MEC:FALLOW:901::EHV: | 0.05712 | Yes
GEN-2024-019 | 02 NEBRASKA | G00ALL 29SP | 635622 RCCN TRL 3 345 635630 BOONEVILLE 3 345 1 | P23:345:MEC:FALLOW:901::EHV: | 0.0527 | Yes
GEN-2024-019 | 02 NEBRASKA | G00ALL 29SP | 635200 RAUN 3 345 645552 S3452 REACT3 345 1 | P23:345:MEC:FALLOW:901::EHV: | 0.09063 | Yes
GEN-2024-019 | 02 NEBRASKA | G00ALL 29SP | 635018 NORTHBORO 3 345 635570 ORIENT 3 345 1 | P23:345:MEC:FALLOW:902::EHV: | 0.05712 | Yes
GEN-2024-019 | 02 NEBRASKA | G00ALL 29SP | 635017 ATCHISON 3 345 640139 COOPER 3 345 1 | P23:345:MEC:FALLOW:902::EHV: | 0.05712 | Yes
GEN-2024-019 | 02 NEBRASKA | G00ALL 29SP | 635017 ATCHISON 3 345 635018 NORTHBORO 3 345 1 | P23:345:MEC:FALLOW:902::EHV: | 0.05712 | Yes
GEN-2024-019 | 02 NEBRASKA | G00ALL 29SP | 635622 RCCN TRL 3 345 635630 BOONEVILLE 3 345 1 | P23:345:MEC:FALLOW:902::EHV: | 0.0527 | Yes
GEN-2024-019 | 02 NEBRASKA | G00ALL 29SP | 635622 RCCN TRL 3 345 635630 BOONEVILLE 3 345 1 | P23:345:MEC:FALLOW:903::EHV: | 0.0527 | Yes
GEN-2024-019 | 02 NEBRASKA | G00ALL 29SP | 636003 BEAVER CRK 3 345 636010 LEHIGH 3 345 1 | P23:345:MEC:GARD AVE:901::EHV: | 0.0529 | Yes
GEN-2024-019 | 02 NEBRASKA | G00ALL 29SP | 636003 BEAVER CRK 3 345 636010 LEHIGH 3 345 1 | P23:345:MEC:GARD AVE:903::EHV: | 0.0529 | Yes
GEN-2024-019 | 02 NEBRASKA | G00ALL 29SP | 635635 MADISON3 345 635640 NORWALK 3 345 1 | P23:345:MEC:GRIMES:903::EHV: | 0.0577 | Yes
GEN-2024-019 | 02 NEBRASKA | G00ALL 29SP | 635640 NORWALK 3 345 635650 SE POLK 3 345 1 | P23:345:MEC:GRIMES:903::EHV: | 0.05219 | Yes
GEN-2024-019 | 02 NEBRASKA | G00ALL 29SP | 635200 RAUN 3 345 652564 SIOUXCY3 345 1 | P23:345:MEC:HIGHLAND:901::EHV: | 0.13788 | Yes
GEN-2024-019 | 02 NEBRASKA | G00ALL 29SP | 601006 SPLT RK3 345 652864 SIOUXCY-LNX3 345 1 | P23:345:MEC:HIGHLAND:901::EHV: | 0.06822 | Yes
GEN-2024-019 | 02 NEBRASKA | G00ALL 29SP | 636000 WEBSTER3 345 636010 LEHIGH 3 345 1 | P23:345:MEC:HIGHLAND:901::EHV: | 0.06811 | Yes
GEN-2024-019 | 02 NEBRASKA | G00ALL 29SP | 635200 RAUN 3 345 652564 SIOUXCY3 345 1 | P23:345:MEC:HIGHLAND:902::EHV: | 0.13788 | Yes
GEN-2024-019 | 02 NEBRASKA | G00ALL 29SP | 601006 SPLT RK3 345 652864 SIOUXCY-LNX3 345 1 | P23:345:MEC:HIGHLAND:902::EHV: | 0.06822 | Yes
GEN-2024-019 | 02 NEBRASKA | G00ALL 29SP | 636000 WEBSTER3 345 636010 LEHIGH 3 345 1 | P23:345:MEC:HIGHLAND:902::EHV: | 0.06811 | Yes
GEN-2024-019 | 02 NEBRASKA | G00ALL 29SP | 635200 RAUN 3 345 652564 SIOUXCY3 345 1 | P23:345:MEC:HIGHLAND:903::EHV: | 0.13788 | Yes
GEN-2024-019 | 02 NEBRASKA | G00ALL 29SP | 601006 SPLT RK3 345 652864 SIOUXCY-LNX3 345 1 | P23:345:MEC:HIGHLAND:903::EHV: | 0.06822 | Yes
GEN-2024-019 | 02 NEBRASKA | G00ALL 29SP | 636000 WEBSTER3 345 636010 LEHIGH 3 345 1 | P23:345:MEC:HIGHLAND:903::EHV: | 0.06811 | Yes
GEN-2024-019 | 02 NEBRASKA | G00ALL 29SP | 635200 RAUN 3 345 652564 SIOUXCY3 345 1 | P23:345:MEC:HIGHLAND:908::EHV: | 0.13788 | Yes
GEN-2024-019 | 02 NEBRASKA | G00ALL 29SP | 601006 SPLT RK3 345 652864 SIOUXCY-LNX3 345 1 | P23:345:MEC:HIGHLAND:908::EHV: | 0.06822 | Yes
GEN-2024-019 | 02 NEBRASKA | G00ALL 29SP | 636000 WEBSTER3 345 636010 LEHIGH 3 345 1 | P23:345:MEC:HIGHLAND:908::EHV: | 0.06811 | Yes
GEN-2024-019 | 02 NEBRASKA | G00ALL 29SP | 631138 LAKEFLD3 345 635368 OBRIEN 3 345 1 | P23:345:MEC:KOSSUTH:901::EHV: | 0.05509 | Yes
GEN-2024-019 | 02 NEBRASKA | G00ALL 29SP | 631138 LAKEFLD3 345 635368 OBRIEN 3 345 1 | P23:345:MEC:KOSSUTH:902::EHV: | 0.05509 | Yes
GEN-2024-019 | 02 NEBRASKA | G00ALL 29SP | 631138 LAKEFLD3 345 635368 OBRIEN 3 345 1 | P23:345:MEC:KOSSUTH:904::EHV: | 0.05509 | Yes
GEN-2024-019 | 02 NEBRASKA | G00ALL 29SP | 635368 OBRIEN 3 345 635400 HIGHLAND 3 345 1 | P23:345:MEC:LEHIGH:350::EHV: | 0.05736 | Yes
GEN-2024-019 | 02 NEBRASKA | G00ALL 29SP | 635399 CHEROKEE 3 345 635400 HIGHLAND 3 345 1 | P23:345:MEC:LEHIGH:350::EHV: | 0.05736 | Yes
GEN-2024-019 | 02 NEBRASKA | G00ALL 29SP | 635200 RAUN 3 345 635398 REMSEN 3 345 1 | P23:345:MEC:LEHIGH:350::EHV: | 0.05736 | Yes
GEN-2024-019 | 02 NEBRASKA | G00ALL 29SP | 635398 REMSEN 3 345 635399 CHEROKEE 3 345 1 | P23:345:MEC:LEHIGH:350::EHV: | 0.05736 | Yes
GEN-2024-019 | 02 NEBRASKA | G00ALL 29SP | 635200 RAUN 3 345 652564 SIOUXCY3 345 1 | P23:345:MEC:LEHIGH:360::EHV: | 0.12626 | Yes
GEN-2024-019 | 02 NEBRASKA | G00ALL 29SP | 635368 OBRIEN 3 345 635400 HIGHLAND 3 345 1 | P23:345:MEC:LEHIGH:360::EHV: | 0.05736 | Yes
GEN-2024-019 | 02 NEBRASKA | G00ALL 29SP | 635399 CHEROKEE 3 345 635400 HIGHLAND 3 345 1 | P23:345:MEC:LEHIGH:360::EHV: | 0.05736 | Yes
GEN-2024-019 | 02 NEBRASKA | G00ALL 29SP | 635200 RAUN 3 345 635398 REMSEN 3 345 1 | P23:345:MEC:LEHIGH:360::EHV: | 0.05736 | Yes
GEN-2024-019 | 02 NEBRASKA | G00ALL 29SP | 635398 REMSEN 3 345 635399 CHEROKEE 3 345 1 | P23:345:MEC:LEHIGH:360::EHV: | 0.05736 | Yes
GEN-2024-019 | 02 NEBRASKA | G00ALL 29SP | 636003 BEAVER CRK 3 345 636010 LEHIGH 3 345 1 | P23:345:MEC:LEHIGH:390::EHV: | 0.0529 | Yes
GEN-2024-019 | 02 NEBRASKA | G00ALL 29SP | 635568 S HILLS 3 345 635630 BOONEVILLE 3 345 1 | P23:345:MEC:MADISON:901::EHV: | 0.06144 | Yes
GEN-2024-019 | 02 NEBRASKA | G00ALL 29SP | 635568 S HILLS 3 345 635570 ORIENT 3 345 1 | P23:345:MEC:MADISON:901::EHV: | 0.06144 | Yes
GEN-2024-019 | 02 NEBRASKA | G00ALL 29SP | 635568 S HILLS 3 345 635630 BOONEVILLE 3 345 1 | P23:345:MEC:MADISON:902::EHV: | 0.06144 | Yes
GEN-2024-019 | 02 NEBRASKA | G00ALL 29SP | 635568 S HILLS 3 345 635570 ORIENT 3 345 1 | P23:345:MEC:MADISON:902::EHV: | 0.06144 | Yes
GEN-2024-019 | 02 NEBRASKA | G00ALL 29SP | 635568 S HILLS 3 345 635630 BOONEVILLE 3 345 1 | P23:345:MEC:MADISON:903::EHV: | 0.06144 | Yes
GEN-2024-019 | 02 NEBRASKA | G00ALL 29SP | 635568 S HILLS 3 345 635570 ORIENT 3 345 1 | P23:345:MEC:MADISON:903::EHV: | 0.06144 | Yes
GEN-2024-019 | 02 NEBRASKA | G00ALL 29SP | 635000 CBLUFFS3 345 645456 S3456 3 345 1 | P23:345:MEC:NORTHBORO:901::EHV: | 0.08215 | Yes
GEN-2024-019 | 02 NEBRASKA | G00ALL 29SP | 635200 RAUN 3 345 652564 SIOUXCY3 345 1 | P23:345:MEC:OBRIEN:903::EHV: | 0.13954 | Yes
GEN-2024-019 | 02 NEBRASKA | G00ALL 29SP | 601006 SPLT RK3 345 652864 SIOUXCY-LNX3 345 1 | P23:345:MEC:OBRIEN:903::EHV: | 0.07113 | Yes
GEN-2024-019 | 02 NEBRASKA | G00ALL 29SP | 636000 WEBSTER3 345 636010 LEHIGH 3 345 1 | P23:345:MEC:OBRIEN:903::EHV: | 0.06453 | Yes
GEN-2024-019 | 02 NEBRASKA | G00ALL 29SP | 631193 HUNTLEY3 345 631197 LEDYARD3 345 1 | P23:345:MEC:OBRIEN:903::EHV: | 0.06586 | Yes
GEN-2024-019 | 02 NEBRASKA | G00ALL 29SP | 601006 SPLT RK3 345 652864 SIOUXCY-LNX3 345 1 | P23:345:MEC:OBRIEN:904::EHV: | 0.0679 | Yes
GEN-2024-019 | 02 NEBRASKA | G00ALL 29SP | 631193 HUNTLEY3 345 631197 LEDYARD3 345 1 | P23:345:MEC:OBRIEN:904::EHV: | 0.07285 | Yes
GEN-2024-019 | 02 NEBRASKA | G00ALL 29SP | 631197 LEDYARD3 345 635369 KOSSUTH 3 345 1 | P23:345:MEC:OBRIEN:904::EHV: | 0.05458 | Yes
GEN-2024-019 | 02 NEBRASKA | G00ALL 29SP | 635200 RAUN 3 345 652564 SIOUXCY3 345 1 | P23:345:MEC:OBRIEN:906::EHV: | 0.14012 | Yes
GEN-2024-019 | 02 NEBRASKA | G00ALL 29SP | 601006 SPLT RK3 345 652864 SIOUXCY-LNX3 345 1 | P23:345:MEC:OBRIEN:906::EHV: | 0.06999 | Yes
GEN-2024-019 | 02 NEBRASKA | G00ALL 29SP | 631193 HUNTLEY3 345 631197 LEDYARD3 345 1 | P23:345:MEC:OBRIEN:906::EHV: | 0.06495 | Yes
GEN-2024-019 | 02 NEBRASKA | G00ALL 29SP | 635000 CBLUFFS3 345 645456 S3456 3 345 1 | P23:345:MEC:ORIENT:902::EHV: | 0.07949 | Yes
GEN-2024-019 | 02 NEBRASKA | G00ALL 29SP | 635568 S HILLS 3 345 635630 BOONEVILLE 3 345 1 | P23:345:MEC:ORIENT:905::EHV: | 0.05359 | Yes
GEN-2024-019 | 02 NEBRASKA | G00ALL 29SP | 635568 S HILLS 3 345 635570 ORIENT 3 345 1 | P23:345:MEC:ORIENT:905::EHV: | 0.05359 | Yes
GEN-2024-019 | 02 NEBRASKA | G00ALL 29SP | 635622 RCCN TRL 3 345 635630 BOONEVILLE 3 345 1 | P23:345:MEC:OVERLAND TRAIL:902::EHV: | 0.05274 | Yes
GEN-2024-019 | 02 NEBRASKA | G00ALL 29SP | 631138 LAKEFLD3 345 635368 OBRIEN 3 345 1 | P23:345:MEC:PALO ALTO:903::EHV: | 0.05052 | Yes
GEN-2024-019 | 02 NEBRASKA | G00ALL 29SP | 636000 WEBSTER3 345 636010 LEHIGH 3 345 1 | P23:345:MEC:PALO ALTO:903::EHV: | 0.05373 | Yes
GEN-2024-019 | 02 NEBRASKA | G00ALL 29SP | 635200 RAUN 3 345 652564 SIOUXCY3 345 1 | P23:345:MEC:RAUN:150::EHV: | 0.14196 | Yes
GEN-2024-019 | 02 NEBRASKA | G00ALL 29SP | 601006 SPLT RK3 345 652864 SIOUXCY-LNX3 345 1 | P23:345:MEC:RAUN:150::EHV: | 0.07018 | Yes
GEN-2024-019 | 02 NEBRASKA | G00ALL 29SP | 635018 NORTHBORO 3 345 635570 ORIENT 3 345 1 | P23:345:MEC:ROLLING HILLS:901::EHV: | 0.05967 | Yes
GEN-2024-019 | 02 NEBRASKA | G00ALL 29SP | 635017 ATCHISON 3 345 640139 COOPER 3 345 1 | P23:345:MEC:ROLLING HILLS:901::EHV: | 0.05967 | Yes
GEN-2024-019 | 02 NEBRASKA | G00ALL 29SP | 635017 ATCHISON 3 345 635018 NORTHBORO 3 345 1 | P23:345:MEC:ROLLING HILLS:901::EHV: | 0.05967 | Yes
GEN-2024-019 | 02 NEBRASKA | G00ALL 29SP | 635018 NORTHBORO 3 345 635570 ORIENT 3 345 1 | P23:345:MEC:ROLLING HILLS:902::EHV: | 0.05967 | Yes
GEN-2024-019 | 02 NEBRASKA | G00ALL 29SP | 635017 ATCHISON 3 345 640139 COOPER 3 345 1 | P23:345:MEC:ROLLING HILLS:902::EHV: | 0.05967 | Yes
GEN-2024-019 | 02 NEBRASKA | G00ALL 29SP | 635017 ATCHISON 3 345 635018 NORTHBORO 3 345 1 | P23:345:MEC:ROLLING HILLS:902::EHV: | 0.05967 | Yes
GEN-2024-019 | 02 NEBRASKA | G00ALL 29SP | 635018 NORTHBORO 3 345 635570 ORIENT 3 345 1 | P23:345:MEC:ROLLING HILLS:903::EHV: | 0.05967 | Yes
GEN-2024-019 | 02 NEBRASKA | G00ALL 29SP | 635017 ATCHISON 3 345 640139 COOPER 3 345 1 | P23:345:MEC:ROLLING HILLS:903::EHV: | 0.05967 | Yes
GEN-2024-019 | 02 NEBRASKA | G00ALL 29SP | 635017 ATCHISON 3 345 635018 NORTHBORO 3 345 1 | P23:345:MEC:ROLLING HILLS:903::EHV: | 0.05967 | Yes
GEN-2024-019 | 02 NEBRASKA | G00ALL 29SP | 635018 NORTHBORO 3 345 635570 ORIENT 3 345 1 | P23:345:MEC:ROLLING HILLS:908::EHV: | 0.05967 | Yes
GEN-2024-019 | 02 NEBRASKA | G00ALL 29SP | 635017 ATCHISON 3 345 640139 COOPER 3 345 1 | P23:345:MEC:ROLLING HILLS:908::EHV: | 0.05967 | Yes
GEN-2024-019 | 02 NEBRASKA | G00ALL 29SP | 635017 ATCHISON 3 345 635018 NORTHBORO 3 345 1 | P23:345:MEC:ROLLING HILLS:908::EHV: | 0.05967 | Yes
GEN-2024-019 | 02 NEBRASKA | G00ALL 29SP | 635570 ORIENT 3 345 635635 MADISON3 345 1 | P23:345:MEC:SOUTHERN HILLS:902::EHV: | 0.05945 | Yes
GEN-2024-019 | 02 NEBRASKA | G00ALL 29SP | 635570 ORIENT 3 345 635635 MADISON3 345 1 | P23:345:MEC:SOUTHERN HILLS:903::EHV: | 0.05945 | Yes
GEN-2024-019 | 02 NEBRASKA | G00ALL 29SP | 635570 ORIENT 3 345 635635 MADISON3 345 1 | P23:345:MEC:SOUTHERN HILLS:904::EHV: | 0.05945 | Yes
GEN-2024-019 | 02 NEBRASKA | G00ALL 29SP | 635018 NORTHBORO 3 345 635570 ORIENT 3 345 1 | P23:345:OPPD:FUTURE 56-55&56-58:::EHV: | 0.06229 | Yes
GEN-2024-019 | 02 NEBRASKA | G00ALL 29SP | 635017 ATCHISON 3 345 640139 COOPER 3 345 1 | P23:345:OPPD:FUTURE 56-55&56-58:::EHV: | 0.06229 | Yes
GEN-2024-019 | 02 NEBRASKA | G00ALL 29SP | 635017 ATCHISON 3 345 635018 NORTHBORO 3 345 1 | P23:345:OPPD:FUTURE 56-55&56-58:::EHV: | 0.06229 | Yes
GEN-2024-019 | 02 NEBRASKA | G00ALL 29SP | 601048 LYON CO 3 345 631138 LAKEFLD3 345 1 | P23:345:XEL:396 BKR SPK:::EHV: | 0.05951 | Yes
GEN-2024-019 | 02 NEBRASKA | G00ALL 29SP | 631193 HUNTLEY3 345 631197 LEDYARD3 345 1 | P23:345:XEL:8N22 SHC:::EHV: | 0.05091 | Yes
GEN-2024-019 | 02 NEBRASKA | G00ALL 29SP | 631193 HUNTLEY3 345 631197 LEDYARD3 345 1 | P23:345:XEL:8N8 MNN:::EHV: | 0.05091 | Yes
GEN-2024-019 | 02 NEBRASKA | G00ALL 29SP | 601048 LYON CO 3 345 631138 LAKEFLD3 345 1 | P23:345:XEL:8S71 HNA:::EHV: | 0.05382 | Yes
GEN-2024-019 | 02 NEBRASKA | G00ALL 29SP | 601048 LYON CO 3 345 631138 LAKEFLD3 345 1 | P23:345:XEL:HELENA3:8S71::EHV: | 0.05382 | Yes
GEN-2024-019 | 02 NEBRASKA | G00ALL 29SP | 631193 HUNTLEY3 345 631197 LEDYARD3 345 1 | P23:345:XEL:PRISLD3:8H17::EHV: | 0.05088 | Yes
GEN-2024-019 | 02 NEBRASKA | G00ALL 29SP | 601048 LYON CO 3 345 631138 LAKEFLD3 345 1 | P23:345:XEL:SHEASLK3:8S81::EHV: | 0.05207 | Yes
GEN-2024-019 | 02 NEBRASKA | G00ALL 29SP | 601048 LYON CO 3 345 631138 LAKEFLD3 345 1 | P23:345:XEL:WILMART3:8S26 FUT::EHV: | 0.05319 | Yes
GEN-2024-019 | 02 NEBRASKA | G00ALL 29SP | 635200 RAUN 3 345 762779 G18-043 TAP 345 1 | P42:345:LES:L1485::NW68&HOLDREGE.WAGENER.CB3006:: | 0.09816 | Yes
GEN-2024-019 | 02 NEBRASKA | G00ALL 29SP | 635200 RAUN 3 345 645552 S3452 REACT3 345 1 | P42:345:LES:L1485::NW68&HOLDREGE.WAGENER.CB3006:: | 0.10097 | Yes
GEN-2024-019 | 02 NEBRASKA | G00ALL 29SP | 635200 RAUN 3 345 645552 S3452 REACT3 345 1 | P42:345:LES:L3516::NW68&HOLDREGE.MOORE.CB3005:: | 0.10096 | Yes
GEN-2024-019 | 02 NEBRASKA | G00ALL 29SP | 635000 CBLUFFS3 345 645456 S3456 3 345 1 | P42:345:NPPD:BKR-CPR-3304:::: | 0.08466 | Yes
GEN-2024-019 | 02 NEBRASKA | G00ALL 29SP | 635200 RAUN 3 345 645552 S3452 REACT3 345 1 | P42:345:NPPD:LXXXX.COLMB E.SHELCRK.CB3306:::: | 0.10362 | Yes
GEN-2024-019 | 02 NEBRASKA | G00ALL 29SP | 635018 NORTHBORO 3 345 635570 ORIENT 3 345 1 | P55:345:MEC:ARBOR HILL | 0.05712 | Yes
GEN-2024-019 | 02 NEBRASKA | G00ALL 29SP | 635017 ATCHISON 3 345 640139 COOPER 3 345 1 | P55:345:MEC:ARBOR HILL | 0.05712 | Yes
GEN-2024-019 | 02 NEBRASKA | G00ALL 29SP | 635017 ATCHISON 3 345 635018 NORTHBORO 3 345 1 | P55:345:MEC:ARBOR HILL | 0.05712 | Yes
GEN-2024-019 | 02 NEBRASKA | G00ALL 29SP | 635622 RCCN TRL 3 345 635630 BOONEVILLE 3 345 1 | P55:345:MEC:ARBOR HILL | 0.0527 | Yes
GEN-2024-019 | 02 NEBRASKA | G00ALL 29SP | 635200 RAUN 3 345 762779 G18-043 TAP 345 1 | P55:345:MEC:ARBOR HILL | 0.08824 | Yes
GEN-2024-019 | 02 NEBRASKA | G00ALL 29SP | 635200 RAUN 3 345 645552 S3452 REACT3 345 1 | P55:345:MEC:ARBOR HILL | 0.09063 | Yes
GEN-2024-019 | 02 NEBRASKA | G00ALL 29SP | 635000 CBLUFFS3 345 645456 S3456 3 345 1 | P55:345:MEC:ATCHISON | 0.08215 | Yes
GEN-2024-019 | 02 NEBRASKA | G00ALL 29SP | 635200 RAUN 3 345 652564 SIOUXCY3 345 1 | P55:345:MEC:CHEROKEE | 0.13788 | Yes
GEN-2024-019 | 02 NEBRASKA | G00ALL 29SP | 636000 WEBSTER3 345 636010 LEHIGH 3 345 1 | P55:345:MEC:CHEROKEE | 0.06811 | Yes
GEN-2024-019 | 02 NEBRASKA | G00ALL 29SP | 635018 NORTHBORO 3 345 635570 ORIENT 3 345 1 | P55:345:MEC:FALLOW AVE | 0.05712 | Yes
GEN-2024-019 | 02 NEBRASKA | G00ALL 29SP | 635017 ATCHISON 3 345 640139 COOPER 3 345 1 | P55:345:MEC:FALLOW AVE | 0.05712 | Yes
GEN-2024-019 | 02 NEBRASKA | G00ALL 29SP | 635017 ATCHISON 3 345 635018 NORTHBORO 3 345 1 | P55:345:MEC:FALLOW AVE | 0.05712 | Yes
GEN-2024-019 | 02 NEBRASKA | G00ALL 29SP | 635622 RCCN TRL 3 345 635630 BOONEVILLE 3 345 1 | P55:345:MEC:FALLOW AVE | 0.0527 | Yes
GEN-2024-019 | 02 NEBRASKA | G00ALL 29SP | 636003 BEAVER CRK 3 345 636010 LEHIGH 3 345 1 | P55:345:MEC:GARD AVE | 0.0529 | Yes
GEN-2024-019 | 02 NEBRASKA | G00ALL 29SP | 635018 NORTHBORO 3 345 635570 ORIENT 3 345 1 | P55:345:MEC:GDMEC | 0.05171 | Yes
GEN-2024-019 | 02 NEBRASKA | G00ALL 29SP | 635017 ATCHISON 3 345 640139 COOPER 3 345 1 | P55:345:MEC:GDMEC | 0.05171 | Yes
GEN-2024-019 | 02 NEBRASKA | G00ALL 29SP | 635017 ATCHISON 3 345 635018 NORTHBORO 3 345 1 | P55:345:MEC:GDMEC | 0.05171 | Yes
GEN-2024-019 | 02 NEBRASKA | G00ALL 29SP | 635000 CBLUFFS3 345 645456 S3456 3 345 1 | P55:345:MEC:GDMEC | 0.05839 | Yes
GEN-2024-019 | 02 NEBRASKA | G00ALL 29SP | 635600 GRIMES 3 345 636003 BEAVER CRK 3 345 1 | P55:345:MEC:GDMEC | 0.051 | Yes
GEN-2024-019 | 02 NEBRASKA | G00ALL 29SP | 635200 RAUN 3 345 652564 SIOUXCY3 345 1 | P55:345:MEC:HIGHLAND | 0.13788 | Yes
GEN-2024-019 | 02 NEBRASKA | G00ALL 29SP | 601006 SPLT RK3 345 652864 SIOUXCY-LNX3 345 1 | P55:345:MEC:HIGHLAND | 0.06822 | Yes
GEN-2024-019 | 02 NEBRASKA | G00ALL 29SP | 636000 WEBSTER3 345 636010 LEHIGH 3 345 1 | P55:345:MEC:HIGHLAND | 0.06811 | Yes
GEN-2024-019 | 02 NEBRASKA | G00ALL 29SP | 631138 LAKEFLD3 345 635368 OBRIEN 3 345 1 | P55:345:MEC:KOSSUTH | 0.05509 | Yes
GEN-2024-019 | 02 NEBRASKA | G00ALL 29SP | 635368 OBRIEN 3 345 635400 HIGHLAND 3 345 1 | P55:345:MEC:LEHIGH | 0.05736 | Yes
GEN-2024-019 | 02 NEBRASKA | G00ALL 29SP | 635399 CHEROKEE 3 345 635400 HIGHLAND 3 345 1 | P55:345:MEC:LEHIGH | 0.05736 | Yes
GEN-2024-019 | 02 NEBRASKA | G00ALL 29SP | 635200 RAUN 3 345 635398 REMSEN 3 345 1 | P55:345:MEC:LEHIGH | 0.05736 | Yes
GEN-2024-019 | 02 NEBRASKA | G00ALL 29SP | 635398 REMSEN 3 345 635399 CHEROKEE 3 345 1 | P55:345:MEC:LEHIGH | 0.05736 | Yes
GEN-2024-019 | 02 NEBRASKA | G00ALL 29SP | 635568 S HILLS 3 345 635630 BOONEVILLE 3 345 1 | P55:345:MEC:MADISON | 0.06144 | Yes
GEN-2024-019 | 02 NEBRASKA | G00ALL 29SP | 635568 S HILLS 3 345 635570 ORIENT 3 345 1 | P55:345:MEC:MADISON | 0.06144 | Yes
GEN-2024-019 | 02 NEBRASKA | G00ALL 29SP | 635000 CBLUFFS3 345 645456 S3456 3 345 1 | P55:345:MEC:NORTHBORO | 0.08215 | Yes
GEN-2024-019 | 02 NEBRASKA | G00ALL 29SP | 635000 CBLUFFS3 345 635014 OVERLAND 3 345 1 | P55:345:MEC:ORIENT | 0.05707 | Yes
GEN-2024-019 | 02 NEBRASKA | G00ALL 29SP | 635580 ARBOR HILL 3 345 635623 BADGER CRK 3 345 1 | P55:345:MEC:ORIENT | 0.05526 | Yes
GEN-2024-019 | 02 NEBRASKA | G00ALL 29SP | 635580 ARBOR HILL 3 345 635590 FALLOW AVE 3 345 1 | P55:345:MEC:ORIENT | 0.05526 | Yes
GEN-2024-019 | 02 NEBRASKA | G00ALL 29SP | 635014 OVERLAND 3 345 635590 FALLOW AVE 3 345 1 | P55:345:MEC:ORIENT | 0.05526 | Yes
GEN-2024-019 | 02 NEBRASKA | G00ALL 29SP | 635200 RAUN 3 345 762779 G18-043 TAP 345 1 | P55:345:MEC:ORIENT | 0.09095 | Yes
GEN-2024-019 | 02 NEBRASKA | G00ALL 29SP | 635200 RAUN 3 345 645552 S3452 REACT3 345 1 | P55:345:MEC:ORIENT | 0.09344 | Yes
GEN-2024-019 | 02 NEBRASKA | G00ALL 29SP | 636000 WEBSTER3 345 636010 LEHIGH 3 345 1 | P55:345:MEC:PALO ALTO | 0.05373 | Yes
GEN-2024-019 | 02 NEBRASKA | G00ALL 29SP | 635018 NORTHBORO 3 345 635570 ORIENT 3 345 1 | P55:345:MEC:PONY CREEK OR SOUTHLAND | 0.05967 | Yes
GEN-2024-019 | 02 NEBRASKA | G00ALL 29SP | 635017 ATCHISON 3 345 640139 COOPER 3 345 1 | P55:345:MEC:PONY CREEK OR SOUTHLAND | 0.05967 | Yes
GEN-2024-019 | 02 NEBRASKA | G00ALL 29SP | 635017 ATCHISON 3 345 635018 NORTHBORO 3 345 1 | P55:345:MEC:PONY CREEK OR SOUTHLAND | 0.05967 | Yes
GEN-2024-019 | 02 NEBRASKA | G00ALL 29SP | 635200 RAUN 3 345 762779 G18-043 TAP 345 1 | P55:345:MEC:PONY CREEK OR SOUTHLAND | 0.08683 | Yes
GEN-2024-019 | 02 NEBRASKA | G00ALL 29SP | 635200 RAUN 3 345 645552 S3452 REACT3 345 1 | P55:345:MEC:PONY CREEK OR SOUTHLAND | 0.08919 | Yes
GEN-2024-019 | 02 NEBRASKA | G00ALL 29SP | 635635 MADISON3 345 635640 NORWALK 3 345 1 | P55:345:MEC:RACCOON TRAIL | 0.05284 | Yes
GEN-2024-019 | 02 NEBRASKA | G00ALL 29SP | 635200 RAUN 3 345 762779 G18-043 TAP 345 1 | P55:345:MEC:RACCOON TRAIL | 0.08992 | Yes
GEN-2024-019 | 02 NEBRASKA | G00ALL 29SP | 635200 RAUN 3 345 645552 S3452 REACT3 345 1 | P55:345:MEC:RACCOON TRAIL | 0.09235 | Yes
GEN-2024-019 | 02 NEBRASKA | G00ALL 29SP | 635018 NORTHBORO 3 345 635570 ORIENT 3 345 1 | P55:345:MEC:ROLLING HILLS | 0.05967 | Yes
GEN-2024-019 | 02 NEBRASKA | G00ALL 29SP | 635017 ATCHISON 3 345 640139 COOPER 3 345 1 | P55:345:MEC:ROLLING HILLS | 0.05967 | Yes
GEN-2024-019 | 02 NEBRASKA | G00ALL 29SP | 635017 ATCHISON 3 345 635018 NORTHBORO 3 345 1 | P55:345:MEC:ROLLING HILLS | 0.05967 | Yes
GEN-2024-019 | 02 NEBRASKA | G00ALL 29SP | 635570 ORIENT 3 345 635635 MADISON3 345 1 | P55:345:MEC:SOUTHERN HILLS | 0.05945 | Yes
GEN-2024-019 | 02 NEBRASKA | G00ALL 29SP | 635000 CBLUFFS3 345 645456 S3456 3 345 1 | P55:345:OPPD:S3740 3::FN13:EHV: | 0.05386 | Yes
GEN-2024-019 | 02 NEBRASKA | G00ALL 29SP | 631193 HUNTLEY3 345 631197 LEDYARD3 345 1 | P55:345:XEL:MNN1 | 0.05081 | Yes
GEN-2024-019 | 02 NEBRASKA | G00ALL 29SP | 601006 SPLT RK3 345 652864 SIOUXCY-LNX3 345 1 | P55:345:XEL:PRI1 | 0.05902 | Yes
GEN-2024-019 | 02 NEBRASKA | G00ALL 29SP | 636000 WEBSTER3 345 636010 LEHIGH 3 345 1 | P55:345:XEL:PRI1 | 0.0555 | Yes
GEN-2024-019 | 02 NEBRASKA | G00ALL 29SP | 631138 LAKEFLD3 345 635368 OBRIEN 3 345 1 | P55:345:XEL:PRI1 | 0.05495 | Yes
GEN-2024-019 | 02 NEBRASKA | G00ALL 29SP | 635200 RAUN 3 345 762779 G18-043 TAP 345 1 | P55:345:XEL:PRI1 | 0.08506 | Yes
GEN-2024-019 | 02 NEBRASKA | G00ALL 29SP | 631193 HUNTLEY3 345 631197 LEDYARD3 345 1 | P55:345:XEL:PRI1 | 0.05088 | Yes
GEN-2024-019 | 02 NEBRASKA | G00ALL 29SP | 635200 RAUN 3 345 645552 S3452 REACT3 345 1 | P55:345:XEL:PRI1 | 0.08739 | Yes
GEN-2024-019 | 02 NEBRASKA | G00ALL 29SP | 635200 RAUN 3 345 652564 SIOUXCY3 345 1 | 631138 LAKEFLD3 345 635368 OBRIEN 3 345 1 | 0.13244 | Yes
GEN-2024-019 | 02 NEBRASKA | G00ALL 29SP | 601006 SPLT RK3 345 652864 SIOUXCY-LNX3 345 1 | 631138 LAKEFLD3 345 635368 OBRIEN 3 345 1 | 0.0679 | Yes
GEN-2024-019 | 02 NEBRASKA | G00ALL 29SP | 631193 HUNTLEY3 345 631197 LEDYARD3 345 1 | 631138 LAKEFLD3 345 635368 OBRIEN 3 345 1 | 0.07285 | Yes
GEN-2024-019 | 02 NEBRASKA | G00ALL 29SP | 631197 LEDYARD3 345 635369 KOSSUTH 3 345 1 | 631138 LAKEFLD3 345 635368 OBRIEN 3 345 1 | 0.05458 | Yes
GEN-2024-019 | 02 NEBRASKA | G00ALL 29SP | 631138 LAKEFLD3 345 635368 OBRIEN 3 345 1 | 631193 HUNTLEY3 345 631197 LEDYARD3 345 1 | 0.07304 | Yes
GEN-2024-019 | 02 NEBRASKA | G00ALL 29SP | 635000 CBLUFFS3 345 645456 S3456 3 345 1 | 635017 ATCHISON 3 345 635018 NORTHBORO 3 345 1 | 0.08215 | Yes
GEN-2024-019 | 02 NEBRASKA | G00ALL 29SP | 635200 RAUN 3 345 762779 G18-043 TAP 345 1 | 635200 RAUN 3 345 645552 S3452 REACT3 345 1 | 0.12094 | Yes
GEN-2024-019 | 02 NEBRASKA | G00ALL 29SP | 635200 RAUN 3 345 645552 S3452 REACT3 345 1 | 635200 RAUN 3 345 762779 G18-043 TAP 345 1 | 0.12215 | Yes
GEN-2024-019 | 02 NEBRASKA | G00ALL 29SP | 636003 BEAVER CRK 3 345 636010 LEHIGH 3 345 1 | 635219 GARD AVE 3 345 636017 LEHIGH GARX3 345 1 | 0.0529 | Yes
GEN-2024-019 | 02 NEBRASKA | G00ALL 29SP | 635200 RAUN 3 345 652564 SIOUXCY3 345 1 | 635368 OBRIEN 3 345 635400 HIGHLAND 3 345 1 | 0.13788 | Yes
GEN-2024-019 | 02 NEBRASKA | G00ALL 29SP | 601006 SPLT RK3 345 652864 SIOUXCY-LNX3 345 1 | 635368 OBRIEN 3 345 635400 HIGHLAND 3 345 1 | 0.06822 | Yes
GEN-2024-019 | 02 NEBRASKA | G00ALL 29SP | 636000 WEBSTER3 345 636010 LEHIGH 3 345 1 | 635368 OBRIEN 3 345 635400 HIGHLAND 3 345 1 | 0.06811 | Yes
GEN-2024-019 | 02 NEBRASKA | G00ALL 29SP | 631138 LAKEFLD3 345 635368 OBRIEN 3 345 1 | 635369 KOSSUTH 3 345 635425 PALO ALTO 3 345 1 | 0.05052 | Yes
GEN-2024-019 | 02 NEBRASKA | G00ALL 29SP | 636000 WEBSTER3 345 636010 LEHIGH 3 345 1 | 635369 KOSSUTH 3 345 635425 PALO ALTO 3 345 1 | 0.05373 | Yes
GEN-2024-019 | 02 NEBRASKA | G00ALL 29SP | 635018 NORTHBORO 3 345 635570 ORIENT 3 345 1 | 635580 ARBOR HILL 3 345 635623 BADGER CRK 3 345 1 | 0.05712 | Yes
GEN-2024-019 | 02 NEBRASKA | G00ALL 29SP | 635017 ATCHISON 3 345 640139 COOPER 3 345 1 | 635580 ARBOR HILL 3 345 635623 BADGER CRK 3 345 1 | 0.05712 | Yes
GEN-2024-019 | 02 NEBRASKA | G00ALL 29SP | 635017 ATCHISON 3 345 635018 NORTHBORO 3 345 1 | 635580 ARBOR HILL 3 345 635623 BADGER CRK 3 345 1 | 0.05712 | Yes
GEN-2024-019 | 02 NEBRASKA | G00ALL 29SP | 635622 RCCN TRL 3 345 635630 BOONEVILLE 3 345 1 | 635580 ARBOR HILL 3 345 635623 BADGER CRK 3 345 1 | 0.0527 | Yes
GEN-2024-019 | 02 NEBRASKA | G00ALL 29SP | 635200 RAUN 3 345 762779 G18-043 TAP 345 1 | 635580 ARBOR HILL 3 345 635623 BADGER CRK 3 345 1 | 0.08824 | Yes
GEN-2024-019 | 02 NEBRASKA | G00ALL 29SP | 635200 RAUN 3 345 645552 S3452 REACT3 345 1 | 635580 ARBOR HILL 3 345 635623 BADGER CRK 3 345 1 | 0.09063 | Yes
GEN-2024-019 | 02 NEBRASKA | G00ALL 29SP | 636003 BEAVER CRK 3 345 636010 LEHIGH 3 345 1 | 636010 LEHIGH 3 345 636017 LEHIGH GARX3 345 Z | 0.0529 | Yes
GEN-2024-019 | 02 NEBRASKA | G00ALL 29SP | 635200 RAUN 3 345 762779 G18-043 TAP 345 1 | 645452 S3452 3 345 645552 S3452 REACT3 345 Z1 | 0.12094 | Yes
GEN-2024-019 | 02 NEBRASKA | G00ALL 29SP | 635200 RAUN 3 345 652564 SIOUXCY3 345 1 | Base Case | 0.12216 | Yes
GEN-2024-019 | 02 NEBRASKA | G00ALL 29SP | 635018 NORTHBORO 3 345 635570 ORIENT 3 345 1 | Base Case | 0.05241 | Yes
GEN-2024-019 | 02 NEBRASKA | G00ALL 29SP | 635017 ATCHISON 3 345 640139 COOPER 3 345 1 | Base Case | 0.05241 | Yes
GEN-2024-019 | 02 NEBRASKA | G00ALL 29SP | 635017 ATCHISON 3 345 635018 NORTHBORO 3 345 1 | Base Case | 0.05241 | Yes
GEN-2024-019 | 02 NEBRASKA | G00ALL 29SP | 601006 SPLT RK3 345 652864 SIOUXCY-LNX3 345 1 | Base Case | 0.059 | Yes
GEN-2024-019 | 02 NEBRASKA | G00ALL 29SP | 631138 LAKEFLD3 345 635368 OBRIEN 3 345 1 | Base Case | 0.05496 | Yes
GEN-2024-019 | 02 NEBRASKA | G00ALL 29SP | 636000 WEBSTER3 345 636010 LEHIGH 3 345 1 | Base Case | 0.05556 | Yes
GEN-2024-019 | 02 NEBRASKA | G00ALL 29SP | 635200 RAUN 3 345 762779 G18-043 TAP 345 1 | Base Case | 0.08507 | Yes
GEN-2024-019 | 02 NEBRASKA | G00ALL 29SP | 631193 HUNTLEY3 345 631197 LEDYARD3 345 1 | Base Case | 0.05091 | Yes
GEN-2024-019 | 02 NEBRASKA | G00ALL 29SP | 635000 CBLUFFS3 345 645456 S3456 3 345 1 | Base Case | 0.05883 | Yes
GEN-2024-019 | 02 NEBRASKA | G00ALL 29SP | 635200 RAUN 3 345 645552 S3452 REACT3 345 1 | Base Case | 0.08739 | Yes
GEN-2024-019 | 02 NEBRASKA | G00ALL 29SP | 635600 GRIMES 3 345 636003 BEAVER CRK 3 345 1 | Base Case | 0.0513 | Yes
GEN-2024-019 | 02 NEBRASKA | G00ALL 29SP | 636003 BEAVER CRK 3 345 636010 LEHIGH 3 345 1 | Base Case | 0.0513 | Yes
GEN-2024-020 | 02 NEBRASKA | G00ALL 29SP | 631193 HUNTLEY3 345 631197 LEDYARD3 345 1 | P11:20:XEL:PR_ISLD:31G | 0.05129 | Yes
GEN-2024-020 | 02 NEBRASKA | G00ALL 29SP | 631193 HUNTLEY3 345 631197 LEDYARD3 345 1 | P11:20:XEL:PR_ISLD:32G | 0.05129 | Yes
GEN-2024-020 | 02 NEBRASKA | G00ALL 29SP | 631193 HUNTLEY3 345 631197 LEDYARD3 345 1 | P11:24:XEL:SHERCO31G:1 | 0.05129 | Yes
GEN-2024-020 | 02 NEBRASKA | G00ALL 29SP | 635200 RAUN 3 345 645552 S3452 REACT3 345 1 | P11:24:XEL:SHERCO31G:1 | 0.08977 | Yes
GEN-2024-020 | 02 NEBRASKA | G00ALL 29SP | 631193 HUNTLEY3 345 631197 LEDYARD3 345 1 | P11:24:XEL:SHERCO32G:2 | 0.05129 | Yes
GEN-2024-020 | 02 NEBRASKA | G00ALL 29SP | 601006 SPLT RK3 345 652864 SIOUXCY-LNX3 345 1 | P11:26:XEL:SHERCO33G:3 | 0.06013 | Yes
GEN-2024-020 | 02 NEBRASKA | G00ALL 29SP | 631138 LAKEFLD3 345 635368 OBRIEN 3 345 1 | P11:26:XEL:SHERCO33G:3 | 0.05606 | Yes
GEN-2024-020 | 02 NEBRASKA | G00ALL 29SP | 635200 RAUN 3 345 762779 G18-043 TAP 345 1 | P11:26:XEL:SHERCO33G:3 | 0.08735 | Yes
GEN-2024-020 | 02 NEBRASKA | G00ALL 29SP | 631193 HUNTLEY3 345 631197 LEDYARD3 345 1 | P11:26:XEL:SHERCO33G:3 | 0.05129 | Yes
GEN-2024-020 | 02 NEBRASKA | G00ALL 29SP | 635200 RAUN 3 345 645552 S3452 REACT3 345 1 | P11:26:XEL:SHERCO33G:3 | 0.08977 | Yes
GEN-2024-020 | 02 NEBRASKA | G00ALL 29SP | 635018 NORTHBORO 3 345 635570 ORIENT 3 345 1 | P11:345:MEC:GDMEC:3:ST | 0.05294 | Yes
GEN-2024-020 | 02 NEBRASKA | G00ALL 29SP | 635017 ATCHISON 3 345 640139 COOPER 3 345 1 | P11:345:MEC:GDMEC:3:ST | 0.05294 | Yes
GEN-2024-020 | 02 NEBRASKA | G00ALL 29SP | 635017 ATCHISON 3 345 635018 NORTHBORO 3 345 1 | P11:345:MEC:GDMEC:3:ST | 0.05294 | Yes
GEN-2024-020 | 02 NEBRASKA | G00ALL 29SP | 635000 CBLUFFS3 345 645456 S3456 3 345 1 | P11:345:MEC:GDMEC:3:ST | 0.06371 | Yes
GEN-2024-020 | 02 NEBRASKA | G00ALL 29SP | 635600 GRIMES 3 345 636003 BEAVER CRK 3 345 1 | P11:345:MEC:GDMEC:3:ST | 0.0517 | Yes
GEN-2024-020 | 02 NEBRASKA | G00ALL 29SP | 635200 RAUN 3 345 762779 G18-043 TAP 345 1 | P11:345:MEC:NEAL:3 | 0.08735 | Yes
GEN-2024-020 | 02 NEBRASKA | G00ALL 29SP | 635200 RAUN 3 345 645552 S3452 REACT3 345 1 | P11:345:MEC:NEAL:3 | 0.08977 | Yes
GEN-2024-020 | 02 NEBRASKA | G00ALL 29SP | 635200 RAUN 3 345 762779 G18-043 TAP 345 1 | P11:345:MEC:NEAL:4 | 0.08735 | Yes
GEN-2024-020 | 02 NEBRASKA | G00ALL 29SP | 635200 RAUN 3 345 645552 S3452 REACT3 345 1 | P11:345:MEC:NEAL:4 | 0.08977 | Yes
GEN-2024-020 | 02 NEBRASKA | G00ALL 29SP | 635000 CBLUFFS3 345 645456 S3456 3 345 1 | P11:345:MEC:WSEC:3 | 0.06371 | Yes
GEN-2024-020 | 02 NEBRASKA | G00ALL 29SP | 635000 CBLUFFS3 345 645456 S3456 3 345 1 | P11:345:MEC:WSEC:4 | 0.06371 | Yes
GEN-2024-020 | 02 NEBRASKA | G00ALL 29SP | 602004 SPLT RK4 230 652523 SIOUXFL4 230 1 | P12:230.0:UMZ:# N-1 #:: LINE PAHOJA__-BE4-EAGLE___-NI4-1 :HV: | 0.0561 | Yes
GEN-2024-020 | 02 NEBRASKA | G00ALL 29SP | 603016 SPLT RK7 115 996521 SPLT RK4 115 7 | P12:230.0:UMZ:# N-1 #:: LINE PAHOJA__-BE4-EAGLE___-NI4-1 :HV: | 0.0561 | Yes
GEN-2024-020 | 02 NEBRASKA | G00ALL 29SP | 602004 SPLT RK4 230 996521 SPLT RK4 115 7 | P12:230.0:UMZ:# N-1 #:: LINE PAHOJA__-BE4-EAGLE___-NI4-1 :HV: | 0.0561 | Yes
GEN-2024-020 | 02 NEBRASKA | G00ALL 29SP | 601006 SPLT RK3 345 652864 SIOUXCY-LNX3 345 1 | P12:230.0:UMZ:# N-1 #:: LINE SIOUXCY2-EAGLE___-NI4-1 :HV: | 0.06778 | Yes
GEN-2024-020 | 02 NEBRASKA | G00ALL 29SP | 602004 SPLT RK4 230 652523 SIOUXFL4 230 1 | P12:230.0:UMZ:# N-1 #:: LINE SIOUXFL4-PAHOJA__-BE4-1 :HV: | 0.0561 | Yes
GEN-2024-020 | 02 NEBRASKA | G00ALL 29SP | 603016 SPLT RK7 115 996521 SPLT RK4 115 7 | P12:230.0:UMZ:# N-1 #:: LINE SIOUXFL4-PAHOJA__-BE4-1 :HV: | 0.0561 | Yes
GEN-2024-020 | 02 NEBRASKA | G00ALL 29SP | 602004 SPLT RK4 230 996521 SPLT RK4 115 7 | P12:230.0:UMZ:# N-1 #:: LINE SIOUXFL4-PAHOJA__-BE4-1 :HV: | 0.0561 | Yes
GEN-2024-020 | 02 NEBRASKA | G00ALL 29SP | 635368 OBRIEN 3 345 635400 HIGHLAND 3 345 1 | P12:345.0:UMZ:# N-1 #:: LINE RAUN 3-SIOUXCY3-1 :EHV: | 0.07 | Yes
GEN-2024-020 | 02 NEBRASKA | G00ALL 29SP | 631138 LAKEFLD3 345 635368 OBRIEN 3 345 1 | P12:345.0:UMZ:# N-1 #:: LINE RAUN 3-SIOUXCY3-1 :EHV: | 0.07082 | Yes
GEN-2024-020 | 02 NEBRASKA | G00ALL 29SP | 635399 CHEROKEE 3 345 635400 HIGHLAND 3 345 1 | P12:345.0:UMZ:# N-1 #:: LINE RAUN 3-SIOUXCY3-1 :EHV: | 0.07 | Yes
GEN-2024-020 | 02 NEBRASKA | G00ALL 29SP | 635223 PLYMOUTH 5 161 652566 SIOUXCY5 161 1 | P12:345.0:UMZ:# N-1 #:: LINE RAUN 3-SIOUXCY3-1 :EHV: | 0.07556 | Yes
GEN-2024-020 | 02 NEBRASKA | G00ALL 29SP | 635200 RAUN 3 345 635398 REMSEN 3 345 1 | P12:345.0:UMZ:# N-1 #:: LINE RAUN 3-SIOUXCY3-1 :EHV: | 0.07 | Yes
GEN-2024-020 | 02 NEBRASKA | G00ALL 29SP | 635398 REMSEN 3 345 635399 CHEROKEE 3 345 1 | P12:345.0:UMZ:# N-1 #:: LINE RAUN 3-SIOUXCY3-1 :EHV: | 0.07 | Yes
GEN-2024-020 | 02 NEBRASKA | G00ALL 29SP | 635368 OBRIEN 3 345 635400 HIGHLAND 3 345 1 | P12:345.0:UMZ:# N-1 #:: LINE SIOUXCY3-SIOUXCY-LNX3-Z :EHV: | 0.06238 | Yes
GEN-2024-020 | 02 NEBRASKA | G00ALL 29SP | 631138 LAKEFLD3 345 635368 OBRIEN 3 345 1 | P12:345.0:UMZ:# N-1 #:: LINE SIOUXCY3-SIOUXCY-LNX3-Z :EHV: | 0.0696 | Yes
GEN-2024-020 | 02 NEBRASKA | G00ALL 29SP | 635399 CHEROKEE 3 345 635400 HIGHLAND 3 345 1 | P12:345.0:UMZ:# N-1 #:: LINE SIOUXCY3-SIOUXCY-LNX3-Z :EHV: | 0.06238 | Yes
GEN-2024-020 | 02 NEBRASKA | G00ALL 29SP | 635200 RAUN 3 345 635398 REMSEN 3 345 1 | P12:345.0:UMZ:# N-1 #:: LINE SIOUXCY3-SIOUXCY-LNX3-Z :EHV: | 0.06238 | Yes
GEN-2024-020 | 02 NEBRASKA | G00ALL 29SP | 635398 REMSEN 3 345 635399 CHEROKEE 3 345 1 | P12:345.0:UMZ:# N-1 #:: LINE SIOUXCY3-SIOUXCY-LNX3-Z :EHV: | 0.06238 | Yes
GEN-2024-020 | 02 NEBRASKA | G00ALL 29SP | 635368 OBRIEN 3 345 635400 HIGHLAND 3 345 1 | P12:345.0:UMZ:# N-1 #:: LINE SPLT RK3-SIOUXCY-LNX3-1 :EHV: | 0.06238 | Yes
GEN-2024-020 | 02 NEBRASKA | G00ALL 29SP | 631138 LAKEFLD3 345 635368 OBRIEN 3 345 1 | P12:345.0:UMZ:# N-1 #:: LINE SPLT RK3-SIOUXCY-LNX3-1 :EHV: | 0.0696 | Yes
GEN-2024-020 | 02 NEBRASKA | G00ALL 29SP | 635399 CHEROKEE 3 345 635400 HIGHLAND 3 345 1 | P12:345.0:UMZ:# N-1 #:: LINE SPLT RK3-SIOUXCY-LNX3-1 :EHV: | 0.06238 | Yes
GEN-2024-020 | 02 NEBRASKA | G00ALL 29SP | 635200 RAUN 3 345 635398 REMSEN 3 345 1 | P12:345.0:UMZ:# N-1 #:: LINE SPLT RK3-SIOUXCY-LNX3-1 :EHV: | 0.06238 | Yes
GEN-2024-020 | 02 NEBRASKA | G00ALL 29SP | 635398 REMSEN 3 345 635399 CHEROKEE 3 345 1 | P12:345.0:UMZ:# N-1 #:: LINE SPLT RK3-SIOUXCY-LNX3-1 :EHV: | 0.06238 | Yes
GEN-2024-020 | 02 NEBRASKA | G00ALL 29SP | 631138 LAKEFLD3 345 635368 OBRIEN 3 345 1 | P12:345:ITCM-MEC:LEDYARD:KOSSUTH:1 | 0.06765 | Yes
GEN-2024-020 | 02 NEBRASKA | G00ALL 29SP | 635568 S HILLS 3 345 635630 BOONEVILLE 3 345 1 | P12:345:MEC:ARBOR HILL:FALLOW AVE:1 | 0.05053 | Yes
GEN-2024-020 | 02 NEBRASKA | G00ALL 29SP | 635018 NORTHBORO 3 345 635570 ORIENT 3 345 1 | P12:345:MEC:ARBOR HILL:FALLOW AVE:1 | 0.05796 | Yes
GEN-2024-020 | 02 NEBRASKA | G00ALL 29SP | 635017 ATCHISON 3 345 640139 COOPER 3 345 1 | P12:345:MEC:ARBOR HILL:FALLOW AVE:1 | 0.05796 | Yes
GEN-2024-020 | 02 NEBRASKA | G00ALL 29SP | 635017 ATCHISON 3 345 635018 NORTHBORO 3 345 1 | P12:345:MEC:ARBOR HILL:FALLOW AVE:1 | 0.05796 | Yes
GEN-2024-020 | 02 NEBRASKA | G00ALL 29SP | 635568 S HILLS 3 345 635570 ORIENT 3 345 1 | P12:345:MEC:ARBOR HILL:FALLOW AVE:1 | 0.05053 | Yes
GEN-2024-020 | 02 NEBRASKA | G00ALL 29SP | 635200 RAUN 3 345 762779 G18-043 TAP 345 1 | P12:345:MEC:ARBOR HILL:FALLOW AVE:1 | 0.09073 | Yes
GEN-2024-020 | 02 NEBRASKA | G00ALL 29SP | 635622 RCCN TRL 3 345 635630 BOONEVILLE 3 345 1 | P12:345:MEC:ARBOR HILL:FALLOW AVE:1 | 0.05452 | Yes
GEN-2024-020 | 02 NEBRASKA | G00ALL 29SP | 635200 RAUN 3 345 645552 S3452 REACT3 345 1 | P12:345:MEC:ARBOR HILL:FALLOW AVE:1 | 0.09322 | Yes
GEN-2024-020 | 02 NEBRASKA | G00ALL 29SP | 635200 RAUN 3 345 652564 SIOUXCY3 345 1 | P12:345:MEC:CHEROKEE:HIGHLAND:1 | 0.14019 | Yes
GEN-2024-020 | 02 NEBRASKA | G00ALL 29SP | 601006 SPLT RK3 345 652864 SIOUXCY-LNX3 345 1 | P12:345:MEC:CHEROKEE:HIGHLAND:1 | 0.06966 | Yes
GEN-2024-020 | 02 NEBRASKA | G00ALL 29SP | 636000 WEBSTER3 345 636010 LEHIGH 3 345 1 | P12:345:MEC:CHEROKEE:HIGHLAND:1 | 0.07 | Yes
GEN-2024-020 | 02 NEBRASKA | G00ALL 29SP | 635368 OBRIEN 3 345 635400 HIGHLAND 3 345 1 | P12:345:MEC:GARD AVE:LEHIGH:1REACTOR:EHV: | 0.05106 | Yes
GEN-2024-020 | 02 NEBRASKA | G00ALL 29SP | 635399 CHEROKEE 3 345 635400 HIGHLAND 3 345 1 | P12:345:MEC:GARD AVE:LEHIGH:1REACTOR:EHV: | 0.05106 | Yes
GEN-2024-020 | 02 NEBRASKA | G00ALL 29SP | 635200 RAUN 3 345 635398 REMSEN 3 345 1 | P12:345:MEC:GARD AVE:LEHIGH:1REACTOR:EHV: | 0.05106 | Yes
GEN-2024-020 | 02 NEBRASKA | G00ALL 29SP | 635398 REMSEN 3 345 635399 CHEROKEE 3 345 1 | P12:345:MEC:GARD AVE:LEHIGH:1REACTOR:EHV: | 0.05106 | Yes
GEN-2024-020 | 02 NEBRASKA | G00ALL 29SP | 635600 GRIMES 3 345 635622 RCCN TRL 3 345 2 | P12:345:MEC:GRIMES:RCCN TRL:1 | 0.06477 | Yes
GEN-2024-020 | 02 NEBRASKA | G00ALL 29SP | 635600 GRIMES 3 345 635622 RCCN TRL 3 345 1 | P12:345:MEC:GRIMES:RCCN TRL:2 | 0.06474 | Yes
GEN-2024-020 | 02 NEBRASKA | G00ALL 29SP | 635622 RCCN TRL 3 345 635630 BOONEVILLE 3 345 1 | P12:345:MEC:MADISON:NORWALK:1 | 0.05453 | Yes
GEN-2024-020 | 02 NEBRASKA | G00ALL 29SP | 635000 CBLUFFS3 345 645456 S3456 3 345 1 | P12:345:MEC:NORTHBORO:ATCHISON:1REACTOR:EHV: | 0.08727 | Yes
GEN-2024-020 | 02 NEBRASKA | G00ALL 29SP | 635200 RAUN 3 345 652564 SIOUXCY3 345 1 | P12:345:MEC:OBRIEN:HIGHLAND:1REACTOR:EHV: | 0.14019 | Yes
GEN-2024-020 | 02 NEBRASKA | G00ALL 29SP | 601006 SPLT RK3 345 652864 SIOUXCY-LNX3 345 1 | P12:345:MEC:OBRIEN:HIGHLAND:1REACTOR:EHV: | 0.06966 | Yes
GEN-2024-020 | 02 NEBRASKA | G00ALL 29SP | 636000 WEBSTER3 345 636010 LEHIGH 3 345 1 | P12:345:MEC:OBRIEN:HIGHLAND:1REACTOR:EHV: | 0.07 | Yes
GEN-2024-020 | 02 NEBRASKA | G00ALL 29SP | 635568 S HILLS 3 345 635630 BOONEVILLE 3 345 1 | P12:345:MEC:ORIENT:MADISON:1 | 0.06516 | Yes
GEN-2024-020 | 02 NEBRASKA | G00ALL 29SP | 635568 S HILLS 3 345 635570 ORIENT 3 345 1 | P12:345:MEC:ORIENT:MADISON:1 | 0.06516 | Yes
GEN-2024-020 | 02 NEBRASKA | G00ALL 29SP | 635000 CBLUFFS3 345 645456 S3456 3 345 1 | P12:345:MEC:ORIENT:NORTHBORO:1 | 0.08727 | Yes
GEN-2024-020 | 02 NEBRASKA | G00ALL 29SP | 635568 S HILLS 3 345 635630 BOONEVILLE 3 345 1 | P12:345:MEC:OVERLAND:FALLOW AVE:1 | 0.05053 | Yes
GEN-2024-020 | 02 NEBRASKA | G00ALL 29SP | 635568 S HILLS 3 345 635570 ORIENT 3 345 1 | P12:345:MEC:OVERLAND:FALLOW AVE:1 | 0.05053 | Yes
GEN-2024-020 | 02 NEBRASKA | G00ALL 29SP | 635622 RCCN TRL 3 345 635630 BOONEVILLE 3 345 1 | P12:345:MEC:OVERLAND:FALLOW AVE:1 | 0.05452 | Yes
GEN-2024-020 | 02 NEBRASKA | G00ALL 29SP | 631138 LAKEFLD3 345 635368 OBRIEN 3 345 1 | P12:345:MEC:PALO ALTO:KOSSUTH:1REACTOR:EHV: | 0.05194 | Yes
GEN-2024-020 | 02 NEBRASKA | G00ALL 29SP | 636000 WEBSTER3 345 636010 LEHIGH 3 345 1 | P12:345:MEC:PALO ALTO:KOSSUTH:1REACTOR:EHV: | 0.05535 | Yes
GEN-2024-020 | 02 NEBRASKA | G00ALL 29SP | 635018 NORTHBORO 3 345 635570 ORIENT 3 345 1 | P12:345:MEC:PONY CRK:ROLL HILLS:1 | 0.06092 | Yes
GEN-2024-020 | 02 NEBRASKA | G00ALL 29SP | 635017 ATCHISON 3 345 640139 COOPER 3 345 1 | P12:345:MEC:PONY CRK:ROLL HILLS:1 | 0.06092 | Yes
GEN-2024-020 | 02 NEBRASKA | G00ALL 29SP | 635017 ATCHISON 3 345 635018 NORTHBORO 3 345 1 | P12:345:MEC:PONY CRK:ROLL HILLS:1 | 0.06092 | Yes
GEN-2024-020 | 02 NEBRASKA | G00ALL 29SP | 635018 NORTHBORO 3 345 635570 ORIENT 3 345 1 | P12:345:MEC:ROLL HILLS:ORIENT:1 | 0.06092 | Yes
GEN-2024-020 | 02 NEBRASKA | G00ALL 29SP | 635017 ATCHISON 3 345 640139 COOPER 3 345 1 | P12:345:MEC:ROLL HILLS:ORIENT:1 | 0.06092 | Yes
GEN-2024-020 | 02 NEBRASKA | G00ALL 29SP | 635017 ATCHISON 3 345 635018 NORTHBORO 3 345 1 | P12:345:MEC:ROLL HILLS:ORIENT:1 | 0.06092 | Yes
GEN-2024-020 | 02 NEBRASKA | G00ALL 29SP | 635570 ORIENT 3 345 635635 MADISON3 345 1 | P12:345:MEC:S HILLS:BOONEVILLE:1 | 0.06162 | Yes
GEN-2024-020 | 02 NEBRASKA | G00ALL 29SP | 635570 ORIENT 3 345 635635 MADISON3 345 1 | P12:345:MEC:S HILLS:ORIENT:1 | 0.06162 | Yes
GEN-2024-020 | 02 NEBRASKA | G00ALL 29SP | 635368 OBRIEN 3 345 635400 HIGHLAND 3 345 1 | P12:345:MEC:WEBSTER:LEHIGH:1 | 0.06159 | Yes
GEN-2024-020 | 02 NEBRASKA | G00ALL 29SP | 635399 CHEROKEE 3 345 635400 HIGHLAND 3 345 1 | P12:345:MEC:WEBSTER:LEHIGH:1 | 0.06159 | Yes
GEN-2024-020 | 02 NEBRASKA | G00ALL 29SP | 635200 RAUN 3 345 635398 REMSEN 3 345 1 | P12:345:MEC:WEBSTER:LEHIGH:1 | 0.06159 | Yes
GEN-2024-020 | 02 NEBRASKA | G00ALL 29SP | 635398 REMSEN 3 345 635399 CHEROKEE 3 345 1 | P12:345:MEC:WEBSTER:LEHIGH:1 | 0.06159 | Yes
GEN-2024-020 | 02 NEBRASKA | G00ALL 29SP | 635200 RAUN 3 345 652564 SIOUXCY3 345 1 | P12:345:MEC-ITCM:OBRIEN:LAKEFIELD:1REACTOR:EHV: | 0.13443 | Yes
GEN-2024-020 | 02 NEBRASKA | G00ALL 29SP | 601006 SPLT RK3 345 652864 SIOUXCY-LNX3 345 1 | P12:345:MEC-ITCM:OBRIEN:LAKEFIELD:1REACTOR:EHV: | 0.0692 | Yes
GEN-2024-020 | 02 NEBRASKA | G00ALL 29SP | 631193 HUNTLEY3 345 631197 LEDYARD3 345 1 | P12:345:MEC-ITCM:OBRIEN:LAKEFIELD:1REACTOR:EHV: | 0.07366 | Yes
GEN-2024-020 | 02 NEBRASKA | G00ALL 29SP | 631197 LEDYARD3 345 635369 KOSSUTH 3 345 1 | P12:345:MEC-ITCM:OBRIEN:LAKEFIELD:1REACTOR:EHV: | 0.05576 | Yes
GEN-2024-020 | 02 NEBRASKA | G00ALL 29SP | 635000 CBLUFFS3 345 645456 S3456 3 345 1 | P12:345:MEC-NPPD:ATCHISON:COOPER:1 | 0.08727 | Yes
GEN-2024-020 | 02 NEBRASKA | G00ALL 29SP | 635368 OBRIEN 3 345 635400 HIGHLAND 3 345 1 | P12:345:MEC-WAPA:RAUN:SIOUXCY:1 | 0.07 | Yes
GEN-2024-020 | 02 NEBRASKA | G00ALL 29SP | 631138 LAKEFLD3 345 635368 OBRIEN 3 345 1 | P12:345:MEC-WAPA:RAUN:SIOUXCY:1 | 0.07082 | Yes
GEN-2024-020 | 02 NEBRASKA | G00ALL 29SP | 635399 CHEROKEE 3 345 635400 HIGHLAND 3 345 1 | P12:345:MEC-WAPA:RAUN:SIOUXCY:1 | 0.07 | Yes
GEN-2024-020 | 02 NEBRASKA | G00ALL 29SP | 635223 PLYMOUTH 5 161 652566 SIOUXCY5 161 1 | P12:345:MEC-WAPA:RAUN:SIOUXCY:1 | 0.07556 | Yes
GEN-2024-020 | 02 NEBRASKA | G00ALL 29SP | 635200 RAUN 3 345 635398 REMSEN 3 345 1 | P12:345:MEC-WAPA:RAUN:SIOUXCY:1 | 0.07 | Yes
GEN-2024-020 | 02 NEBRASKA | G00ALL 29SP | 635398 REMSEN 3 345 635399 CHEROKEE 3 345 1 | P12:345:MEC-WAPA:RAUN:SIOUXCY:1 | 0.07 | Yes
GEN-2024-020 | 02 NEBRASKA | G00ALL 29SP | 635200 RAUN 3 345 762779 G18-043 TAP 345 1 | P12:345:NPPD:L3521::NW68&HOLDREGE.COLUMBUSEAST.CKT1:: | 0.10337 | Yes
GEN-2024-020 | 02 NEBRASKA | G00ALL 29SP | 635200 RAUN 3 345 645552 S3452 REACT3 345 1 | P12:345:NPPD:L3521::NW68&HOLDREGE.COLUMBUSEAST.CKT1:: | 0.10638 | Yes
GEN-2024-020 | 02 NEBRASKA | G00ALL 29SP | 635000 CBLUFFS3 345 645456 S3456 3 345 1 | P12:345:OPPD:S3456-S3459:::EHV: | 0.07355 | Yes
GEN-2024-020 | 02 NEBRASKA | G00ALL 29SP | 601048 LYON CO 3 345 631138 LAKEFLD3 345 1 | P12:345:XEL:HELENA3:SHEASLK3:1 | 0.05255 | Yes
GEN-2024-020 | 02 NEBRASKA | G00ALL 29SP | 601048 LYON CO 3 345 631138 LAKEFLD3 345 1 | P12:345:XEL:SPS HNA-SSL | 0.05255 | Yes
GEN-2024-020 | 02 NEBRASKA | G00ALL 29SP | 601048 LYON CO 3 345 631138 LAKEFLD3 345 1 | P12:345:XEL:WILMART3:SHEASLK3:1 | 0.05248 | Yes
GEN-2024-020 | 02 NEBRASKA | G00ALL 29SP | 635368 OBRIEN 3 345 635400 HIGHLAND 3 345 1 | P12:345:XEL-WAPA:SPLTRK3:SIOUXCY-LNX3:1 | 0.06238 | Yes
GEN-2024-020 | 02 NEBRASKA | G00ALL 29SP | 631138 LAKEFLD3 345 635368 OBRIEN 3 345 1 | P12:345:XEL-WAPA:SPLTRK3:SIOUXCY-LNX3:1 | 0.0696 | Yes
GEN-2024-020 | 02 NEBRASKA | G00ALL 29SP | 635399 CHEROKEE 3 345 635400 HIGHLAND 3 345 1 | P12:345:XEL-WAPA:SPLTRK3:SIOUXCY-LNX3:1 | 0.06238 | Yes
GEN-2024-020 | 02 NEBRASKA | G00ALL 29SP | 635200 RAUN 3 345 635398 REMSEN 3 345 1 | P12:345:XEL-WAPA:SPLTRK3:SIOUXCY-LNX3:1 | 0.06238 | Yes
GEN-2024-020 | 02 NEBRASKA | G00ALL 29SP | 635398 REMSEN 3 345 635399 CHEROKEE 3 345 1 | P12:345:XEL-WAPA:SPLTRK3:SIOUXCY-LNX3:1 | 0.06238 | Yes
GEN-2024-020 | 02 NEBRASKA | G00ALL 29SP | 635000 CBLUFFS3 345 645456 S3456 3 345 1 | P13:161-345:OPPD:S3456 T4:::HV: | 0.06497 | Yes
GEN-2024-020 | 02 NEBRASKA | G00ALL 29SP | 631193 HUNTLEY3 345 631197 LEDYARD3 345 1 | P13:345:XEL:MNTCE31G:MNTCELO3:1 | 0.05129 | Yes
GEN-2024-020 | 02 NEBRASKA | G00ALL 29SP | 631193 HUNTLEY3 345 631197 LEDYARD3 345 1 | P13:345:XEL:PRIS31G:PRISLD3:1 | 0.05129 | Yes
GEN-2024-020 | 02 NEBRASKA | G00ALL 29SP | 631193 HUNTLEY3 345 631197 LEDYARD3 345 1 | P13:345:XEL:PRIS32G:PRISLD3:2 | 0.05129 | Yes
GEN-2024-020 | 02 NEBRASKA | G00ALL 29SP | 635622 RCCN TRL 3 345 635630 BOONEVILLE 3 345 1 | P13:345-161:MEC:NORWALK:9T1:MULTI | 0.05515 | Yes
GEN-2024-020 | 02 NEBRASKA | G00ALL 29SP | 601006 SPLT RK3 345 652864 SIOUXCY-LNX3 345 1 | P13:345-230.0:UMZ:# N-1 #:: 3WND SIOUXCY3-SIOUXCY2-SIOUXC29-1 652_ SC2 KU1B_:EHV: | 0.0754 | Yes
GEN-2024-020 | 02 NEBRASKA | G00ALL 29SP | 635200 RAUN 3 345 652564 SIOUXCY3 345 1 | P14:345:ITCM-MEC:LAKEFLD-OBRIEN 50MVAR:MN-SS | 0.13443 | Yes
GEN-2024-020 | 02 NEBRASKA | G00ALL 29SP | 601006 SPLT RK3 345 652864 SIOUXCY-LNX3 345 1 | P14:345:ITCM-MEC:LAKEFLD-OBRIEN 50MVAR:MN-SS | 0.0692 | Yes
GEN-2024-020 | 02 NEBRASKA | G00ALL 29SP | 631193 HUNTLEY3 345 631197 LEDYARD3 345 1 | P14:345:ITCM-MEC:LAKEFLD-OBRIEN 50MVAR:MN-SS | 0.07366 | Yes
GEN-2024-020 | 02 NEBRASKA | G00ALL 29SP | 631197 LEDYARD3 345 635369 KOSSUTH 3 345 1 | P14:345:ITCM-MEC:LAKEFLD-OBRIEN 50MVAR:MN-SS | 0.05576 | Yes
GEN-2024-020 | 02 NEBRASKA | G00ALL 29SP | 631138 LAKEFLD3 345 635368 OBRIEN 3 345 1 | P23:345:ITCM:HUNTLEY3 3659:IA-MVP::EHV: | 0.07328 | Yes
GEN-2024-020 | 02 NEBRASKA | G00ALL 29SP | 635200 RAUN 3 345 652564 SIOUXCY3 345 1 | P23:345:ITCM:LAKEFLD 885:MN::EHV: | 0.13479 | Yes
GEN-2024-020 | 02 NEBRASKA | G00ALL 29SP | 601006 SPLT RK3 345 652864 SIOUXCY-LNX3 345 1 | P23:345:ITCM:LAKEFLD 885:MN::EHV: | 0.06963 | Yes
GEN-2024-020 | 02 NEBRASKA | G00ALL 29SP | 631193 HUNTLEY3 345 631197 LEDYARD3 345 1 | P23:345:ITCM:LAKEFLD 885:MN::EHV: | 0.07352 | Yes
GEN-2024-020 | 02 NEBRASKA | G00ALL 29SP | 631197 LEDYARD3 345 635369 KOSSUTH 3 345 1 | P23:345:ITCM:LAKEFLD 885:MN::EHV: | 0.05558 | Yes
GEN-2024-020 | 02 NEBRASKA | G00ALL 29SP | 631138 LAKEFLD3 345 635368 OBRIEN 3 345 1 | P23:345:ITCM:LEDYARD3 5074:IA-MVP::EHV: | 0.07463 | Yes
GEN-2024-020 | 02 NEBRASKA | G00ALL 29SP | 631138 LAKEFLD3 345 635368 OBRIEN 3 345 1 | P23:345:ITCM:LEDYARD3 5075:IA-MVP::EHV: | 0.07463 | Yes
GEN-2024-020 | 02 NEBRASKA | G00ALL 29SP | 631138 LAKEFLD3 345 635368 OBRIEN 3 345 1 | P23:345:ITCM:LEDYARD3 5076:IA-MVP::EHV: | 0.06765 | Yes
GEN-2024-020 | 02 NEBRASKA | G00ALL 29SP | 635568 S HILLS 3 345 635630 BOONEVILLE 3 345 1 | P23:345:MEC:ARBOR HILL:901::EHV: | 0.05053 | Yes
GEN-2024-020 | 02 NEBRASKA | G00ALL 29SP | 635018 NORTHBORO 3 345 635570 ORIENT 3 345 1 | P23:345:MEC:ARBOR HILL:901::EHV: | 0.05796 | Yes
GEN-2024-020 | 02 NEBRASKA | G00ALL 29SP | 635017 ATCHISON 3 345 640139 COOPER 3 345 1 | P23:345:MEC:ARBOR HILL:901::EHV: | 0.05796 | Yes
GEN-2024-020 | 02 NEBRASKA | G00ALL 29SP | 635017 ATCHISON 3 345 635018 NORTHBORO 3 345 1 | P23:345:MEC:ARBOR HILL:901::EHV: | 0.05796 | Yes
GEN-2024-020 | 02 NEBRASKA | G00ALL 29SP | 635568 S HILLS 3 345 635570 ORIENT 3 345 1 | P23:345:MEC:ARBOR HILL:901::EHV: | 0.05053 | Yes
GEN-2024-020 | 02 NEBRASKA | G00ALL 29SP | 635622 RCCN TRL 3 345 635630 BOONEVILLE 3 345 1 | P23:345:MEC:ARBOR HILL:901::EHV: | 0.05452 | Yes
GEN-2024-020 | 02 NEBRASKA | G00ALL 29SP | 635200 RAUN 3 345 645552 S3452 REACT3 345 1 | P23:345:MEC:ARBOR HILL:901::EHV: | 0.09322 | Yes
GEN-2024-020 | 02 NEBRASKA | G00ALL 29SP | 635568 S HILLS 3 345 635630 BOONEVILLE 3 345 1 | P23:345:MEC:ARBOR HILL:902::EHV: | 0.05053 | Yes
GEN-2024-020 | 02 NEBRASKA | G00ALL 29SP | 635018 NORTHBORO 3 345 635570 ORIENT 3 345 1 | P23:345:MEC:ARBOR HILL:902::EHV: | 0.05796 | Yes
GEN-2024-020 | 02 NEBRASKA | G00ALL 29SP | 635017 ATCHISON 3 345 640139 COOPER 3 345 1 | P23:345:MEC:ARBOR HILL:902::EHV: | 0.05796 | Yes
GEN-2024-020 | 02 NEBRASKA | G00ALL 29SP | 635017 ATCHISON 3 345 635018 NORTHBORO 3 345 1 | P23:345:MEC:ARBOR HILL:902::EHV: | 0.05796 | Yes
GEN-2024-020 | 02 NEBRASKA | G00ALL 29SP | 635568 S HILLS 3 345 635570 ORIENT 3 345 1 | P23:345:MEC:ARBOR HILL:902::EHV: | 0.05053 | Yes
GEN-2024-020 | 02 NEBRASKA | G00ALL 29SP | 635622 RCCN TRL 3 345 635630 BOONEVILLE 3 345 1 | P23:345:MEC:ARBOR HILL:902::EHV: | 0.05452 | Yes
GEN-2024-020 | 02 NEBRASKA | G00ALL 29SP | 635200 RAUN 3 345 645552 S3452 REACT3 345 1 | P23:345:MEC:ARBOR HILL:902::EHV: | 0.09322 | Yes
GEN-2024-020 | 02 NEBRASKA | G00ALL 29SP | 635568 S HILLS 3 345 635630 BOONEVILLE 3 345 1 | P23:345:MEC:ARBOR HILL:903::EHV: | 0.05053 | Yes
GEN-2024-020 | 02 NEBRASKA | G00ALL 29SP | 635018 NORTHBORO 3 345 635570 ORIENT 3 345 1 | P23:345:MEC:ARBOR HILL:903::EHV: | 0.05796 | Yes
GEN-2024-020 | 02 NEBRASKA | G00ALL 29SP | 635017 ATCHISON 3 345 640139 COOPER 3 345 1 | P23:345:MEC:ARBOR HILL:903::EHV: | 0.05796 | Yes
GEN-2024-020 | 02 NEBRASKA | G00ALL 29SP | 635017 ATCHISON 3 345 635018 NORTHBORO 3 345 1 | P23:345:MEC:ARBOR HILL:903::EHV: | 0.05796 | Yes
GEN-2024-020 | 02 NEBRASKA | G00ALL 29SP | 635568 S HILLS 3 345 635570 ORIENT 3 345 1 | P23:345:MEC:ARBOR HILL:903::EHV: | 0.05053 | Yes
GEN-2024-020 | 02 NEBRASKA | G00ALL 29SP | 635622 RCCN TRL 3 345 635630 BOONEVILLE 3 345 1 | P23:345:MEC:ARBOR HILL:903::EHV: | 0.05452 | Yes
GEN-2024-020 | 02 NEBRASKA | G00ALL 29SP | 635200 RAUN 3 345 762779 G18-043 TAP 345 1 | P23:345:MEC:ARBOR HILL:903::EHV: | 0.09073 | Yes
GEN-2024-020 | 02 NEBRASKA | G00ALL 29SP | 635200 RAUN 3 345 645552 S3452 REACT3 345 1 | P23:345:MEC:ARBOR HILL:903::EHV: | 0.09322 | Yes
GEN-2024-020 | 02 NEBRASKA | G00ALL 29SP | 635000 CBLUFFS3 345 645456 S3456 3 345 1 | P23:345:MEC:ATCHISON:902::EHV: | 0.08727 | Yes
GEN-2024-020 | 02 NEBRASKA | G00ALL 29SP | 635570 ORIENT 3 345 635635 MADISON3 345 1 | P23:345:MEC:BOONEVILLE:902::EHV: | 0.05799 | Yes
GEN-2024-020 | 02 NEBRASKA | G00ALL 29SP | 635000 CBLUFFS3 345 645456 S3456 3 345 1 | P23:345:MEC:CBEC:908::EHV: | 0.06353 | Yes
GEN-2024-020 | 02 NEBRASKA | G00ALL 29SP | 635200 RAUN 3 345 652564 SIOUXCY3 345 1 | P23:345:MEC:CHEROKEE:901::EHV: | 0.14019 | Yes
GEN-2024-020 | 02 NEBRASKA | G00ALL 29SP | 636000 WEBSTER3 345 636010 LEHIGH 3 345 1 | P23:345:MEC:CHEROKEE:901::EHV: | 0.07 | Yes
GEN-2024-020 | 02 NEBRASKA | G00ALL 29SP | 635200 RAUN 3 345 652564 SIOUXCY3 345 1 | P23:345:MEC:CHEROKEE:902::EHV: | 0.14019 | Yes
GEN-2024-020 | 02 NEBRASKA | G00ALL 29SP | 636000 WEBSTER3 345 636010 LEHIGH 3 345 1 | P23:345:MEC:CHEROKEE:902::EHV: | 0.07 | Yes
GEN-2024-020 | 02 NEBRASKA | G00ALL 29SP | 635200 RAUN 3 345 652564 SIOUXCY3 345 1 | P23:345:MEC:CHEROKEE:903::EHV: | 0.14019 | Yes
GEN-2024-020 | 02 NEBRASKA | G00ALL 29SP | 636000 WEBSTER3 345 636010 LEHIGH 3 345 1 | P23:345:MEC:CHEROKEE:903::EHV: | 0.07 | Yes
GEN-2024-020 | 02 NEBRASKA | G00ALL 29SP | 635568 S HILLS 3 345 635630 BOONEVILLE 3 345 1 | P23:345:MEC:FALLOW:901::EHV: | 0.05053 | Yes
GEN-2024-020 | 02 NEBRASKA | G00ALL 29SP | 635018 NORTHBORO 3 345 635570 ORIENT 3 345 1 | P23:345:MEC:FALLOW:901::EHV: | 0.05796 | Yes
GEN-2024-020 | 02 NEBRASKA | G00ALL 29SP | 635017 ATCHISON 3 345 640139 COOPER 3 345 1 | P23:345:MEC:FALLOW:901::EHV: | 0.05796 | Yes
GEN-2024-020 | 02 NEBRASKA | G00ALL 29SP | 635017 ATCHISON 3 345 635018 NORTHBORO 3 345 1 | P23:345:MEC:FALLOW:901::EHV: | 0.05796 | Yes
GEN-2024-020 | 02 NEBRASKA | G00ALL 29SP | 635568 S HILLS 3 345 635570 ORIENT 3 345 1 | P23:345:MEC:FALLOW:901::EHV: | 0.05053 | Yes
GEN-2024-020 | 02 NEBRASKA | G00ALL 29SP | 635622 RCCN TRL 3 345 635630 BOONEVILLE 3 345 1 | P23:345:MEC:FALLOW:901::EHV: | 0.05452 | Yes
GEN-2024-020 | 02 NEBRASKA | G00ALL 29SP | 635200 RAUN 3 345 645552 S3452 REACT3 345 1 | P23:345:MEC:FALLOW:901::EHV: | 0.09322 | Yes
GEN-2024-020 | 02 NEBRASKA | G00ALL 29SP | 635568 S HILLS 3 345 635630 BOONEVILLE 3 345 1 | P23:345:MEC:FALLOW:902::EHV: | 0.05053 | Yes
GEN-2024-020 | 02 NEBRASKA | G00ALL 29SP | 635018 NORTHBORO 3 345 635570 ORIENT 3 345 1 | P23:345:MEC:FALLOW:902::EHV: | 0.05796 | Yes
GEN-2024-020 | 02 NEBRASKA | G00ALL 29SP | 635017 ATCHISON 3 345 640139 COOPER 3 345 1 | P23:345:MEC:FALLOW:902::EHV: | 0.05796 | Yes
GEN-2024-020 | 02 NEBRASKA | G00ALL 29SP | 635017 ATCHISON 3 345 635018 NORTHBORO 3 345 1 | P23:345:MEC:FALLOW:902::EHV: | 0.05796 | Yes
GEN-2024-020 | 02 NEBRASKA | G00ALL 29SP | 635568 S HILLS 3 345 635570 ORIENT 3 345 1 | P23:345:MEC:FALLOW:902::EHV: | 0.05053 | Yes
GEN-2024-020 | 02 NEBRASKA | G00ALL 29SP | 635622 RCCN TRL 3 345 635630 BOONEVILLE 3 345 1 | P23:345:MEC:FALLOW:902::EHV: | 0.05452 | Yes
GEN-2024-020 | 02 NEBRASKA | G00ALL 29SP | 635568 S HILLS 3 345 635630 BOONEVILLE 3 345 1 | P23:345:MEC:FALLOW:903::EHV: | 0.05053 | Yes
GEN-2024-020 | 02 NEBRASKA | G00ALL 29SP | 635568 S HILLS 3 345 635570 ORIENT 3 345 1 | P23:345:MEC:FALLOW:903::EHV: | 0.05053 | Yes
GEN-2024-020 | 02 NEBRASKA | G00ALL 29SP | 635622 RCCN TRL 3 345 635630 BOONEVILLE 3 345 1 | P23:345:MEC:FALLOW:903::EHV: | 0.05452 | Yes
GEN-2024-020 | 02 NEBRASKA | G00ALL 29SP | 635368 OBRIEN 3 345 635400 HIGHLAND 3 345 1 | P23:345:MEC:GARD AVE:901::EHV: | 0.05106 | Yes
GEN-2024-020 | 02 NEBRASKA | G00ALL 29SP | 635399 CHEROKEE 3 345 635400 HIGHLAND 3 345 1 | P23:345:MEC:GARD AVE:901::EHV: | 0.05106 | Yes
GEN-2024-020 | 02 NEBRASKA | G00ALL 29SP | 635200 RAUN 3 345 635398 REMSEN 3 345 1 | P23:345:MEC:GARD AVE:901::EHV: | 0.05106 | Yes
GEN-2024-020 | 02 NEBRASKA | G00ALL 29SP | 635398 REMSEN 3 345 635399 CHEROKEE 3 345 1 | P23:345:MEC:GARD AVE:901::EHV: | 0.05106 | Yes
GEN-2024-020 | 02 NEBRASKA | G00ALL 29SP | 636003 BEAVER CRK 3 345 636010 LEHIGH 3 345 1 | P23:345:MEC:GARD AVE:901::EHV: | 0.0537 | Yes
GEN-2024-020 | 02 NEBRASKA | G00ALL 29SP | 635368 OBRIEN 3 345 635400 HIGHLAND 3 345 1 | P23:345:MEC:GARD AVE:903::EHV: | 0.05106 | Yes
GEN-2024-020 | 02 NEBRASKA | G00ALL 29SP | 635399 CHEROKEE 3 345 635400 HIGHLAND 3 345 1 | P23:345:MEC:GARD AVE:903::EHV: | 0.05106 | Yes
GEN-2024-020 | 02 NEBRASKA | G00ALL 29SP | 635200 RAUN 3 345 635398 REMSEN 3 345 1 | P23:345:MEC:GARD AVE:903::EHV: | 0.05106 | Yes
GEN-2024-020 | 02 NEBRASKA | G00ALL 29SP | 635398 REMSEN 3 345 635399 CHEROKEE 3 345 1 | P23:345:MEC:GARD AVE:903::EHV: | 0.05106 | Yes
GEN-2024-020 | 02 NEBRASKA | G00ALL 29SP | 636003 BEAVER CRK 3 345 636010 LEHIGH 3 345 1 | P23:345:MEC:GARD AVE:903::EHV: | 0.0537 | Yes
GEN-2024-020 | 02 NEBRASKA | G00ALL 29SP | 635368 OBRIEN 3 345 635400 HIGHLAND 3 345 1 | P23:345:MEC:GARD AVE:904::EHV: | 0.05106 | Yes
GEN-2024-020 | 02 NEBRASKA | G00ALL 29SP | 635399 CHEROKEE 3 345 635400 HIGHLAND 3 345 1 | P23:345:MEC:GARD AVE:904::EHV: | 0.05106 | Yes
GEN-2024-020 | 02 NEBRASKA | G00ALL 29SP | 635200 RAUN 3 345 635398 REMSEN 3 345 1 | P23:345:MEC:GARD AVE:904::EHV: | 0.05106 | Yes
GEN-2024-020 | 02 NEBRASKA | G00ALL 29SP | 635398 REMSEN 3 345 635399 CHEROKEE 3 345 1 | P23:345:MEC:GARD AVE:904::EHV: | 0.05106 | Yes
GEN-2024-020 | 02 NEBRASKA | G00ALL 29SP | 635635 MADISON3 345 635640 NORWALK 3 345 1 | P23:345:MEC:GRIMES:903::EHV: | 0.06042 | Yes
GEN-2024-020 | 02 NEBRASKA | G00ALL 29SP | 635640 NORWALK 3 345 635650 SE POLK 3 345 1 | P23:345:MEC:GRIMES:903::EHV: | 0.05467 | Yes
GEN-2024-020 | 02 NEBRASKA | G00ALL 29SP | 635200 RAUN 3 345 652564 SIOUXCY3 345 1 | P23:345:MEC:HIGHLAND:901::EHV: | 0.14019 | Yes
GEN-2024-020 | 02 NEBRASKA | G00ALL 29SP | 601006 SPLT RK3 345 652864 SIOUXCY-LNX3 345 1 | P23:345:MEC:HIGHLAND:901::EHV: | 0.06966 | Yes
GEN-2024-020 | 02 NEBRASKA | G00ALL 29SP | 636000 WEBSTER3 345 636010 LEHIGH 3 345 1 | P23:345:MEC:HIGHLAND:901::EHV: | 0.07 | Yes
GEN-2024-020 | 02 NEBRASKA | G00ALL 29SP | 635200 RAUN 3 345 652564 SIOUXCY3 345 1 | P23:345:MEC:HIGHLAND:902::EHV: | 0.14019 | Yes
GEN-2024-020 | 02 NEBRASKA | G00ALL 29SP | 601006 SPLT RK3 345 652864 SIOUXCY-LNX3 345 1 | P23:345:MEC:HIGHLAND:902::EHV: | 0.06966 | Yes
GEN-2024-020 | 02 NEBRASKA | G00ALL 29SP | 636000 WEBSTER3 345 636010 LEHIGH 3 345 1 | P23:345:MEC:HIGHLAND:902::EHV: | 0.07 | Yes
GEN-2024-020 | 02 NEBRASKA | G00ALL 29SP | 635200 RAUN 3 345 652564 SIOUXCY3 345 1 | P23:345:MEC:HIGHLAND:903::EHV: | 0.14019 | Yes
GEN-2024-020 | 02 NEBRASKA | G00ALL 29SP | 601006 SPLT RK3 345 652864 SIOUXCY-LNX3 345 1 | P23:345:MEC:HIGHLAND:903::EHV: | 0.06966 | Yes
GEN-2024-020 | 02 NEBRASKA | G00ALL 29SP | 636000 WEBSTER3 345 636010 LEHIGH 3 345 1 | P23:345:MEC:HIGHLAND:903::EHV: | 0.07 | Yes
GEN-2024-020 | 02 NEBRASKA | G00ALL 29SP | 635200 RAUN 3 345 652564 SIOUXCY3 345 1 | P23:345:MEC:HIGHLAND:908::EHV: | 0.14019 | Yes
GEN-2024-020 | 02 NEBRASKA | G00ALL 29SP | 601006 SPLT RK3 345 652864 SIOUXCY-LNX3 345 1 | P23:345:MEC:HIGHLAND:908::EHV: | 0.06966 | Yes
GEN-2024-020 | 02 NEBRASKA | G00ALL 29SP | 636000 WEBSTER3 345 636010 LEHIGH 3 345 1 | P23:345:MEC:HIGHLAND:908::EHV: | 0.07 | Yes
GEN-2024-020 | 02 NEBRASKA | G00ALL 29SP | 631138 LAKEFLD3 345 635368 OBRIEN 3 345 1 | P23:345:MEC:KOSSUTH:901::EHV: | 0.05656 | Yes
GEN-2024-020 | 02 NEBRASKA | G00ALL 29SP | 631138 LAKEFLD3 345 635368 OBRIEN 3 345 1 | P23:345:MEC:KOSSUTH:902::EHV: | 0.05656 | Yes
GEN-2024-020 | 02 NEBRASKA | G00ALL 29SP | 631138 LAKEFLD3 345 635368 OBRIEN 3 345 1 | P23:345:MEC:KOSSUTH:904::EHV: | 0.05656 | Yes
GEN-2024-020 | 02 NEBRASKA | G00ALL 29SP | 635368 OBRIEN 3 345 635400 HIGHLAND 3 345 1 | P23:345:MEC:LEHIGH:350::EHV: | 0.05932 | Yes
GEN-2024-020 | 02 NEBRASKA | G00ALL 29SP | 635399 CHEROKEE 3 345 635400 HIGHLAND 3 345 1 | P23:345:MEC:LEHIGH:350::EHV: | 0.05932 | Yes
GEN-2024-020 | 02 NEBRASKA | G00ALL 29SP | 635200 RAUN 3 345 635398 REMSEN 3 345 1 | P23:345:MEC:LEHIGH:350::EHV: | 0.05932 | Yes
GEN-2024-020 | 02 NEBRASKA | G00ALL 29SP | 635398 REMSEN 3 345 635399 CHEROKEE 3 345 1 | P23:345:MEC:LEHIGH:350::EHV: | 0.05932 | Yes
GEN-2024-020 | 02 NEBRASKA | G00ALL 29SP | 635200 RAUN 3 345 652564 SIOUXCY3 345 1 | P23:345:MEC:LEHIGH:360::EHV: | 0.12835 | Yes
GEN-2024-020 | 02 NEBRASKA | G00ALL 29SP | 635368 OBRIEN 3 345 635400 HIGHLAND 3 345 1 | P23:345:MEC:LEHIGH:360::EHV: | 0.05932 | Yes
GEN-2024-020 | 02 NEBRASKA | G00ALL 29SP | 635399 CHEROKEE 3 345 635400 HIGHLAND 3 345 1 | P23:345:MEC:LEHIGH:360::EHV: | 0.05932 | Yes
GEN-2024-020 | 02 NEBRASKA | G00ALL 29SP | 635200 RAUN 3 345 635398 REMSEN 3 345 1 | P23:345:MEC:LEHIGH:360::EHV: | 0.05932 | Yes
GEN-2024-020 | 02 NEBRASKA | G00ALL 29SP | 635398 REMSEN 3 345 635399 CHEROKEE 3 345 1 | P23:345:MEC:LEHIGH:360::EHV: | 0.05932 | Yes
GEN-2024-020 | 02 NEBRASKA | G00ALL 29SP | 635368 OBRIEN 3 345 635400 HIGHLAND 3 345 1 | P23:345:MEC:LEHIGH:390::EHV: | 0.05106 | Yes
GEN-2024-020 | 02 NEBRASKA | G00ALL 29SP | 635399 CHEROKEE 3 345 635400 HIGHLAND 3 345 1 | P23:345:MEC:LEHIGH:390::EHV: | 0.05106 | Yes
GEN-2024-020 | 02 NEBRASKA | G00ALL 29SP | 635200 RAUN 3 345 635398 REMSEN 3 345 1 | P23:345:MEC:LEHIGH:390::EHV: | 0.05106 | Yes
GEN-2024-020 | 02 NEBRASKA | G00ALL 29SP | 635398 REMSEN 3 345 635399 CHEROKEE 3 345 1 | P23:345:MEC:LEHIGH:390::EHV: | 0.05106 | Yes
GEN-2024-020 | 02 NEBRASKA | G00ALL 29SP | 636003 BEAVER CRK 3 345 636010 LEHIGH 3 345 1 | P23:345:MEC:LEHIGH:390::EHV: | 0.0537 | Yes
GEN-2024-020 | 02 NEBRASKA | G00ALL 29SP | 635568 S HILLS 3 345 635630 BOONEVILLE 3 345 1 | P23:345:MEC:MADISON:901::EHV: | 0.06359 | Yes
GEN-2024-020 | 02 NEBRASKA | G00ALL 29SP | 635568 S HILLS 3 345 635570 ORIENT 3 345 1 | P23:345:MEC:MADISON:901::EHV: | 0.06359 | Yes
GEN-2024-020 | 02 NEBRASKA | G00ALL 29SP | 635568 S HILLS 3 345 635630 BOONEVILLE 3 345 1 | P23:345:MEC:MADISON:902::EHV: | 0.06359 | Yes
GEN-2024-020 | 02 NEBRASKA | G00ALL 29SP | 635568 S HILLS 3 345 635570 ORIENT 3 345 1 | P23:345:MEC:MADISON:902::EHV: | 0.06359 | Yes
GEN-2024-020 | 02 NEBRASKA | G00ALL 29SP | 635568 S HILLS 3 345 635630 BOONEVILLE 3 345 1 | P23:345:MEC:MADISON:903::EHV: | 0.06359 | Yes
GEN-2024-020 | 02 NEBRASKA | G00ALL 29SP | 635568 S HILLS 3 345 635570 ORIENT 3 345 1 | P23:345:MEC:MADISON:903::EHV: | 0.06359 | Yes
GEN-2024-020 | 02 NEBRASKA | G00ALL 29SP | 635000 CBLUFFS3 345 645456 S3456 3 345 1 | P23:345:MEC:NORTHBORO:901::EHV: | 0.08727 | Yes
GEN-2024-020 | 02 NEBRASKA | G00ALL 29SP | 635200 RAUN 3 345 652564 SIOUXCY3 345 1 | P23:345:MEC:OBRIEN:903::EHV: | 0.14186 | Yes
GEN-2024-020 | 02 NEBRASKA | G00ALL 29SP | 601006 SPLT RK3 345 652864 SIOUXCY-LNX3 345 1 | P23:345:MEC:OBRIEN:903::EHV: | 0.07258 | Yes
GEN-2024-020 | 02 NEBRASKA | G00ALL 29SP | 636000 WEBSTER3 345 636010 LEHIGH 3 345 1 | P23:345:MEC:OBRIEN:903::EHV: | 0.0664 | Yes
GEN-2024-020 | 02 NEBRASKA | G00ALL 29SP | 631193 HUNTLEY3 345 631197 LEDYARD3 345 1 | P23:345:MEC:OBRIEN:903::EHV: | 0.06635 | Yes
GEN-2024-020 | 02 NEBRASKA | G00ALL 29SP | 601006 SPLT RK3 345 652864 SIOUXCY-LNX3 345 1 | P23:345:MEC:OBRIEN:904::EHV: | 0.0692 | Yes
GEN-2024-020 | 02 NEBRASKA | G00ALL 29SP | 631193 HUNTLEY3 345 631197 LEDYARD3 345 1 | P23:345:MEC:OBRIEN:904::EHV: | 0.07366 | Yes
GEN-2024-020 | 02 NEBRASKA | G00ALL 29SP | 631197 LEDYARD3 345 635369 KOSSUTH 3 345 1 | P23:345:MEC:OBRIEN:904::EHV: | 0.05576 | Yes
GEN-2024-020 | 02 NEBRASKA | G00ALL 29SP | 635200 RAUN 3 345 652564 SIOUXCY3 345 1 | P23:345:MEC:OBRIEN:906::EHV: | 0.14243 | Yes
GEN-2024-020 | 02 NEBRASKA | G00ALL 29SP | 601006 SPLT RK3 345 652864 SIOUXCY-LNX3 345 1 | P23:345:MEC:OBRIEN:906::EHV: | 0.07142 | Yes
GEN-2024-020 | 02 NEBRASKA | G00ALL 29SP | 631193 HUNTLEY3 345 631197 LEDYARD3 345 1 | P23:345:MEC:OBRIEN:906::EHV: | 0.06534 | Yes
GEN-2024-020 | 02 NEBRASKA | G00ALL 29SP | 635000 CBLUFFS3 345 645456 S3456 3 345 1 | P23:345:MEC:ORIENT:902::EHV: | 0.08446 | Yes
GEN-2024-020 | 02 NEBRASKA | G00ALL 29SP | 635568 S HILLS 3 345 635630 BOONEVILLE 3 345 1 | P23:345:MEC:ORIENT:905::EHV: | 0.0547 | Yes
GEN-2024-020 | 02 NEBRASKA | G00ALL 29SP | 635568 S HILLS 3 345 635570 ORIENT 3 345 1 | P23:345:MEC:ORIENT:905::EHV: | 0.0547 | Yes
GEN-2024-020 | 02 NEBRASKA | G00ALL 29SP | 635568 S HILLS 3 345 635630 BOONEVILLE 3 345 1 | P23:345:MEC:OVERLAND TRAIL:902::EHV: | 0.05062 | Yes
GEN-2024-020 | 02 NEBRASKA | G00ALL 29SP | 635568 S HILLS 3 345 635570 ORIENT 3 345 1 | P23:345:MEC:OVERLAND TRAIL:902::EHV: | 0.05062 | Yes
GEN-2024-020 | 02 NEBRASKA | G00ALL 29SP | 635622 RCCN TRL 3 345 635630 BOONEVILLE 3 345 1 | P23:345:MEC:OVERLAND TRAIL:902::EHV: | 0.05457 | Yes
GEN-2024-020 | 02 NEBRASKA | G00ALL 29SP | 631138 LAKEFLD3 345 635368 OBRIEN 3 345 1 | P23:345:MEC:PALO ALTO:903::EHV: | 0.05194 | Yes
GEN-2024-020 | 02 NEBRASKA | G00ALL 29SP | 636000 WEBSTER3 345 636010 LEHIGH 3 345 1 | P23:345:MEC:PALO ALTO:903::EHV: | 0.05535 | Yes
GEN-2024-020 | 02 NEBRASKA | G00ALL 29SP | 635200 RAUN 3 345 652564 SIOUXCY3 345 1 | P23:345:MEC:RAUN:150::EHV: | 0.1447 | Yes
GEN-2024-020 | 02 NEBRASKA | G00ALL 29SP | 601006 SPLT RK3 345 652864 SIOUXCY-LNX3 345 1 | P23:345:MEC:RAUN:150::EHV: | 0.07182 | Yes
GEN-2024-020 | 02 NEBRASKA | G00ALL 29SP | 635018 NORTHBORO 3 345 635570 ORIENT 3 345 1 | P23:345:MEC:ROLLING HILLS:901::EHV: | 0.06092 | Yes
GEN-2024-020 | 02 NEBRASKA | G00ALL 29SP | 635017 ATCHISON 3 345 640139 COOPER 3 345 1 | P23:345:MEC:ROLLING HILLS:901::EHV: | 0.06092 | Yes
GEN-2024-020 | 02 NEBRASKA | G00ALL 29SP | 635017 ATCHISON 3 345 635018 NORTHBORO 3 345 1 | P23:345:MEC:ROLLING HILLS:901::EHV: | 0.06092 | Yes
GEN-2024-020 | 02 NEBRASKA | G00ALL 29SP | 635018 NORTHBORO 3 345 635570 ORIENT 3 345 1 | P23:345:MEC:ROLLING HILLS:902::EHV: | 0.06092 | Yes
GEN-2024-020 | 02 NEBRASKA | G00ALL 29SP | 635017 ATCHISON 3 345 640139 COOPER 3 345 1 | P23:345:MEC:ROLLING HILLS:902::EHV: | 0.06092 | Yes
GEN-2024-020 | 02 NEBRASKA | G00ALL 29SP | 635017 ATCHISON 3 345 635018 NORTHBORO 3 345 1 | P23:345:MEC:ROLLING HILLS:902::EHV: | 0.06092 | Yes
GEN-2024-020 | 02 NEBRASKA | G00ALL 29SP | 635018 NORTHBORO 3 345 635570 ORIENT 3 345 1 | P23:345:MEC:ROLLING HILLS:903::EHV: | 0.06092 | Yes
GEN-2024-020 | 02 NEBRASKA | G00ALL 29SP | 635017 ATCHISON 3 345 640139 COOPER 3 345 1 | P23:345:MEC:ROLLING HILLS:903::EHV: | 0.06092 | Yes
GEN-2024-020 | 02 NEBRASKA | G00ALL 29SP | 635017 ATCHISON 3 345 635018 NORTHBORO 3 345 1 | P23:345:MEC:ROLLING HILLS:903::EHV: | 0.06092 | Yes
GEN-2024-020 | 02 NEBRASKA | G00ALL 29SP | 635018 NORTHBORO 3 345 635570 ORIENT 3 345 1 | P23:345:MEC:ROLLING HILLS:908::EHV: | 0.06092 | Yes
GEN-2024-020 | 02 NEBRASKA | G00ALL 29SP | 635017 ATCHISON 3 345 640139 COOPER 3 345 1 | P23:345:MEC:ROLLING HILLS:908::EHV: | 0.06092 | Yes
GEN-2024-020 | 02 NEBRASKA | G00ALL 29SP | 635017 ATCHISON 3 345 635018 NORTHBORO 3 345 1 | P23:345:MEC:ROLLING HILLS:908::EHV: | 0.06092 | Yes
GEN-2024-020 | 02 NEBRASKA | G00ALL 29SP | 635570 ORIENT 3 345 635635 MADISON3 345 1 | P23:345:MEC:SOUTHERN HILLS:902::EHV: | 0.06162 | Yes
GEN-2024-020 | 02 NEBRASKA | G00ALL 29SP | 635570 ORIENT 3 345 635635 MADISON3 345 1 | P23:345:MEC:SOUTHERN HILLS:903::EHV: | 0.06162 | Yes
GEN-2024-020 | 02 NEBRASKA | G00ALL 29SP | 635570 ORIENT 3 345 635635 MADISON3 345 1 | P23:345:MEC:SOUTHERN HILLS:904::EHV: | 0.06162 | Yes
GEN-2024-020 | 02 NEBRASKA | G00ALL 29SP | 635018 NORTHBORO 3 345 635570 ORIENT 3 345 1 | P23:345:OPPD:FUTURE 56-55&56-58:::EHV: | 0.06325 | Yes
GEN-2024-020 | 02 NEBRASKA | G00ALL 29SP | 635017 ATCHISON 3 345 640139 COOPER 3 345 1 | P23:345:OPPD:FUTURE 56-55&56-58:::EHV: | 0.06325 | Yes
GEN-2024-020 | 02 NEBRASKA | G00ALL 29SP | 635017 ATCHISON 3 345 635018 NORTHBORO 3 345 1 | P23:345:OPPD:FUTURE 56-55&56-58:::EHV: | 0.06325 | Yes
GEN-2024-020 | 02 NEBRASKA | G00ALL 29SP | 601048 LYON CO 3 345 631138 LAKEFLD3 345 1 | P23:345:XEL:396 BKR SPK:::EHV: | 0.06003 | Yes
GEN-2024-020 | 02 NEBRASKA | G00ALL 29SP | 631193 HUNTLEY3 345 631197 LEDYARD3 345 1 | P23:345:XEL:8N22 SHC:::EHV: | 0.05129 | Yes
GEN-2024-020 | 02 NEBRASKA | G00ALL 29SP | 631193 HUNTLEY3 345 631197 LEDYARD3 345 1 | P23:345:XEL:8N8 MNN:::EHV: | 0.05129 | Yes
GEN-2024-020 | 02 NEBRASKA | G00ALL 29SP | 601048 LYON CO 3 345 631138 LAKEFLD3 345 1 | P23:345:XEL:8S71 HNA:::EHV: | 0.05436 | Yes
GEN-2024-020 | 02 NEBRASKA | G00ALL 29SP | 601048 LYON CO 3 345 631138 LAKEFLD3 345 1 | P23:345:XEL:HELENA3:8S71::EHV: | 0.05436 | Yes
GEN-2024-020 | 02 NEBRASKA | G00ALL 29SP | 631193 HUNTLEY3 345 631197 LEDYARD3 345 1 | P23:345:XEL:PRISLD3:8H17::EHV: | 0.05126 | Yes
GEN-2024-020 | 02 NEBRASKA | G00ALL 29SP | 601048 LYON CO 3 345 631138 LAKEFLD3 345 1 | P23:345:XEL:SHEASLK3:8S81::EHV: | 0.05266 | Yes
GEN-2024-020 | 02 NEBRASKA | G00ALL 29SP | 601048 LYON CO 3 345 631138 LAKEFLD3 345 1 | P23:345:XEL:WILMART3:8S26 FUT::EHV: | 0.0538 | Yes
GEN-2024-020 | 02 NEBRASKA | G00ALL 29SP | 635200 RAUN 3 345 762779 G18-043 TAP 345 1 | P42:345:LES:L1485::NW68&HOLDREGE.WAGENER.CB3006:: | 0.10129 | Yes
GEN-2024-020 | 02 NEBRASKA | G00ALL 29SP | 635200 RAUN 3 345 645552 S3452 REACT3 345 1 | P42:345:LES:L1485::NW68&HOLDREGE.WAGENER.CB3006:: | 0.10421 | Yes
GEN-2024-020 | 02 NEBRASKA | G00ALL 29SP | 635200 RAUN 3 345 645552 S3452 REACT3 345 1 | P42:345:LES:L3516::NW68&HOLDREGE.MOORE.CB3005:: | 0.10413 | Yes
GEN-2024-020 | 02 NEBRASKA | G00ALL 29SP | 635000 CBLUFFS3 345 645456 S3456 3 345 1 | P42:345:NPPD:BKR-CPR-3304:::: | 0.09027 | Yes
GEN-2024-020 | 02 NEBRASKA | G00ALL 29SP | 635200 RAUN 3 345 645552 S3452 REACT3 345 1 | P42:345:NPPD:LXXXX.COLMB E.SHELCRK.CB3306:::: | 0.10707 | Yes
GEN-2024-020 | 02 NEBRASKA | G00ALL 29SP | 635568 S HILLS 3 345 635630 BOONEVILLE 3 345 1 | P55:345:MEC:ARBOR HILL | 0.05053 | Yes
GEN-2024-020 | 02 NEBRASKA | G00ALL 29SP | 635018 NORTHBORO 3 345 635570 ORIENT 3 345 1 | P55:345:MEC:ARBOR HILL | 0.05796 | Yes
GEN-2024-020 | 02 NEBRASKA | G00ALL 29SP | 635017 ATCHISON 3 345 640139 COOPER 3 345 1 | P55:345:MEC:ARBOR HILL | 0.05796 | Yes
GEN-2024-020 | 02 NEBRASKA | G00ALL 29SP | 635017 ATCHISON 3 345 635018 NORTHBORO 3 345 1 | P55:345:MEC:ARBOR HILL | 0.05796 | Yes
GEN-2024-020 | 02 NEBRASKA | G00ALL 29SP | 635568 S HILLS 3 345 635570 ORIENT 3 345 1 | P55:345:MEC:ARBOR HILL | 0.05053 | Yes
GEN-2024-020 | 02 NEBRASKA | G00ALL 29SP | 635622 RCCN TRL 3 345 635630 BOONEVILLE 3 345 1 | P55:345:MEC:ARBOR HILL | 0.05452 | Yes
GEN-2024-020 | 02 NEBRASKA | G00ALL 29SP | 635200 RAUN 3 345 762779 G18-043 TAP 345 1 | P55:345:MEC:ARBOR HILL | 0.09073 | Yes
GEN-2024-020 | 02 NEBRASKA | G00ALL 29SP | 635200 RAUN 3 345 645552 S3452 REACT3 345 1 | P55:345:MEC:ARBOR HILL | 0.09322 | Yes
GEN-2024-020 | 02 NEBRASKA | G00ALL 29SP | 635000 CBLUFFS3 345 645456 S3456 3 345 1 | P55:345:MEC:ATCHISON | 0.08727 | Yes
GEN-2024-020 | 02 NEBRASKA | G00ALL 29SP | 635200 RAUN 3 345 652564 SIOUXCY3 345 1 | P55:345:MEC:CHEROKEE | 0.14019 | Yes
GEN-2024-020 | 02 NEBRASKA | G00ALL 29SP | 636000 WEBSTER3 345 636010 LEHIGH 3 345 1 | P55:345:MEC:CHEROKEE | 0.07 | Yes
GEN-2024-020 | 02 NEBRASKA | G00ALL 29SP | 635568 S HILLS 3 345 635630 BOONEVILLE 3 345 1 | P55:345:MEC:FALLOW AVE | 0.05053 | Yes
GEN-2024-020 | 02 NEBRASKA | G00ALL 29SP | 635018 NORTHBORO 3 345 635570 ORIENT 3 345 1 | P55:345:MEC:FALLOW AVE | 0.05796 | Yes
GEN-2024-020 | 02 NEBRASKA | G00ALL 29SP | 635017 ATCHISON 3 345 640139 COOPER 3 345 1 | P55:345:MEC:FALLOW AVE | 0.05796 | Yes
GEN-2024-020 | 02 NEBRASKA | G00ALL 29SP | 635017 ATCHISON 3 345 635018 NORTHBORO 3 345 1 | P55:345:MEC:FALLOW AVE | 0.05796 | Yes
GEN-2024-020 | 02 NEBRASKA | G00ALL 29SP | 635568 S HILLS 3 345 635570 ORIENT 3 345 1 | P55:345:MEC:FALLOW AVE | 0.05053 | Yes
GEN-2024-020 | 02 NEBRASKA | G00ALL 29SP | 635622 RCCN TRL 3 345 635630 BOONEVILLE 3 345 1 | P55:345:MEC:FALLOW AVE | 0.05452 | Yes
GEN-2024-020 | 02 NEBRASKA | G00ALL 29SP | 635368 OBRIEN 3 345 635400 HIGHLAND 3 345 1 | P55:345:MEC:GARD AVE | 0.05106 | Yes
GEN-2024-020 | 02 NEBRASKA | G00ALL 29SP | 635399 CHEROKEE 3 345 635400 HIGHLAND 3 345 1 | P55:345:MEC:GARD AVE | 0.05106 | Yes
GEN-2024-020 | 02 NEBRASKA | G00ALL 29SP | 635200 RAUN 3 345 635398 REMSEN 3 345 1 | P55:345:MEC:GARD AVE | 0.05106 | Yes
GEN-2024-020 | 02 NEBRASKA | G00ALL 29SP | 635398 REMSEN 3 345 635399 CHEROKEE 3 345 1 | P55:345:MEC:GARD AVE | 0.05106 | Yes
GEN-2024-020 | 02 NEBRASKA | G00ALL 29SP | 636003 BEAVER CRK 3 345 636010 LEHIGH 3 345 1 | P55:345:MEC:GARD AVE | 0.0537 | Yes
GEN-2024-020 | 02 NEBRASKA | G00ALL 29SP | 635018 NORTHBORO 3 345 635570 ORIENT 3 345 1 | P55:345:MEC:GDMEC | 0.05219 | Yes
GEN-2024-020 | 02 NEBRASKA | G00ALL 29SP | 635017 ATCHISON 3 345 640139 COOPER 3 345 1 | P55:345:MEC:GDMEC | 0.05219 | Yes
GEN-2024-020 | 02 NEBRASKA | G00ALL 29SP | 635017 ATCHISON 3 345 635018 NORTHBORO 3 345 1 | P55:345:MEC:GDMEC | 0.05219 | Yes
GEN-2024-020 | 02 NEBRASKA | G00ALL 29SP | 635000 CBLUFFS3 345 645456 S3456 3 345 1 | P55:345:MEC:GDMEC | 0.06325 | Yes
GEN-2024-020 | 02 NEBRASKA | G00ALL 29SP | 635600 GRIMES 3 345 636003 BEAVER CRK 3 345 1 | P55:345:MEC:GDMEC | 0.05138 | Yes
GEN-2024-020 | 02 NEBRASKA | G00ALL 29SP | 635200 RAUN 3 345 652564 SIOUXCY3 345 1 | P55:345:MEC:HIGHLAND | 0.14019 | Yes
GEN-2024-020 | 02 NEBRASKA | G00ALL 29SP | 601006 SPLT RK3 345 652864 SIOUXCY-LNX3 345 1 | P55:345:MEC:HIGHLAND | 0.06966 | Yes
GEN-2024-020 | 02 NEBRASKA | G00ALL 29SP | 636000 WEBSTER3 345 636010 LEHIGH 3 345 1 | P55:345:MEC:HIGHLAND | 0.07 | Yes
GEN-2024-020 | 02 NEBRASKA | G00ALL 29SP | 631138 LAKEFLD3 345 635368 OBRIEN 3 345 1 | P55:345:MEC:KOSSUTH | 0.05656 | Yes
GEN-2024-020 | 02 NEBRASKA | G00ALL 29SP | 635368 OBRIEN 3 345 635400 HIGHLAND 3 345 1 | P55:345:MEC:LEHIGH | 0.05932 | Yes
GEN-2024-020 | 02 NEBRASKA | G00ALL 29SP | 635399 CHEROKEE 3 345 635400 HIGHLAND 3 345 1 | P55:345:MEC:LEHIGH | 0.05932 | Yes
GEN-2024-020 | 02 NEBRASKA | G00ALL 29SP | 635200 RAUN 3 345 635398 REMSEN 3 345 1 | P55:345:MEC:LEHIGH | 0.05932 | Yes
GEN-2024-020 | 02 NEBRASKA | G00ALL 29SP | 635398 REMSEN 3 345 635399 CHEROKEE 3 345 1 | P55:345:MEC:LEHIGH | 0.05932 | Yes
GEN-2024-020 | 02 NEBRASKA | G00ALL 29SP | 635568 S HILLS 3 345 635630 BOONEVILLE 3 345 1 | P55:345:MEC:MADISON | 0.06359 | Yes
GEN-2024-020 | 02 NEBRASKA | G00ALL 29SP | 635568 S HILLS 3 345 635570 ORIENT 3 345 1 | P55:345:MEC:MADISON | 0.06359 | Yes
GEN-2024-020 | 02 NEBRASKA | G00ALL 29SP | 635000 CBLUFFS3 345 645456 S3456 3 345 1 | P55:345:MEC:NORTHBORO | 0.08727 | Yes
GEN-2024-020 | 02 NEBRASKA | G00ALL 29SP | 635000 CBLUFFS3 345 635014 OVERLAND 3 345 1 | P55:345:MEC:ORIENT | 0.06039 | Yes
GEN-2024-020 | 02 NEBRASKA | G00ALL 29SP | 635580 ARBOR HILL 3 345 635623 BADGER CRK 3 345 1 | P55:345:MEC:ORIENT | 0.05833 | Yes
GEN-2024-020 | 02 NEBRASKA | G00ALL 29SP | 635580 ARBOR HILL 3 345 635590 FALLOW AVE 3 345 1 | P55:345:MEC:ORIENT | 0.05833 | Yes
GEN-2024-020 | 02 NEBRASKA | G00ALL 29SP | 635014 OVERLAND 3 345 635590 FALLOW AVE 3 345 1 | P55:345:MEC:ORIENT | 0.05833 | Yes
GEN-2024-020 | 02 NEBRASKA | G00ALL 29SP | 635200 RAUN 3 345 762779 G18-043 TAP 345 1 | P55:345:MEC:ORIENT | 0.0935 | Yes
GEN-2024-020 | 02 NEBRASKA | G00ALL 29SP | 635200 RAUN 3 345 645552 S3452 REACT3 345 1 | P55:345:MEC:ORIENT | 0.09608 | Yes
GEN-2024-020 | 02 NEBRASKA | G00ALL 29SP | 636000 WEBSTER3 345 636010 LEHIGH 3 345 1 | P55:345:MEC:PALO ALTO | 0.05535 | Yes
GEN-2024-020 | 02 NEBRASKA | G00ALL 29SP | 635018 NORTHBORO 3 345 635570 ORIENT 3 345 1 | P55:345:MEC:PONY CREEK OR SOUTHLAND | 0.06092 | Yes
GEN-2024-020 | 02 NEBRASKA | G00ALL 29SP | 635368 OBRIEN 3 345 635400 HIGHLAND 3 345 1 | P55:345:MEC:PONY CREEK OR SOUTHLAND | 0.05096 | Yes
GEN-2024-020 | 02 NEBRASKA | G00ALL 29SP | 635017 ATCHISON 3 345 640139 COOPER 3 345 1 | P55:345:MEC:PONY CREEK OR SOUTHLAND | 0.06092 | Yes
GEN-2024-020 | 02 NEBRASKA | G00ALL 29SP | 635017 ATCHISON 3 345 635018 NORTHBORO 3 345 1 | P55:345:MEC:PONY CREEK OR SOUTHLAND | 0.06092 | Yes
GEN-2024-020 | 02 NEBRASKA | G00ALL 29SP | 635200 RAUN 3 345 762779 G18-043 TAP 345 1 | P55:345:MEC:PONY CREEK OR SOUTHLAND | 0.08929 | Yes
GEN-2024-020 | 02 NEBRASKA | G00ALL 29SP | 635399 CHEROKEE 3 345 635400 HIGHLAND 3 345 1 | P55:345:MEC:PONY CREEK OR SOUTHLAND | 0.05096 | Yes
GEN-2024-020 | 02 NEBRASKA | G00ALL 29SP | 635000 CBLUFFS3 345 645456 S3456 3 345 1 | P55:345:MEC:PONY CREEK OR SOUTHLAND | 0.05063 | Yes
GEN-2024-020 | 02 NEBRASKA | G00ALL 29SP | 635200 RAUN 3 345 635398 REMSEN 3 345 1 | P55:345:MEC:PONY CREEK OR SOUTHLAND | 0.05096 | Yes
GEN-2024-020 | 02 NEBRASKA | G00ALL 29SP | 635398 REMSEN 3 345 635399 CHEROKEE 3 345 1 | P55:345:MEC:PONY CREEK OR SOUTHLAND | 0.05096 | Yes
GEN-2024-020 | 02 NEBRASKA | G00ALL 29SP | 635200 RAUN 3 345 645552 S3452 REACT3 345 1 | P55:345:MEC:PONY CREEK OR SOUTHLAND | 0.09174 | Yes
GEN-2024-020 | 02 NEBRASKA | G00ALL 29SP | 635635 MADISON3 345 635640 NORWALK 3 345 1 | P55:345:MEC:RACCOON TRAIL | 0.0552 | Yes
GEN-2024-020 | 02 NEBRASKA | G00ALL 29SP | 635200 RAUN 3 345 762779 G18-043 TAP 345 1 | P55:345:MEC:RACCOON TRAIL | 0.09247 | Yes
GEN-2024-020 | 02 NEBRASKA | G00ALL 29SP | 635640 NORWALK 3 345 635650 SE POLK 3 345 1 | P55:345:MEC:RACCOON TRAIL | 0.05013 | Yes
GEN-2024-020 | 02 NEBRASKA | G00ALL 29SP | 635200 RAUN 3 345 645552 S3452 REACT3 345 1 | P55:345:MEC:RACCOON TRAIL | 0.09499 | Yes
GEN-2024-020 | 02 NEBRASKA | G00ALL 29SP | 635018 NORTHBORO 3 345 635570 ORIENT 3 345 1 | P55:345:MEC:ROLLING HILLS | 0.06092 | Yes
GEN-2024-020 | 02 NEBRASKA | G00ALL 29SP | 635017 ATCHISON 3 345 640139 COOPER 3 345 1 | P55:345:MEC:ROLLING HILLS | 0.06092 | Yes
GEN-2024-020 | 02 NEBRASKA | G00ALL 29SP | 635017 ATCHISON 3 345 635018 NORTHBORO 3 345 1 | P55:345:MEC:ROLLING HILLS | 0.06092 | Yes
GEN-2024-020 | 02 NEBRASKA | G00ALL 29SP | 635570 ORIENT 3 345 635635 MADISON3 345 1 | P55:345:MEC:SOUTHERN HILLS | 0.06162 | Yes
GEN-2024-020 | 02 NEBRASKA | G00ALL 29SP | 635000 CBLUFFS3 345 645456 S3456 3 345 1 | P55:345:OPPD:S3740 3::FN13:EHV: | 0.05878 | Yes
GEN-2024-020 | 02 NEBRASKA | G00ALL 29SP | 631193 HUNTLEY3 345 631197 LEDYARD3 345 1 | P55:345:XEL:MNN1 | 0.05119 | Yes
GEN-2024-020 | 02 NEBRASKA | G00ALL 29SP | 601006 SPLT RK3 345 652864 SIOUXCY-LNX3 345 1 | P55:345:XEL:PRI1 | 0.06015 | Yes
GEN-2024-020 | 02 NEBRASKA | G00ALL 29SP | 636000 WEBSTER3 345 636010 LEHIGH 3 345 1 | P55:345:XEL:PRI1 | 0.05699 | Yes
GEN-2024-020 | 02 NEBRASKA | G00ALL 29SP | 631138 LAKEFLD3 345 635368 OBRIEN 3 345 1 | P55:345:XEL:PRI1 | 0.05605 | Yes
GEN-2024-020 | 02 NEBRASKA | G00ALL 29SP | 635200 RAUN 3 345 762779 G18-043 TAP 345 1 | P55:345:XEL:PRI1 | 0.08735 | Yes
GEN-2024-020 | 02 NEBRASKA | G00ALL 29SP | 631193 HUNTLEY3 345 631197 LEDYARD3 345 1 | P55:345:XEL:PRI1 | 0.05125 | Yes
GEN-2024-020 | 02 NEBRASKA | G00ALL 29SP | 635200 RAUN 3 345 645552 S3452 REACT3 345 1 | P55:345:XEL:PRI1 | 0.08976 | Yes
GEN-2024-020 | 02 NEBRASKA | G00ALL 29SP | 635200 RAUN 3 345 652564 SIOUXCY3 345 1 | 631138 LAKEFLD3 345 635368 OBRIEN 3 345 1 | 0.13443 | Yes
GEN-2024-020 | 02 NEBRASKA | G00ALL 29SP | 601006 SPLT RK3 345 652864 SIOUXCY-LNX3 345 1 | 631138 LAKEFLD3 345 635368 OBRIEN 3 345 1 | 0.0692 | Yes
GEN-2024-020 | 02 NEBRASKA | G00ALL 29SP | 631193 HUNTLEY3 345 631197 LEDYARD3 345 1 | 631138 LAKEFLD3 345 635368 OBRIEN 3 345 1 | 0.07366 | Yes
GEN-2024-020 | 02 NEBRASKA | G00ALL 29SP | 631197 LEDYARD3 345 635369 KOSSUTH 3 345 1 | 631138 LAKEFLD3 345 635368 OBRIEN 3 345 1 | 0.05576 | Yes
GEN-2024-020 | 02 NEBRASKA | G00ALL 29SP | 631138 LAKEFLD3 345 635368 OBRIEN 3 345 1 | 631193 HUNTLEY3 345 631197 LEDYARD3 345 1 | 0.07427 | Yes
GEN-2024-020 | 02 NEBRASKA | G00ALL 29SP | 635000 CBLUFFS3 345 645456 S3456 3 345 1 | 635017 ATCHISON 3 345 635018 NORTHBORO 3 345 1 | 0.08727 | Yes
GEN-2024-020 | 02 NEBRASKA | G00ALL 29SP | 635200 RAUN 3 345 762779 G18-043 TAP 345 1 | 635200 RAUN 3 345 645552 S3452 REACT3 345 1 | 0.1242 | Yes
GEN-2024-020 | 02 NEBRASKA | G00ALL 29SP | 635200 RAUN 3 345 645552 S3452 REACT3 345 1 | 635200 RAUN 3 345 762779 G18-043 TAP 345 1 | 0.12545 | Yes
GEN-2024-020 | 02 NEBRASKA | G00ALL 29SP | 635368 OBRIEN 3 345 635400 HIGHLAND 3 345 1 | 635219 GARD AVE 3 345 636017 LEHIGH GARX3 345 1 | 0.05106 | Yes
GEN-2024-020 | 02 NEBRASKA | G00ALL 29SP | 635399 CHEROKEE 3 345 635400 HIGHLAND 3 345 1 | 635219 GARD AVE 3 345 636017 LEHIGH GARX3 345 1 | 0.05106 | Yes
GEN-2024-020 | 02 NEBRASKA | G00ALL 29SP | 635200 RAUN 3 345 635398 REMSEN 3 345 1 | 635219 GARD AVE 3 345 636017 LEHIGH GARX3 345 1 | 0.05106 | Yes
GEN-2024-020 | 02 NEBRASKA | G00ALL 29SP | 635398 REMSEN 3 345 635399 CHEROKEE 3 345 1 | 635219 GARD AVE 3 345 636017 LEHIGH GARX3 345 1 | 0.05106 | Yes
GEN-2024-020 | 02 NEBRASKA | G00ALL 29SP | 636003 BEAVER CRK 3 345 636010 LEHIGH 3 345 1 | 635219 GARD AVE 3 345 636017 LEHIGH GARX3 345 1 | 0.0537 | Yes
GEN-2024-020 | 02 NEBRASKA | G00ALL 29SP | 635200 RAUN 3 345 652564 SIOUXCY3 345 1 | 635368 OBRIEN 3 345 635400 HIGHLAND 3 345 1 | 0.14019 | Yes
GEN-2024-020 | 02 NEBRASKA | G00ALL 29SP | 601006 SPLT RK3 345 652864 SIOUXCY-LNX3 345 1 | 635368 OBRIEN 3 345 635400 HIGHLAND 3 345 1 | 0.06966 | Yes
GEN-2024-020 | 02 NEBRASKA | G00ALL 29SP | 636000 WEBSTER3 345 636010 LEHIGH 3 345 1 | 635368 OBRIEN 3 345 635400 HIGHLAND 3 345 1 | 0.07 | Yes
GEN-2024-020 | 02 NEBRASKA | G00ALL 29SP | 631138 LAKEFLD3 345 635368 OBRIEN 3 345 1 | 635369 KOSSUTH 3 345 635425 PALO ALTO 3 345 1 | 0.05194 | Yes
GEN-2024-020 | 02 NEBRASKA | G00ALL 29SP | 636000 WEBSTER3 345 636010 LEHIGH 3 345 1 | 635369 KOSSUTH 3 345 635425 PALO ALTO 3 345 1 | 0.05535 | Yes
GEN-2024-020 | 02 NEBRASKA | G00ALL 29SP | 635568 S HILLS 3 345 635630 BOONEVILLE 3 345 1 | 635580 ARBOR HILL 3 345 635623 BADGER CRK 3 345 1 | 0.05053 | Yes
GEN-2024-020 | 02 NEBRASKA | G00ALL 29SP | 635018 NORTHBORO 3 345 635570 ORIENT 3 345 1 | 635580 ARBOR HILL 3 345 635623 BADGER CRK 3 345 1 | 0.05796 | Yes
GEN-2024-020 | 02 NEBRASKA | G00ALL 29SP | 635017 ATCHISON 3 345 640139 COOPER 3 345 1 | 635580 ARBOR HILL 3 345 635623 BADGER CRK 3 345 1 | 0.05796 | Yes
GEN-2024-020 | 02 NEBRASKA | G00ALL 29SP | 635017 ATCHISON 3 345 635018 NORTHBORO 3 345 1 | 635580 ARBOR HILL 3 345 635623 BADGER CRK 3 345 1 | 0.05796 | Yes
GEN-2024-020 | 02 NEBRASKA | G00ALL 29SP | 635568 S HILLS 3 345 635570 ORIENT 3 345 1 | 635580 ARBOR HILL 3 345 635623 BADGER CRK 3 345 1 | 0.05053 | Yes
GEN-2024-020 | 02 NEBRASKA | G00ALL 29SP | 635622 RCCN TRL 3 345 635630 BOONEVILLE 3 345 1 | 635580 ARBOR HILL 3 345 635623 BADGER CRK 3 345 1 | 0.05452 | Yes
GEN-2024-020 | 02 NEBRASKA | G00ALL 29SP | 635200 RAUN 3 345 762779 G18-043 TAP 345 1 | 635580 ARBOR HILL 3 345 635623 BADGER CRK 3 345 1 | 0.09073 | Yes
GEN-2024-020 | 02 NEBRASKA | G00ALL 29SP | 635200 RAUN 3 345 645552 S3452 REACT3 345 1 | 635580 ARBOR HILL 3 345 635623 BADGER CRK 3 345 1 | 0.09322 | Yes
GEN-2024-020 | 02 NEBRASKA | G00ALL 29SP | 635368 OBRIEN 3 345 635400 HIGHLAND 3 345 1 | 636010 LEHIGH 3 345 636017 LEHIGH GARX3 345 Z | 0.05106 | Yes
GEN-2024-020 | 02 NEBRASKA | G00ALL 29SP | 635399 CHEROKEE 3 345 635400 HIGHLAND 3 345 1 | 636010 LEHIGH 3 345 636017 LEHIGH GARX3 345 Z | 0.05106 | Yes
GEN-2024-020 | 02 NEBRASKA | G00ALL 29SP | 635200 RAUN 3 345 635398 REMSEN 3 345 1 | 636010 LEHIGH 3 345 636017 LEHIGH GARX3 345 Z | 0.05106 | Yes
GEN-2024-020 | 02 NEBRASKA | G00ALL 29SP | 635398 REMSEN 3 345 635399 CHEROKEE 3 345 1 | 636010 LEHIGH 3 345 636017 LEHIGH GARX3 345 Z | 0.05106 | Yes
GEN-2024-020 | 02 NEBRASKA | G00ALL 29SP | 636003 BEAVER CRK 3 345 636010 LEHIGH 3 345 1 | 636010 LEHIGH 3 345 636017 LEHIGH GARX3 345 Z | 0.0537 | Yes
GEN-2024-020 | 02 NEBRASKA | G00ALL 29SP | 635200 RAUN 3 345 762779 G18-043 TAP 345 1 | 645452 S3452 3 345 645552 S3452 REACT3 345 Z1 | 0.1242 | Yes
GEN-2024-020 | 02 NEBRASKA | G00ALL 29SP | 635200 RAUN 3 345 652564 SIOUXCY3 345 1 | Base Case | 0.12395 | Yes
GEN-2024-020 | 02 NEBRASKA | G00ALL 29SP | 635018 NORTHBORO 3 345 635570 ORIENT 3 345 1 | Base Case | 0.05294 | Yes
GEN-2024-020 | 02 NEBRASKA | G00ALL 29SP | 635017 ATCHISON 3 345 640139 COOPER 3 345 1 | Base Case | 0.05294 | Yes
GEN-2024-020 | 02 NEBRASKA | G00ALL 29SP | 635017 ATCHISON 3 345 635018 NORTHBORO 3 345 1 | Base Case | 0.05294 | Yes
GEN-2024-020 | 02 NEBRASKA | G00ALL 29SP | 601006 SPLT RK3 345 652864 SIOUXCY-LNX3 345 1 | Base Case | 0.06013 | Yes
GEN-2024-020 | 02 NEBRASKA | G00ALL 29SP | 631138 LAKEFLD3 345 635368 OBRIEN 3 345 1 | Base Case | 0.05606 | Yes
GEN-2024-020 | 02 NEBRASKA | G00ALL 29SP | 636000 WEBSTER3 345 636010 LEHIGH 3 345 1 | Base Case | 0.05704 | Yes
GEN-2024-020 | 02 NEBRASKA | G00ALL 29SP | 635200 RAUN 3 345 762779 G18-043 TAP 345 1 | Base Case | 0.08735 | Yes
GEN-2024-020 | 02 NEBRASKA | G00ALL 29SP | 631193 HUNTLEY3 345 631197 LEDYARD3 345 1 | Base Case | 0.05129 | Yes
GEN-2024-020 | 02 NEBRASKA | G00ALL 29SP | 635000 CBLUFFS3 345 645456 S3456 3 345 1 | Base Case | 0.06371 | Yes
GEN-2024-020 | 02 NEBRASKA | G00ALL 29SP | 635200 RAUN 3 345 645552 S3452 REACT3 345 1 | Base Case | 0.08977 | Yes
GEN-2024-020 | 02 NEBRASKA | G00ALL 29SP | 635600 GRIMES 3 345 636003 BEAVER CRK 3 345 1 | Base Case | 0.0517 | Yes
GEN-2024-020 | 02 NEBRASKA | G00ALL 29SP | 636003 BEAVER CRK 3 345 636010 LEHIGH 3 345 1 | Base Case | 0.0517 | Yes
GEN-2024-021 | 02 NEBRASKA | G00ALL 29SP | 631193 HUNTLEY3 345 631197 LEDYARD3 345 1 | P11:20:XEL:PR_ISLD:31G | 0.05129 | Yes
GEN-2024-021 | 02 NEBRASKA | G00ALL 29SP | 631193 HUNTLEY3 345 631197 LEDYARD3 345 1 | P11:20:XEL:PR_ISLD:32G | 0.05129 | Yes
GEN-2024-021 | 02 NEBRASKA | G00ALL 29SP | 631193 HUNTLEY3 345 631197 LEDYARD3 345 1 | P11:24:XEL:SHERCO31G:1 | 0.05129 | Yes
GEN-2024-021 | 02 NEBRASKA | G00ALL 29SP | 635200 RAUN 3 345 645552 S3452 REACT3 345 1 | P11:24:XEL:SHERCO31G:1 | 0.08977 | Yes
GEN-2024-021 | 02 NEBRASKA | G00ALL 29SP | 631193 HUNTLEY3 345 631197 LEDYARD3 345 1 | P11:24:XEL:SHERCO32G:2 | 0.05129 | Yes
GEN-2024-021 | 02 NEBRASKA | G00ALL 29SP | 601006 SPLT RK3 345 652864 SIOUXCY-LNX3 345 1 | P11:26:XEL:SHERCO33G:3 | 0.06013 | Yes
GEN-2024-021 | 02 NEBRASKA | G00ALL 29SP | 631138 LAKEFLD3 345 635368 OBRIEN 3 345 1 | P11:26:XEL:SHERCO33G:3 | 0.05606 | Yes
GEN-2024-021 | 02 NEBRASKA | G00ALL 29SP | 635200 RAUN 3 345 762779 G18-043 TAP 345 1 | P11:26:XEL:SHERCO33G:3 | 0.08735 | Yes
GEN-2024-021 | 02 NEBRASKA | G00ALL 29SP | 631193 HUNTLEY3 345 631197 LEDYARD3 345 1 | P11:26:XEL:SHERCO33G:3 | 0.05129 | Yes
GEN-2024-021 | 02 NEBRASKA | G00ALL 29SP | 635200 RAUN 3 345 645552 S3452 REACT3 345 1 | P11:26:XEL:SHERCO33G:3 | 0.08977 | Yes
GEN-2024-021 | 02 NEBRASKA | G00ALL 29SP | 635018 NORTHBORO 3 345 635570 ORIENT 3 345 1 | P11:345:MEC:GDMEC:3:ST | 0.05294 | Yes
GEN-2024-021 | 02 NEBRASKA | G00ALL 29SP | 635017 ATCHISON 3 345 640139 COOPER 3 345 1 | P11:345:MEC:GDMEC:3:ST | 0.05294 | Yes
GEN-2024-021 | 02 NEBRASKA | G00ALL 29SP | 635017 ATCHISON 3 345 635018 NORTHBORO 3 345 1 | P11:345:MEC:GDMEC:3:ST | 0.05294 | Yes
GEN-2024-021 | 02 NEBRASKA | G00ALL 29SP | 635000 CBLUFFS3 345 645456 S3456 3 345 1 | P11:345:MEC:GDMEC:3:ST | 0.06371 | Yes
GEN-2024-021 | 02 NEBRASKA | G00ALL 29SP | 635600 GRIMES 3 345 636003 BEAVER CRK 3 345 1 | P11:345:MEC:GDMEC:3:ST | 0.0517 | Yes
GEN-2024-021 | 02 NEBRASKA | G00ALL 29SP | 635200 RAUN 3 345 762779 G18-043 TAP 345 1 | P11:345:MEC:NEAL:3 | 0.08735 | Yes
GEN-2024-021 | 02 NEBRASKA | G00ALL 29SP | 635200 RAUN 3 345 645552 S3452 REACT3 345 1 | P11:345:MEC:NEAL:3 | 0.08977 | Yes
GEN-2024-021 | 02 NEBRASKA | G00ALL 29SP | 635200 RAUN 3 345 762779 G18-043 TAP 345 1 | P11:345:MEC:NEAL:4 | 0.08735 | Yes
GEN-2024-021 | 02 NEBRASKA | G00ALL 29SP | 635200 RAUN 3 345 645552 S3452 REACT3 345 1 | P11:345:MEC:NEAL:4 | 0.08977 | Yes
GEN-2024-021 | 02 NEBRASKA | G00ALL 29SP | 635000 CBLUFFS3 345 645456 S3456 3 345 1 | P11:345:MEC:WSEC:3 | 0.06371 | Yes
GEN-2024-021 | 02 NEBRASKA | G00ALL 29SP | 635000 CBLUFFS3 345 645456 S3456 3 345 1 | P11:345:MEC:WSEC:4 | 0.06371 | Yes
GEN-2024-021 | 02 NEBRASKA | G00ALL 29SP | 602004 SPLT RK4 230 652523 SIOUXFL4 230 1 | P12:230.0:UMZ:# N-1 #:: LINE PAHOJA__-BE4-EAGLE___-NI4-1 :HV: | 0.0561 | Yes
GEN-2024-021 | 02 NEBRASKA | G00ALL 29SP | 603016 SPLT RK7 115 996521 SPLT RK4 115 7 | P12:230.0:UMZ:# N-1 #:: LINE PAHOJA__-BE4-EAGLE___-NI4-1 :HV: | 0.0561 | Yes
GEN-2024-021 | 02 NEBRASKA | G00ALL 29SP | 602004 SPLT RK4 230 996521 SPLT RK4 115 7 | P12:230.0:UMZ:# N-1 #:: LINE PAHOJA__-BE4-EAGLE___-NI4-1 :HV: | 0.0561 | Yes
GEN-2024-021 | 02 NEBRASKA | G00ALL 29SP | 601006 SPLT RK3 345 652864 SIOUXCY-LNX3 345 1 | P12:230.0:UMZ:# N-1 #:: LINE SIOUXCY2-EAGLE___-NI4-1 :HV: | 0.06778 | Yes
GEN-2024-021 | 02 NEBRASKA | G00ALL 29SP | 602004 SPLT RK4 230 652523 SIOUXFL4 230 1 | P12:230.0:UMZ:# N-1 #:: LINE SIOUXFL4-PAHOJA__-BE4-1 :HV: | 0.0561 | Yes
GEN-2024-021 | 02 NEBRASKA | G00ALL 29SP | 603016 SPLT RK7 115 996521 SPLT RK4 115 7 | P12:230.0:UMZ:# N-1 #:: LINE SIOUXFL4-PAHOJA__-BE4-1 :HV: | 0.0561 | Yes
GEN-2024-021 | 02 NEBRASKA | G00ALL 29SP | 602004 SPLT RK4 230 996521 SPLT RK4 115 7 | P12:230.0:UMZ:# N-1 #:: LINE SIOUXFL4-PAHOJA__-BE4-1 :HV: | 0.0561 | Yes
GEN-2024-021 | 02 NEBRASKA | G00ALL 29SP | 635368 OBRIEN 3 345 635400 HIGHLAND 3 345 1 | P12:345.0:UMZ:# N-1 #:: LINE RAUN 3-SIOUXCY3-1 :EHV: | 0.07 | Yes
GEN-2024-021 | 02 NEBRASKA | G00ALL 29SP | 631138 LAKEFLD3 345 635368 OBRIEN 3 345 1 | P12:345.0:UMZ:# N-1 #:: LINE RAUN 3-SIOUXCY3-1 :EHV: | 0.07082 | Yes
GEN-2024-021 | 02 NEBRASKA | G00ALL 29SP | 635399 CHEROKEE 3 345 635400 HIGHLAND 3 345 1 | P12:345.0:UMZ:# N-1 #:: LINE RAUN 3-SIOUXCY3-1 :EHV: | 0.07 | Yes
GEN-2024-021 | 02 NEBRASKA | G00ALL 29SP | 635223 PLYMOUTH 5 161 652566 SIOUXCY5 161 1 | P12:345.0:UMZ:# N-1 #:: LINE RAUN 3-SIOUXCY3-1 :EHV: | 0.07556 | Yes
GEN-2024-021 | 02 NEBRASKA | G00ALL 29SP | 635200 RAUN 3 345 635398 REMSEN 3 345 1 | P12:345.0:UMZ:# N-1 #:: LINE RAUN 3-SIOUXCY3-1 :EHV: | 0.07 | Yes
GEN-2024-021 | 02 NEBRASKA | G00ALL 29SP | 635398 REMSEN 3 345 635399 CHEROKEE 3 345 1 | P12:345.0:UMZ:# N-1 #:: LINE RAUN 3-SIOUXCY3-1 :EHV: | 0.07 | Yes
GEN-2024-021 | 02 NEBRASKA | G00ALL 29SP | 635368 OBRIEN 3 345 635400 HIGHLAND 3 345 1 | P12:345.0:UMZ:# N-1 #:: LINE SIOUXCY3-SIOUXCY-LNX3-Z :EHV: | 0.06238 | Yes
GEN-2024-021 | 02 NEBRASKA | G00ALL 29SP | 631138 LAKEFLD3 345 635368 OBRIEN 3 345 1 | P12:345.0:UMZ:# N-1 #:: LINE SIOUXCY3-SIOUXCY-LNX3-Z :EHV: | 0.0696 | Yes
GEN-2024-021 | 02 NEBRASKA | G00ALL 29SP | 635399 CHEROKEE 3 345 635400 HIGHLAND 3 345 1 | P12:345.0:UMZ:# N-1 #:: LINE SIOUXCY3-SIOUXCY-LNX3-Z :EHV: | 0.06238 | Yes
GEN-2024-021 | 02 NEBRASKA | G00ALL 29SP | 635200 RAUN 3 345 635398 REMSEN 3 345 1 | P12:345.0:UMZ:# N-1 #:: LINE SIOUXCY3-SIOUXCY-LNX3-Z :EHV: | 0.06238 | Yes
GEN-2024-021 | 02 NEBRASKA | G00ALL 29SP | 635398 REMSEN 3 345 635399 CHEROKEE 3 345 1 | P12:345.0:UMZ:# N-1 #:: LINE SIOUXCY3-SIOUXCY-LNX3-Z :EHV: | 0.06238 | Yes
GEN-2024-021 | 02 NEBRASKA | G00ALL 29SP | 635368 OBRIEN 3 345 635400 HIGHLAND 3 345 1 | P12:345.0:UMZ:# N-1 #:: LINE SPLT RK3-SIOUXCY-LNX3-1 :EHV: | 0.06238 | Yes
GEN-2024-021 | 02 NEBRASKA | G00ALL 29SP | 631138 LAKEFLD3 345 635368 OBRIEN 3 345 1 | P12:345.0:UMZ:# N-1 #:: LINE SPLT RK3-SIOUXCY-LNX3-1 :EHV: | 0.0696 | Yes
GEN-2024-021 | 02 NEBRASKA | G00ALL 29SP | 635399 CHEROKEE 3 345 635400 HIGHLAND 3 345 1 | P12:345.0:UMZ:# N-1 #:: LINE SPLT RK3-SIOUXCY-LNX3-1 :EHV: | 0.06238 | Yes
GEN-2024-021 | 02 NEBRASKA | G00ALL 29SP | 635200 RAUN 3 345 635398 REMSEN 3 345 1 | P12:345.0:UMZ:# N-1 #:: LINE SPLT RK3-SIOUXCY-LNX3-1 :EHV: | 0.06238 | Yes
GEN-2024-021 | 02 NEBRASKA | G00ALL 29SP | 635398 REMSEN 3 345 635399 CHEROKEE 3 345 1 | P12:345.0:UMZ:# N-1 #:: LINE SPLT RK3-SIOUXCY-LNX3-1 :EHV: | 0.06238 | Yes
GEN-2024-021 | 02 NEBRASKA | G00ALL 29SP | 631138 LAKEFLD3 345 635368 OBRIEN 3 345 1 | P12:345:ITCM-MEC:LEDYARD:KOSSUTH:1 | 0.06765 | Yes
GEN-2024-021 | 02 NEBRASKA | G00ALL 29SP | 635568 S HILLS 3 345 635630 BOONEVILLE 3 345 1 | P12:345:MEC:ARBOR HILL:FALLOW AVE:1 | 0.05053 | Yes
GEN-2024-021 | 02 NEBRASKA | G00ALL 29SP | 635018 NORTHBORO 3 345 635570 ORIENT 3 345 1 | P12:345:MEC:ARBOR HILL:FALLOW AVE:1 | 0.05796 | Yes
GEN-2024-021 | 02 NEBRASKA | G00ALL 29SP | 635017 ATCHISON 3 345 640139 COOPER 3 345 1 | P12:345:MEC:ARBOR HILL:FALLOW AVE:1 | 0.05796 | Yes
GEN-2024-021 | 02 NEBRASKA | G00ALL 29SP | 635017 ATCHISON 3 345 635018 NORTHBORO 3 345 1 | P12:345:MEC:ARBOR HILL:FALLOW AVE:1 | 0.05796 | Yes
GEN-2024-021 | 02 NEBRASKA | G00ALL 29SP | 635568 S HILLS 3 345 635570 ORIENT 3 345 1 | P12:345:MEC:ARBOR HILL:FALLOW AVE:1 | 0.05053 | Yes
GEN-2024-021 | 02 NEBRASKA | G00ALL 29SP | 635200 RAUN 3 345 762779 G18-043 TAP 345 1 | P12:345:MEC:ARBOR HILL:FALLOW AVE:1 | 0.09073 | Yes
GEN-2024-021 | 02 NEBRASKA | G00ALL 29SP | 635622 RCCN TRL 3 345 635630 BOONEVILLE 3 345 1 | P12:345:MEC:ARBOR HILL:FALLOW AVE:1 | 0.05452 | Yes
GEN-2024-021 | 02 NEBRASKA | G00ALL 29SP | 635200 RAUN 3 345 645552 S3452 REACT3 345 1 | P12:345:MEC:ARBOR HILL:FALLOW AVE:1 | 0.09322 | Yes
GEN-2024-021 | 02 NEBRASKA | G00ALL 29SP | 635200 RAUN 3 345 652564 SIOUXCY3 345 1 | P12:345:MEC:CHEROKEE:HIGHLAND:1 | 0.14019 | Yes
GEN-2024-021 | 02 NEBRASKA | G00ALL 29SP | 601006 SPLT RK3 345 652864 SIOUXCY-LNX3 345 1 | P12:345:MEC:CHEROKEE:HIGHLAND:1 | 0.06966 | Yes
GEN-2024-021 | 02 NEBRASKA | G00ALL 29SP | 636000 WEBSTER3 345 636010 LEHIGH 3 345 1 | P12:345:MEC:CHEROKEE:HIGHLAND:1 | 0.07 | Yes
GEN-2024-021 | 02 NEBRASKA | G00ALL 29SP | 635368 OBRIEN 3 345 635400 HIGHLAND 3 345 1 | P12:345:MEC:GARD AVE:LEHIGH:1REACTOR:EHV: | 0.05106 | Yes
GEN-2024-021 | 02 NEBRASKA | G00ALL 29SP | 635399 CHEROKEE 3 345 635400 HIGHLAND 3 345 1 | P12:345:MEC:GARD AVE:LEHIGH:1REACTOR:EHV: | 0.05106 | Yes
GEN-2024-021 | 02 NEBRASKA | G00ALL 29SP | 635200 RAUN 3 345 635398 REMSEN 3 345 1 | P12:345:MEC:GARD AVE:LEHIGH:1REACTOR:EHV: | 0.05106 | Yes
GEN-2024-021 | 02 NEBRASKA | G00ALL 29SP | 635398 REMSEN 3 345 635399 CHEROKEE 3 345 1 | P12:345:MEC:GARD AVE:LEHIGH:1REACTOR:EHV: | 0.05106 | Yes
GEN-2024-021 | 02 NEBRASKA | G00ALL 29SP | 635600 GRIMES 3 345 635622 RCCN TRL 3 345 2 | P12:345:MEC:GRIMES:RCCN TRL:1 | 0.06477 | Yes
GEN-2024-021 | 02 NEBRASKA | G00ALL 29SP | 635600 GRIMES 3 345 635622 RCCN TRL 3 345 1 | P12:345:MEC:GRIMES:RCCN TRL:2 | 0.06474 | Yes
GEN-2024-021 | 02 NEBRASKA | G00ALL 29SP | 635622 RCCN TRL 3 345 635630 BOONEVILLE 3 345 1 | P12:345:MEC:MADISON:NORWALK:1 | 0.05453 | Yes
GEN-2024-021 | 02 NEBRASKA | G00ALL 29SP | 635000 CBLUFFS3 345 645456 S3456 3 345 1 | P12:345:MEC:NORTHBORO:ATCHISON:1REACTOR:EHV: | 0.08727 | Yes
GEN-2024-021 | 02 NEBRASKA | G00ALL 29SP | 635200 RAUN 3 345 652564 SIOUXCY3 345 1 | P12:345:MEC:OBRIEN:HIGHLAND:1REACTOR:EHV: | 0.14019 | Yes
GEN-2024-021 | 02 NEBRASKA | G00ALL 29SP | 601006 SPLT RK3 345 652864 SIOUXCY-LNX3 345 1 | P12:345:MEC:OBRIEN:HIGHLAND:1REACTOR:EHV: | 0.06966 | Yes
GEN-2024-021 | 02 NEBRASKA | G00ALL 29SP | 636000 WEBSTER3 345 636010 LEHIGH 3 345 1 | P12:345:MEC:OBRIEN:HIGHLAND:1REACTOR:EHV: | 0.07 | Yes
GEN-2024-021 | 02 NEBRASKA | G00ALL 29SP | 635568 S HILLS 3 345 635630 BOONEVILLE 3 345 1 | P12:345:MEC:ORIENT:MADISON:1 | 0.06516 | Yes
GEN-2024-021 | 02 NEBRASKA | G00ALL 29SP | 635568 S HILLS 3 345 635570 ORIENT 3 345 1 | P12:345:MEC:ORIENT:MADISON:1 | 0.06516 | Yes
GEN-2024-021 | 02 NEBRASKA | G00ALL 29SP | 635000 CBLUFFS3 345 645456 S3456 3 345 1 | P12:345:MEC:ORIENT:NORTHBORO:1 | 0.08727 | Yes
GEN-2024-021 | 02 NEBRASKA | G00ALL 29SP | 635568 S HILLS 3 345 635630 BOONEVILLE 3 345 1 | P12:345:MEC:OVERLAND:FALLOW AVE:1 | 0.05053 | Yes
GEN-2024-021 | 02 NEBRASKA | G00ALL 29SP | 635568 S HILLS 3 345 635570 ORIENT 3 345 1 | P12:345:MEC:OVERLAND:FALLOW AVE:1 | 0.05053 | Yes
GEN-2024-021 | 02 NEBRASKA | G00ALL 29SP | 635622 RCCN TRL 3 345 635630 BOONEVILLE 3 345 1 | P12:345:MEC:OVERLAND:FALLOW AVE:1 | 0.05452 | Yes
GEN-2024-021 | 02 NEBRASKA | G00ALL 29SP | 631138 LAKEFLD3 345 635368 OBRIEN 3 345 1 | P12:345:MEC:PALO ALTO:KOSSUTH:1REACTOR:EHV: | 0.05194 | Yes
GEN-2024-021 | 02 NEBRASKA | G00ALL 29SP | 636000 WEBSTER3 345 636010 LEHIGH 3 345 1 | P12:345:MEC:PALO ALTO:KOSSUTH:1REACTOR:EHV: | 0.05535 | Yes
GEN-2024-021 | 02 NEBRASKA | G00ALL 29SP | 635018 NORTHBORO 3 345 635570 ORIENT 3 345 1 | P12:345:MEC:PONY CRK:ROLL HILLS:1 | 0.06092 | Yes
GEN-2024-021 | 02 NEBRASKA | G00ALL 29SP | 635017 ATCHISON 3 345 640139 COOPER 3 345 1 | P12:345:MEC:PONY CRK:ROLL HILLS:1 | 0.06092 | Yes
GEN-2024-021 | 02 NEBRASKA | G00ALL 29SP | 635017 ATCHISON 3 345 635018 NORTHBORO 3 345 1 | P12:345:MEC:PONY CRK:ROLL HILLS:1 | 0.06092 | Yes
GEN-2024-021 | 02 NEBRASKA | G00ALL 29SP | 635018 NORTHBORO 3 345 635570 ORIENT 3 345 1 | P12:345:MEC:ROLL HILLS:ORIENT:1 | 0.06092 | Yes
GEN-2024-021 | 02 NEBRASKA | G00ALL 29SP | 635017 ATCHISON 3 345 640139 COOPER 3 345 1 | P12:345:MEC:ROLL HILLS:ORIENT:1 | 0.06092 | Yes
GEN-2024-021 | 02 NEBRASKA | G00ALL 29SP | 635017 ATCHISON 3 345 635018 NORTHBORO 3 345 1 | P12:345:MEC:ROLL HILLS:ORIENT:1 | 0.06092 | Yes
GEN-2024-021 | 02 NEBRASKA | G00ALL 29SP | 635570 ORIENT 3 345 635635 MADISON3 345 1 | P12:345:MEC:S HILLS:BOONEVILLE:1 | 0.06162 | Yes
GEN-2024-021 | 02 NEBRASKA | G00ALL 29SP | 635570 ORIENT 3 345 635635 MADISON3 345 1 | P12:345:MEC:S HILLS:ORIENT:1 | 0.06162 | Yes
GEN-2024-021 | 02 NEBRASKA | G00ALL 29SP | 635368 OBRIEN 3 345 635400 HIGHLAND 3 345 1 | P12:345:MEC:WEBSTER:LEHIGH:1 | 0.06159 | Yes
GEN-2024-021 | 02 NEBRASKA | G00ALL 29SP | 635399 CHEROKEE 3 345 635400 HIGHLAND 3 345 1 | P12:345:MEC:WEBSTER:LEHIGH:1 | 0.06159 | Yes
GEN-2024-021 | 02 NEBRASKA | G00ALL 29SP | 635200 RAUN 3 345 635398 REMSEN 3 345 1 | P12:345:MEC:WEBSTER:LEHIGH:1 | 0.06159 | Yes
GEN-2024-021 | 02 NEBRASKA | G00ALL 29SP | 635398 REMSEN 3 345 635399 CHEROKEE 3 345 1 | P12:345:MEC:WEBSTER:LEHIGH:1 | 0.06159 | Yes
GEN-2024-021 | 02 NEBRASKA | G00ALL 29SP | 635200 RAUN 3 345 652564 SIOUXCY3 345 1 | P12:345:MEC-ITCM:OBRIEN:LAKEFIELD:1REACTOR:EHV: | 0.13443 | Yes
GEN-2024-021 | 02 NEBRASKA | G00ALL 29SP | 601006 SPLT RK3 345 652864 SIOUXCY-LNX3 345 1 | P12:345:MEC-ITCM:OBRIEN:LAKEFIELD:1REACTOR:EHV: | 0.0692 | Yes
GEN-2024-021 | 02 NEBRASKA | G00ALL 29SP | 631193 HUNTLEY3 345 631197 LEDYARD3 345 1 | P12:345:MEC-ITCM:OBRIEN:LAKEFIELD:1REACTOR:EHV: | 0.07366 | Yes
GEN-2024-021 | 02 NEBRASKA | G00ALL 29SP | 631197 LEDYARD3 345 635369 KOSSUTH 3 345 1 | P12:345:MEC-ITCM:OBRIEN:LAKEFIELD:1REACTOR:EHV: | 0.05576 | Yes
GEN-2024-021 | 02 NEBRASKA | G00ALL 29SP | 635000 CBLUFFS3 345 645456 S3456 3 345 1 | P12:345:MEC-NPPD:ATCHISON:COOPER:1 | 0.08727 | Yes
GEN-2024-021 | 02 NEBRASKA | G00ALL 29SP | 635368 OBRIEN 3 345 635400 HIGHLAND 3 345 1 | P12:345:MEC-WAPA:RAUN:SIOUXCY:1 | 0.07 | Yes
GEN-2024-021 | 02 NEBRASKA | G00ALL 29SP | 631138 LAKEFLD3 345 635368 OBRIEN 3 345 1 | P12:345:MEC-WAPA:RAUN:SIOUXCY:1 | 0.07082 | Yes
GEN-2024-021 | 02 NEBRASKA | G00ALL 29SP | 635399 CHEROKEE 3 345 635400 HIGHLAND 3 345 1 | P12:345:MEC-WAPA:RAUN:SIOUXCY:1 | 0.07 | Yes
GEN-2024-021 | 02 NEBRASKA | G00ALL 29SP | 635223 PLYMOUTH 5 161 652566 SIOUXCY5 161 1 | P12:345:MEC-WAPA:RAUN:SIOUXCY:1 | 0.07556 | Yes
GEN-2024-021 | 02 NEBRASKA | G00ALL 29SP | 635200 RAUN 3 345 635398 REMSEN 3 345 1 | P12:345:MEC-WAPA:RAUN:SIOUXCY:1 | 0.07 | Yes
GEN-2024-021 | 02 NEBRASKA | G00ALL 29SP | 635398 REMSEN 3 345 635399 CHEROKEE 3 345 1 | P12:345:MEC-WAPA:RAUN:SIOUXCY:1 | 0.07 | Yes
GEN-2024-021 | 02 NEBRASKA | G00ALL 29SP | 635200 RAUN 3 345 762779 G18-043 TAP 345 1 | P12:345:NPPD:L3521::NW68&HOLDREGE.COLUMBUSEAST.CKT1:: | 0.10337 | Yes
GEN-2024-021 | 02 NEBRASKA | G00ALL 29SP | 635200 RAUN 3 345 645552 S3452 REACT3 345 1 | P12:345:NPPD:L3521::NW68&HOLDREGE.COLUMBUSEAST.CKT1:: | 0.10638 | Yes
GEN-2024-021 | 02 NEBRASKA | G00ALL 29SP | 635000 CBLUFFS3 345 645456 S3456 3 345 1 | P12:345:OPPD:S3456-S3459:::EHV: | 0.07355 | Yes
GEN-2024-021 | 02 NEBRASKA | G00ALL 29SP | 601048 LYON CO 3 345 631138 LAKEFLD3 345 1 | P12:345:XEL:HELENA3:SHEASLK3:1 | 0.05255 | Yes
GEN-2024-021 | 02 NEBRASKA | G00ALL 29SP | 601048 LYON CO 3 345 631138 LAKEFLD3 345 1 | P12:345:XEL:SPS HNA-SSL | 0.05255 | Yes
GEN-2024-021 | 02 NEBRASKA | G00ALL 29SP | 601048 LYON CO 3 345 631138 LAKEFLD3 345 1 | P12:345:XEL:WILMART3:SHEASLK3:1 | 0.05248 | Yes
GEN-2024-021 | 02 NEBRASKA | G00ALL 29SP | 635368 OBRIEN 3 345 635400 HIGHLAND 3 345 1 | P12:345:XEL-WAPA:SPLTRK3:SIOUXCY-LNX3:1 | 0.06238 | Yes
GEN-2024-021 | 02 NEBRASKA | G00ALL 29SP | 631138 LAKEFLD3 345 635368 OBRIEN 3 345 1 | P12:345:XEL-WAPA:SPLTRK3:SIOUXCY-LNX3:1 | 0.0696 | Yes
GEN-2024-021 | 02 NEBRASKA | G00ALL 29SP | 635399 CHEROKEE 3 345 635400 HIGHLAND 3 345 1 | P12:345:XEL-WAPA:SPLTRK3:SIOUXCY-LNX3:1 | 0.06238 | Yes
GEN-2024-021 | 02 NEBRASKA | G00ALL 29SP | 635200 RAUN 3 345 635398 REMSEN 3 345 1 | P12:345:XEL-WAPA:SPLTRK3:SIOUXCY-LNX3:1 | 0.06238 | Yes
GEN-2024-021 | 02 NEBRASKA | G00ALL 29SP | 635398 REMSEN 3 345 635399 CHEROKEE 3 345 1 | P12:345:XEL-WAPA:SPLTRK3:SIOUXCY-LNX3:1 | 0.06238 | Yes
GEN-2024-021 | 02 NEBRASKA | G00ALL 29SP | 635000 CBLUFFS3 345 645456 S3456 3 345 1 | P13:161-345:OPPD:S3456 T4:::HV: | 0.06497 | Yes
GEN-2024-021 | 02 NEBRASKA | G00ALL 29SP | 631193 HUNTLEY3 345 631197 LEDYARD3 345 1 | P13:345:XEL:MNTCE31G:MNTCELO3:1 | 0.05129 | Yes
GEN-2024-021 | 02 NEBRASKA | G00ALL 29SP | 631193 HUNTLEY3 345 631197 LEDYARD3 345 1 | P13:345:XEL:PRIS31G:PRISLD3:1 | 0.05129 | Yes
GEN-2024-021 | 02 NEBRASKA | G00ALL 29SP | 631193 HUNTLEY3 345 631197 LEDYARD3 345 1 | P13:345:XEL:PRIS32G:PRISLD3:2 | 0.05129 | Yes
GEN-2024-021 | 02 NEBRASKA | G00ALL 29SP | 635622 RCCN TRL 3 345 635630 BOONEVILLE 3 345 1 | P13:345-161:MEC:NORWALK:9T1:MULTI | 0.05515 | Yes
GEN-2024-021 | 02 NEBRASKA | G00ALL 29SP | 601006 SPLT RK3 345 652864 SIOUXCY-LNX3 345 1 | P13:345-230.0:UMZ:# N-1 #:: 3WND SIOUXCY3-SIOUXCY2-SIOUXC29-1 652_ SC2 KU1B_:EHV: | 0.0754 | Yes
GEN-2024-021 | 02 NEBRASKA | G00ALL 29SP | 635200 RAUN 3 345 652564 SIOUXCY3 345 1 | P14:345:ITCM-MEC:LAKEFLD-OBRIEN 50MVAR:MN-SS | 0.13443 | Yes
GEN-2024-021 | 02 NEBRASKA | G00ALL 29SP | 601006 SPLT RK3 345 652864 SIOUXCY-LNX3 345 1 | P14:345:ITCM-MEC:LAKEFLD-OBRIEN 50MVAR:MN-SS | 0.0692 | Yes
GEN-2024-021 | 02 NEBRASKA | G00ALL 29SP | 631193 HUNTLEY3 345 631197 LEDYARD3 345 1 | P14:345:ITCM-MEC:LAKEFLD-OBRIEN 50MVAR:MN-SS | 0.07366 | Yes
GEN-2024-021 | 02 NEBRASKA | G00ALL 29SP | 631197 LEDYARD3 345 635369 KOSSUTH 3 345 1 | P14:345:ITCM-MEC:LAKEFLD-OBRIEN 50MVAR:MN-SS | 0.05576 | Yes
GEN-2024-021 | 02 NEBRASKA | G00ALL 29SP | 631138 LAKEFLD3 345 635368 OBRIEN 3 345 1 | P23:345:ITCM:HUNTLEY3 3659:IA-MVP::EHV: | 0.07328 | Yes
GEN-2024-021 | 02 NEBRASKA | G00ALL 29SP | 635200 RAUN 3 345 652564 SIOUXCY3 345 1 | P23:345:ITCM:LAKEFLD 885:MN::EHV: | 0.13479 | Yes
GEN-2024-021 | 02 NEBRASKA | G00ALL 29SP | 601006 SPLT RK3 345 652864 SIOUXCY-LNX3 345 1 | P23:345:ITCM:LAKEFLD 885:MN::EHV: | 0.06963 | Yes
GEN-2024-021 | 02 NEBRASKA | G00ALL 29SP | 631193 HUNTLEY3 345 631197 LEDYARD3 345 1 | P23:345:ITCM:LAKEFLD 885:MN::EHV: | 0.07352 | Yes
GEN-2024-021 | 02 NEBRASKA | G00ALL 29SP | 631197 LEDYARD3 345 635369 KOSSUTH 3 345 1 | P23:345:ITCM:LAKEFLD 885:MN::EHV: | 0.05558 | Yes
GEN-2024-021 | 02 NEBRASKA | G00ALL 29SP | 631138 LAKEFLD3 345 635368 OBRIEN 3 345 1 | P23:345:ITCM:LEDYARD3 5074:IA-MVP::EHV: | 0.07463 | Yes
GEN-2024-021 | 02 NEBRASKA | G00ALL 29SP | 631138 LAKEFLD3 345 635368 OBRIEN 3 345 1 | P23:345:ITCM:LEDYARD3 5075:IA-MVP::EHV: | 0.07463 | Yes
GEN-2024-021 | 02 NEBRASKA | G00ALL 29SP | 631138 LAKEFLD3 345 635368 OBRIEN 3 345 1 | P23:345:ITCM:LEDYARD3 5076:IA-MVP::EHV: | 0.06765 | Yes
GEN-2024-021 | 02 NEBRASKA | G00ALL 29SP | 635568 S HILLS 3 345 635630 BOONEVILLE 3 345 1 | P23:345:MEC:ARBOR HILL:901::EHV: | 0.05053 | Yes
GEN-2024-021 | 02 NEBRASKA | G00ALL 29SP | 635018 NORTHBORO 3 345 635570 ORIENT 3 345 1 | P23:345:MEC:ARBOR HILL:901::EHV: | 0.05796 | Yes
GEN-2024-021 | 02 NEBRASKA | G00ALL 29SP | 635017 ATCHISON 3 345 640139 COOPER 3 345 1 | P23:345:MEC:ARBOR HILL:901::EHV: | 0.05796 | Yes
GEN-2024-021 | 02 NEBRASKA | G00ALL 29SP | 635017 ATCHISON 3 345 635018 NORTHBORO 3 345 1 | P23:345:MEC:ARBOR HILL:901::EHV: | 0.05796 | Yes
GEN-2024-021 | 02 NEBRASKA | G00ALL 29SP | 635568 S HILLS 3 345 635570 ORIENT 3 345 1 | P23:345:MEC:ARBOR HILL:901::EHV: | 0.05053 | Yes
GEN-2024-021 | 02 NEBRASKA | G00ALL 29SP | 635622 RCCN TRL 3 345 635630 BOONEVILLE 3 345 1 | P23:345:MEC:ARBOR HILL:901::EHV: | 0.05452 | Yes
GEN-2024-021 | 02 NEBRASKA | G00ALL 29SP | 635200 RAUN 3 345 645552 S3452 REACT3 345 1 | P23:345:MEC:ARBOR HILL:901::EHV: | 0.09322 | Yes
GEN-2024-021 | 02 NEBRASKA | G00ALL 29SP | 635568 S HILLS 3 345 635630 BOONEVILLE 3 345 1 | P23:345:MEC:ARBOR HILL:902::EHV: | 0.05053 | Yes
GEN-2024-021 | 02 NEBRASKA | G00ALL 29SP | 635018 NORTHBORO 3 345 635570 ORIENT 3 345 1 | P23:345:MEC:ARBOR HILL:902::EHV: | 0.05796 | Yes
GEN-2024-021 | 02 NEBRASKA | G00ALL 29SP | 635017 ATCHISON 3 345 640139 COOPER 3 345 1 | P23:345:MEC:ARBOR HILL:902::EHV: | 0.05796 | Yes
GEN-2024-021 | 02 NEBRASKA | G00ALL 29SP | 635017 ATCHISON 3 345 635018 NORTHBORO 3 345 1 | P23:345:MEC:ARBOR HILL:902::EHV: | 0.05796 | Yes
GEN-2024-021 | 02 NEBRASKA | G00ALL 29SP | 635568 S HILLS 3 345 635570 ORIENT 3 345 1 | P23:345:MEC:ARBOR HILL:902::EHV: | 0.05053 | Yes
GEN-2024-021 | 02 NEBRASKA | G00ALL 29SP | 635622 RCCN TRL 3 345 635630 BOONEVILLE 3 345 1 | P23:345:MEC:ARBOR HILL:902::EHV: | 0.05452 | Yes
GEN-2024-021 | 02 NEBRASKA | G00ALL 29SP | 635200 RAUN 3 345 645552 S3452 REACT3 345 1 | P23:345:MEC:ARBOR HILL:902::EHV: | 0.09322 | Yes
GEN-2024-021 | 02 NEBRASKA | G00ALL 29SP | 635568 S HILLS 3 345 635630 BOONEVILLE 3 345 1 | P23:345:MEC:ARBOR HILL:903::EHV: | 0.05053 | Yes
GEN-2024-021 | 02 NEBRASKA | G00ALL 29SP | 635018 NORTHBORO 3 345 635570 ORIENT 3 345 1 | P23:345:MEC:ARBOR HILL:903::EHV: | 0.05796 | Yes
GEN-2024-021 | 02 NEBRASKA | G00ALL 29SP | 635017 ATCHISON 3 345 640139 COOPER 3 345 1 | P23:345:MEC:ARBOR HILL:903::EHV: | 0.05796 | Yes
GEN-2024-021 | 02 NEBRASKA | G00ALL 29SP | 635017 ATCHISON 3 345 635018 NORTHBORO 3 345 1 | P23:345:MEC:ARBOR HILL:903::EHV: | 0.05796 | Yes
GEN-2024-021 | 02 NEBRASKA | G00ALL 29SP | 635568 S HILLS 3 345 635570 ORIENT 3 345 1 | P23:345:MEC:ARBOR HILL:903::EHV: | 0.05053 | Yes
GEN-2024-021 | 02 NEBRASKA | G00ALL 29SP | 635622 RCCN TRL 3 345 635630 BOONEVILLE 3 345 1 | P23:345:MEC:ARBOR HILL:903::EHV: | 0.05452 | Yes
GEN-2024-021 | 02 NEBRASKA | G00ALL 29SP | 635200 RAUN 3 345 762779 G18-043 TAP 345 1 | P23:345:MEC:ARBOR HILL:903::EHV: | 0.09073 | Yes
GEN-2024-021 | 02 NEBRASKA | G00ALL 29SP | 635200 RAUN 3 345 645552 S3452 REACT3 345 1 | P23:345:MEC:ARBOR HILL:903::EHV: | 0.09322 | Yes
GEN-2024-021 | 02 NEBRASKA | G00ALL 29SP | 635000 CBLUFFS3 345 645456 S3456 3 345 1 | P23:345:MEC:ATCHISON:902::EHV: | 0.08727 | Yes
GEN-2024-021 | 02 NEBRASKA | G00ALL 29SP | 635570 ORIENT 3 345 635635 MADISON3 345 1 | P23:345:MEC:BOONEVILLE:902::EHV: | 0.05799 | Yes
GEN-2024-021 | 02 NEBRASKA | G00ALL 29SP | 635000 CBLUFFS3 345 645456 S3456 3 345 1 | P23:345:MEC:CBEC:908::EHV: | 0.06353 | Yes
GEN-2024-021 | 02 NEBRASKA | G00ALL 29SP | 635200 RAUN 3 345 652564 SIOUXCY3 345 1 | P23:345:MEC:CHEROKEE:901::EHV: | 0.14019 | Yes
GEN-2024-021 | 02 NEBRASKA | G00ALL 29SP | 636000 WEBSTER3 345 636010 LEHIGH 3 345 1 | P23:345:MEC:CHEROKEE:901::EHV: | 0.07 | Yes
GEN-2024-021 | 02 NEBRASKA | G00ALL 29SP | 635200 RAUN 3 345 652564 SIOUXCY3 345 1 | P23:345:MEC:CHEROKEE:902::EHV: | 0.14019 | Yes
GEN-2024-021 | 02 NEBRASKA | G00ALL 29SP | 636000 WEBSTER3 345 636010 LEHIGH 3 345 1 | P23:345:MEC:CHEROKEE:902::EHV: | 0.07 | Yes
GEN-2024-021 | 02 NEBRASKA | G00ALL 29SP | 635200 RAUN 3 345 652564 SIOUXCY3 345 1 | P23:345:MEC:CHEROKEE:903::EHV: | 0.14019 | Yes
GEN-2024-021 | 02 NEBRASKA | G00ALL 29SP | 636000 WEBSTER3 345 636010 LEHIGH 3 345 1 | P23:345:MEC:CHEROKEE:903::EHV: | 0.07 | Yes
GEN-2024-021 | 02 NEBRASKA | G00ALL 29SP | 635568 S HILLS 3 345 635630 BOONEVILLE 3 345 1 | P23:345:MEC:FALLOW:901::EHV: | 0.05053 | Yes
GEN-2024-021 | 02 NEBRASKA | G00ALL 29SP | 635018 NORTHBORO 3 345 635570 ORIENT 3 345 1 | P23:345:MEC:FALLOW:901::EHV: | 0.05796 | Yes
GEN-2024-021 | 02 NEBRASKA | G00ALL 29SP | 635017 ATCHISON 3 345 640139 COOPER 3 345 1 | P23:345:MEC:FALLOW:901::EHV: | 0.05796 | Yes
GEN-2024-021 | 02 NEBRASKA | G00ALL 29SP | 635017 ATCHISON 3 345 635018 NORTHBORO 3 345 1 | P23:345:MEC:FALLOW:901::EHV: | 0.05796 | Yes
GEN-2024-021 | 02 NEBRASKA | G00ALL 29SP | 635568 S HILLS 3 345 635570 ORIENT 3 345 1 | P23:345:MEC:FALLOW:901::EHV: | 0.05053 | Yes
GEN-2024-021 | 02 NEBRASKA | G00ALL 29SP | 635622 RCCN TRL 3 345 635630 BOONEVILLE 3 345 1 | P23:345:MEC:FALLOW:901::EHV: | 0.05452 | Yes
GEN-2024-021 | 02 NEBRASKA | G00ALL 29SP | 635200 RAUN 3 345 645552 S3452 REACT3 345 1 | P23:345:MEC:FALLOW:901::EHV: | 0.09322 | Yes
GEN-2024-021 | 02 NEBRASKA | G00ALL 29SP | 635568 S HILLS 3 345 635630 BOONEVILLE 3 345 1 | P23:345:MEC:FALLOW:902::EHV: | 0.05053 | Yes
GEN-2024-021 | 02 NEBRASKA | G00ALL 29SP | 635018 NORTHBORO 3 345 635570 ORIENT 3 345 1 | P23:345:MEC:FALLOW:902::EHV: | 0.05796 | Yes
GEN-2024-021 | 02 NEBRASKA | G00ALL 29SP | 635017 ATCHISON 3 345 640139 COOPER 3 345 1 | P23:345:MEC:FALLOW:902::EHV: | 0.05796 | Yes
GEN-2024-021 | 02 NEBRASKA | G00ALL 29SP | 635017 ATCHISON 3 345 635018 NORTHBORO 3 345 1 | P23:345:MEC:FALLOW:902::EHV: | 0.05796 | Yes
GEN-2024-021 | 02 NEBRASKA | G00ALL 29SP | 635568 S HILLS 3 345 635570 ORIENT 3 345 1 | P23:345:MEC:FALLOW:902::EHV: | 0.05053 | Yes
GEN-2024-021 | 02 NEBRASKA | G00ALL 29SP | 635622 RCCN TRL 3 345 635630 BOONEVILLE 3 345 1 | P23:345:MEC:FALLOW:902::EHV: | 0.05452 | Yes
GEN-2024-021 | 02 NEBRASKA | G00ALL 29SP | 635568 S HILLS 3 345 635630 BOONEVILLE 3 345 1 | P23:345:MEC:FALLOW:903::EHV: | 0.05053 | Yes
GEN-2024-021 | 02 NEBRASKA | G00ALL 29SP | 635568 S HILLS 3 345 635570 ORIENT 3 345 1 | P23:345:MEC:FALLOW:903::EHV: | 0.05053 | Yes
GEN-2024-021 | 02 NEBRASKA | G00ALL 29SP | 635622 RCCN TRL 3 345 635630 BOONEVILLE 3 345 1 | P23:345:MEC:FALLOW:903::EHV: | 0.05452 | Yes
GEN-2024-021 | 02 NEBRASKA | G00ALL 29SP | 635368 OBRIEN 3 345 635400 HIGHLAND 3 345 1 | P23:345:MEC:GARD AVE:901::EHV: | 0.05106 | Yes
GEN-2024-021 | 02 NEBRASKA | G00ALL 29SP | 635399 CHEROKEE 3 345 635400 HIGHLAND 3 345 1 | P23:345:MEC:GARD AVE:901::EHV: | 0.05106 | Yes
GEN-2024-021 | 02 NEBRASKA | G00ALL 29SP | 635200 RAUN 3 345 635398 REMSEN 3 345 1 | P23:345:MEC:GARD AVE:901::EHV: | 0.05106 | Yes
GEN-2024-021 | 02 NEBRASKA | G00ALL 29SP | 635398 REMSEN 3 345 635399 CHEROKEE 3 345 1 | P23:345:MEC:GARD AVE:901::EHV: | 0.05106 | Yes
GEN-2024-021 | 02 NEBRASKA | G00ALL 29SP | 636003 BEAVER CRK 3 345 636010 LEHIGH 3 345 1 | P23:345:MEC:GARD AVE:901::EHV: | 0.0537 | Yes
GEN-2024-021 | 02 NEBRASKA | G00ALL 29SP | 635368 OBRIEN 3 345 635400 HIGHLAND 3 345 1 | P23:345:MEC:GARD AVE:903::EHV: | 0.05106 | Yes
GEN-2024-021 | 02 NEBRASKA | G00ALL 29SP | 635399 CHEROKEE 3 345 635400 HIGHLAND 3 345 1 | P23:345:MEC:GARD AVE:903::EHV: | 0.05106 | Yes
GEN-2024-021 | 02 NEBRASKA | G00ALL 29SP | 635200 RAUN 3 345 635398 REMSEN 3 345 1 | P23:345:MEC:GARD AVE:903::EHV: | 0.05106 | Yes
GEN-2024-021 | 02 NEBRASKA | G00ALL 29SP | 635398 REMSEN 3 345 635399 CHEROKEE 3 345 1 | P23:345:MEC:GARD AVE:903::EHV: | 0.05106 | Yes
GEN-2024-021 | 02 NEBRASKA | G00ALL 29SP | 636003 BEAVER CRK 3 345 636010 LEHIGH 3 345 1 | P23:345:MEC:GARD AVE:903::EHV: | 0.0537 | Yes
GEN-2024-021 | 02 NEBRASKA | G00ALL 29SP | 635368 OBRIEN 3 345 635400 HIGHLAND 3 345 1 | P23:345:MEC:GARD AVE:904::EHV: | 0.05106 | Yes
GEN-2024-021 | 02 NEBRASKA | G00ALL 29SP | 635399 CHEROKEE 3 345 635400 HIGHLAND 3 345 1 | P23:345:MEC:GARD AVE:904::EHV: | 0.05106 | Yes
GEN-2024-021 | 02 NEBRASKA | G00ALL 29SP | 635200 RAUN 3 345 635398 REMSEN 3 345 1 | P23:345:MEC:GARD AVE:904::EHV: | 0.05106 | Yes
GEN-2024-021 | 02 NEBRASKA | G00ALL 29SP | 635398 REMSEN 3 345 635399 CHEROKEE 3 345 1 | P23:345:MEC:GARD AVE:904::EHV: | 0.05106 | Yes
GEN-2024-021 | 02 NEBRASKA | G00ALL 29SP | 635635 MADISON3 345 635640 NORWALK 3 345 1 | P23:345:MEC:GRIMES:903::EHV: | 0.06042 | Yes
GEN-2024-021 | 02 NEBRASKA | G00ALL 29SP | 635640 NORWALK 3 345 635650 SE POLK 3 345 1 | P23:345:MEC:GRIMES:903::EHV: | 0.05467 | Yes
GEN-2024-021 | 02 NEBRASKA | G00ALL 29SP | 635200 RAUN 3 345 652564 SIOUXCY3 345 1 | P23:345:MEC:HIGHLAND:901::EHV: | 0.14019 | Yes
GEN-2024-021 | 02 NEBRASKA | G00ALL 29SP | 601006 SPLT RK3 345 652864 SIOUXCY-LNX3 345 1 | P23:345:MEC:HIGHLAND:901::EHV: | 0.06966 | Yes
GEN-2024-021 | 02 NEBRASKA | G00ALL 29SP | 636000 WEBSTER3 345 636010 LEHIGH 3 345 1 | P23:345:MEC:HIGHLAND:901::EHV: | 0.07 | Yes
GEN-2024-021 | 02 NEBRASKA | G00ALL 29SP | 635200 RAUN 3 345 652564 SIOUXCY3 345 1 | P23:345:MEC:HIGHLAND:902::EHV: | 0.14019 | Yes
GEN-2024-021 | 02 NEBRASKA | G00ALL 29SP | 601006 SPLT RK3 345 652864 SIOUXCY-LNX3 345 1 | P23:345:MEC:HIGHLAND:902::EHV: | 0.06966 | Yes
GEN-2024-021 | 02 NEBRASKA | G00ALL 29SP | 636000 WEBSTER3 345 636010 LEHIGH 3 345 1 | P23:345:MEC:HIGHLAND:902::EHV: | 0.07 | Yes
GEN-2024-021 | 02 NEBRASKA | G00ALL 29SP | 635200 RAUN 3 345 652564 SIOUXCY3 345 1 | P23:345:MEC:HIGHLAND:903::EHV: | 0.14019 | Yes
GEN-2024-021 | 02 NEBRASKA | G00ALL 29SP | 601006 SPLT RK3 345 652864 SIOUXCY-LNX3 345 1 | P23:345:MEC:HIGHLAND:903::EHV: | 0.06966 | Yes
GEN-2024-021 | 02 NEBRASKA | G00ALL 29SP | 636000 WEBSTER3 345 636010 LEHIGH 3 345 1 | P23:345:MEC:HIGHLAND:903::EHV: | 0.07 | Yes
GEN-2024-021 | 02 NEBRASKA | G00ALL 29SP | 635200 RAUN 3 345 652564 SIOUXCY3 345 1 | P23:345:MEC:HIGHLAND:908::EHV: | 0.14019 | Yes
GEN-2024-021 | 02 NEBRASKA | G00ALL 29SP | 601006 SPLT RK3 345 652864 SIOUXCY-LNX3 345 1 | P23:345:MEC:HIGHLAND:908::EHV: | 0.06966 | Yes
GEN-2024-021 | 02 NEBRASKA | G00ALL 29SP | 636000 WEBSTER3 345 636010 LEHIGH 3 345 1 | P23:345:MEC:HIGHLAND:908::EHV: | 0.07 | Yes
GEN-2024-021 | 02 NEBRASKA | G00ALL 29SP | 631138 LAKEFLD3 345 635368 OBRIEN 3 345 1 | P23:345:MEC:KOSSUTH:901::EHV: | 0.05656 | Yes
GEN-2024-021 | 02 NEBRASKA | G00ALL 29SP | 631138 LAKEFLD3 345 635368 OBRIEN 3 345 1 | P23:345:MEC:KOSSUTH:902::EHV: | 0.05656 | Yes
GEN-2024-021 | 02 NEBRASKA | G00ALL 29SP | 631138 LAKEFLD3 345 635368 OBRIEN 3 345 1 | P23:345:MEC:KOSSUTH:904::EHV: | 0.05656 | Yes
GEN-2024-021 | 02 NEBRASKA | G00ALL 29SP | 635368 OBRIEN 3 345 635400 HIGHLAND 3 345 1 | P23:345:MEC:LEHIGH:350::EHV: | 0.05932 | Yes
GEN-2024-021 | 02 NEBRASKA | G00ALL 29SP | 635399 CHEROKEE 3 345 635400 HIGHLAND 3 345 1 | P23:345:MEC:LEHIGH:350::EHV: | 0.05932 | Yes
GEN-2024-021 | 02 NEBRASKA | G00ALL 29SP | 635200 RAUN 3 345 635398 REMSEN 3 345 1 | P23:345:MEC:LEHIGH:350::EHV: | 0.05932 | Yes
GEN-2024-021 | 02 NEBRASKA | G00ALL 29SP | 635398 REMSEN 3 345 635399 CHEROKEE 3 345 1 | P23:345:MEC:LEHIGH:350::EHV: | 0.05932 | Yes
GEN-2024-021 | 02 NEBRASKA | G00ALL 29SP | 635200 RAUN 3 345 652564 SIOUXCY3 345 1 | P23:345:MEC:LEHIGH:360::EHV: | 0.12835 | Yes
GEN-2024-021 | 02 NEBRASKA | G00ALL 29SP | 635368 OBRIEN 3 345 635400 HIGHLAND 3 345 1 | P23:345:MEC:LEHIGH:360::EHV: | 0.05932 | Yes
GEN-2024-021 | 02 NEBRASKA | G00ALL 29SP | 635399 CHEROKEE 3 345 635400 HIGHLAND 3 345 1 | P23:345:MEC:LEHIGH:360::EHV: | 0.05932 | Yes
GEN-2024-021 | 02 NEBRASKA | G00ALL 29SP | 635200 RAUN 3 345 635398 REMSEN 3 345 1 | P23:345:MEC:LEHIGH:360::EHV: | 0.05932 | Yes
GEN-2024-021 | 02 NEBRASKA | G00ALL 29SP | 635398 REMSEN 3 345 635399 CHEROKEE 3 345 1 | P23:345:MEC:LEHIGH:360::EHV: | 0.05932 | Yes
GEN-2024-021 | 02 NEBRASKA | G00ALL 29SP | 635368 OBRIEN 3 345 635400 HIGHLAND 3 345 1 | P23:345:MEC:LEHIGH:390::EHV: | 0.05106 | Yes
GEN-2024-021 | 02 NEBRASKA | G00ALL 29SP | 635399 CHEROKEE 3 345 635400 HIGHLAND 3 345 1 | P23:345:MEC:LEHIGH:390::EHV: | 0.05106 | Yes
GEN-2024-021 | 02 NEBRASKA | G00ALL 29SP | 635200 RAUN 3 345 635398 REMSEN 3 345 1 | P23:345:MEC:LEHIGH:390::EHV: | 0.05106 | Yes
GEN-2024-021 | 02 NEBRASKA | G00ALL 29SP | 635398 REMSEN 3 345 635399 CHEROKEE 3 345 1 | P23:345:MEC:LEHIGH:390::EHV: | 0.05106 | Yes
GEN-2024-021 | 02 NEBRASKA | G00ALL 29SP | 636003 BEAVER CRK 3 345 636010 LEHIGH 3 345 1 | P23:345:MEC:LEHIGH:390::EHV: | 0.0537 | Yes
GEN-2024-021 | 02 NEBRASKA | G00ALL 29SP | 635568 S HILLS 3 345 635630 BOONEVILLE 3 345 1 | P23:345:MEC:MADISON:901::EHV: | 0.06359 | Yes
GEN-2024-021 | 02 NEBRASKA | G00ALL 29SP | 635568 S HILLS 3 345 635570 ORIENT 3 345 1 | P23:345:MEC:MADISON:901::EHV: | 0.06359 | Yes
GEN-2024-021 | 02 NEBRASKA | G00ALL 29SP | 635568 S HILLS 3 345 635630 BOONEVILLE 3 345 1 | P23:345:MEC:MADISON:902::EHV: | 0.06359 | Yes
GEN-2024-021 | 02 NEBRASKA | G00ALL 29SP | 635568 S HILLS 3 345 635570 ORIENT 3 345 1 | P23:345:MEC:MADISON:902::EHV: | 0.06359 | Yes
GEN-2024-021 | 02 NEBRASKA | G00ALL 29SP | 635568 S HILLS 3 345 635630 BOONEVILLE 3 345 1 | P23:345:MEC:MADISON:903::EHV: | 0.06359 | Yes
GEN-2024-021 | 02 NEBRASKA | G00ALL 29SP | 635568 S HILLS 3 345 635570 ORIENT 3 345 1 | P23:345:MEC:MADISON:903::EHV: | 0.06359 | Yes
GEN-2024-021 | 02 NEBRASKA | G00ALL 29SP | 635000 CBLUFFS3 345 645456 S3456 3 345 1 | P23:345:MEC:NORTHBORO:901::EHV: | 0.08727 | Yes
GEN-2024-021 | 02 NEBRASKA | G00ALL 29SP | 635200 RAUN 3 345 652564 SIOUXCY3 345 1 | P23:345:MEC:OBRIEN:903::EHV: | 0.14186 | Yes
GEN-2024-021 | 02 NEBRASKA | G00ALL 29SP | 601006 SPLT RK3 345 652864 SIOUXCY-LNX3 345 1 | P23:345:MEC:OBRIEN:903::EHV: | 0.07258 | Yes
GEN-2024-021 | 02 NEBRASKA | G00ALL 29SP | 636000 WEBSTER3 345 636010 LEHIGH 3 345 1 | P23:345:MEC:OBRIEN:903::EHV: | 0.0664 | Yes
GEN-2024-021 | 02 NEBRASKA | G00ALL 29SP | 631193 HUNTLEY3 345 631197 LEDYARD3 345 1 | P23:345:MEC:OBRIEN:903::EHV: | 0.06635 | Yes
GEN-2024-021 | 02 NEBRASKA | G00ALL 29SP | 601006 SPLT RK3 345 652864 SIOUXCY-LNX3 345 1 | P23:345:MEC:OBRIEN:904::EHV: | 0.0692 | Yes
GEN-2024-021 | 02 NEBRASKA | G00ALL 29SP | 631193 HUNTLEY3 345 631197 LEDYARD3 345 1 | P23:345:MEC:OBRIEN:904::EHV: | 0.07366 | Yes
GEN-2024-021 | 02 NEBRASKA | G00ALL 29SP | 631197 LEDYARD3 345 635369 KOSSUTH 3 345 1 | P23:345:MEC:OBRIEN:904::EHV: | 0.05576 | Yes
GEN-2024-021 | 02 NEBRASKA | G00ALL 29SP | 635200 RAUN 3 345 652564 SIOUXCY3 345 1 | P23:345:MEC:OBRIEN:906::EHV: | 0.14243 | Yes
GEN-2024-021 | 02 NEBRASKA | G00ALL 29SP | 601006 SPLT RK3 345 652864 SIOUXCY-LNX3 345 1 | P23:345:MEC:OBRIEN:906::EHV: | 0.07142 | Yes
GEN-2024-021 | 02 NEBRASKA | G00ALL 29SP | 631193 HUNTLEY3 345 631197 LEDYARD3 345 1 | P23:345:MEC:OBRIEN:906::EHV: | 0.06534 | Yes
GEN-2024-021 | 02 NEBRASKA | G00ALL 29SP | 635000 CBLUFFS3 345 645456 S3456 3 345 1 | P23:345:MEC:ORIENT:902::EHV: | 0.08446 | Yes
GEN-2024-021 | 02 NEBRASKA | G00ALL 29SP | 635568 S HILLS 3 345 635630 BOONEVILLE 3 345 1 | P23:345:MEC:ORIENT:905::EHV: | 0.0547 | Yes
GEN-2024-021 | 02 NEBRASKA | G00ALL 29SP | 635568 S HILLS 3 345 635570 ORIENT 3 345 1 | P23:345:MEC:ORIENT:905::EHV: | 0.0547 | Yes
GEN-2024-021 | 02 NEBRASKA | G00ALL 29SP | 635568 S HILLS 3 345 635630 BOONEVILLE 3 345 1 | P23:345:MEC:OVERLAND TRAIL:902::EHV: | 0.05062 | Yes
GEN-2024-021 | 02 NEBRASKA | G00ALL 29SP | 635568 S HILLS 3 345 635570 ORIENT 3 345 1 | P23:345:MEC:OVERLAND TRAIL:902::EHV: | 0.05062 | Yes
GEN-2024-021 | 02 NEBRASKA | G00ALL 29SP | 635622 RCCN TRL 3 345 635630 BOONEVILLE 3 345 1 | P23:345:MEC:OVERLAND TRAIL:902::EHV: | 0.05457 | Yes
GEN-2024-021 | 02 NEBRASKA | G00ALL 29SP | 631138 LAKEFLD3 345 635368 OBRIEN 3 345 1 | P23:345:MEC:PALO ALTO:903::EHV: | 0.05194 | Yes
GEN-2024-021 | 02 NEBRASKA | G00ALL 29SP | 636000 WEBSTER3 345 636010 LEHIGH 3 345 1 | P23:345:MEC:PALO ALTO:903::EHV: | 0.05535 | Yes
GEN-2024-021 | 02 NEBRASKA | G00ALL 29SP | 635200 RAUN 3 345 652564 SIOUXCY3 345 1 | P23:345:MEC:RAUN:150::EHV: | 0.1447 | Yes
GEN-2024-021 | 02 NEBRASKA | G00ALL 29SP | 601006 SPLT RK3 345 652864 SIOUXCY-LNX3 345 1 | P23:345:MEC:RAUN:150::EHV: | 0.07182 | Yes
GEN-2024-021 | 02 NEBRASKA | G00ALL 29SP | 635018 NORTHBORO 3 345 635570 ORIENT 3 345 1 | P23:345:MEC:ROLLING HILLS:901::EHV: | 0.06092 | Yes
GEN-2024-021 | 02 NEBRASKA | G00ALL 29SP | 635017 ATCHISON 3 345 640139 COOPER 3 345 1 | P23:345:MEC:ROLLING HILLS:901::EHV: | 0.06092 | Yes
GEN-2024-021 | 02 NEBRASKA | G00ALL 29SP | 635017 ATCHISON 3 345 635018 NORTHBORO 3 345 1 | P23:345:MEC:ROLLING HILLS:901::EHV: | 0.06092 | Yes
GEN-2024-021 | 02 NEBRASKA | G00ALL 29SP | 635018 NORTHBORO 3 345 635570 ORIENT 3 345 1 | P23:345:MEC:ROLLING HILLS:902::EHV: | 0.06092 | Yes
GEN-2024-021 | 02 NEBRASKA | G00ALL 29SP | 635017 ATCHISON 3 345 640139 COOPER 3 345 1 | P23:345:MEC:ROLLING HILLS:902::EHV: | 0.06092 | Yes
GEN-2024-021 | 02 NEBRASKA | G00ALL 29SP | 635017 ATCHISON 3 345 635018 NORTHBORO 3 345 1 | P23:345:MEC:ROLLING HILLS:902::EHV: | 0.06092 | Yes
GEN-2024-021 | 02 NEBRASKA | G00ALL 29SP | 635018 NORTHBORO 3 345 635570 ORIENT 3 345 1 | P23:345:MEC:ROLLING HILLS:903::EHV: | 0.06092 | Yes
GEN-2024-021 | 02 NEBRASKA | G00ALL 29SP | 635017 ATCHISON 3 345 640139 COOPER 3 345 1 | P23:345:MEC:ROLLING HILLS:903::EHV: | 0.06092 | Yes
GEN-2024-021 | 02 NEBRASKA | G00ALL 29SP | 635017 ATCHISON 3 345 635018 NORTHBORO 3 345 1 | P23:345:MEC:ROLLING HILLS:903::EHV: | 0.06092 | Yes
GEN-2024-021 | 02 NEBRASKA | G00ALL 29SP | 635018 NORTHBORO 3 345 635570 ORIENT 3 345 1 | P23:345:MEC:ROLLING HILLS:908::EHV: | 0.06092 | Yes
GEN-2024-021 | 02 NEBRASKA | G00ALL 29SP | 635017 ATCHISON 3 345 640139 COOPER 3 345 1 | P23:345:MEC:ROLLING HILLS:908::EHV: | 0.06092 | Yes
GEN-2024-021 | 02 NEBRASKA | G00ALL 29SP | 635017 ATCHISON 3 345 635018 NORTHBORO 3 345 1 | P23:345:MEC:ROLLING HILLS:908::EHV: | 0.06092 | Yes
GEN-2024-021 | 02 NEBRASKA | G00ALL 29SP | 635570 ORIENT 3 345 635635 MADISON3 345 1 | P23:345:MEC:SOUTHERN HILLS:902::EHV: | 0.06162 | Yes
GEN-2024-021 | 02 NEBRASKA | G00ALL 29SP | 635570 ORIENT 3 345 635635 MADISON3 345 1 | P23:345:MEC:SOUTHERN HILLS:903::EHV: | 0.06162 | Yes
GEN-2024-021 | 02 NEBRASKA | G00ALL 29SP | 635570 ORIENT 3 345 635635 MADISON3 345 1 | P23:345:MEC:SOUTHERN HILLS:904::EHV: | 0.06162 | Yes
GEN-2024-021 | 02 NEBRASKA | G00ALL 29SP | 635018 NORTHBORO 3 345 635570 ORIENT 3 345 1 | P23:345:OPPD:FUTURE 56-55&56-58:::EHV: | 0.06325 | Yes
GEN-2024-021 | 02 NEBRASKA | G00ALL 29SP | 635017 ATCHISON 3 345 640139 COOPER 3 345 1 | P23:345:OPPD:FUTURE 56-55&56-58:::EHV: | 0.06325 | Yes
GEN-2024-021 | 02 NEBRASKA | G00ALL 29SP | 635017 ATCHISON 3 345 635018 NORTHBORO 3 345 1 | P23:345:OPPD:FUTURE 56-55&56-58:::EHV: | 0.06325 | Yes
GEN-2024-021 | 02 NEBRASKA | G00ALL 29SP | 601048 LYON CO 3 345 631138 LAKEFLD3 345 1 | P23:345:XEL:396 BKR SPK:::EHV: | 0.06003 | Yes
GEN-2024-021 | 02 NEBRASKA | G00ALL 29SP | 631193 HUNTLEY3 345 631197 LEDYARD3 345 1 | P23:345:XEL:8N22 SHC:::EHV: | 0.05129 | Yes
GEN-2024-021 | 02 NEBRASKA | G00ALL 29SP | 631193 HUNTLEY3 345 631197 LEDYARD3 345 1 | P23:345:XEL:8N8 MNN:::EHV: | 0.05129 | Yes
GEN-2024-021 | 02 NEBRASKA | G00ALL 29SP | 601048 LYON CO 3 345 631138 LAKEFLD3 345 1 | P23:345:XEL:8S71 HNA:::EHV: | 0.05436 | Yes
GEN-2024-021 | 02 NEBRASKA | G00ALL 29SP | 601048 LYON CO 3 345 631138 LAKEFLD3 345 1 | P23:345:XEL:HELENA3:8S71::EHV: | 0.05436 | Yes
GEN-2024-021 | 02 NEBRASKA | G00ALL 29SP | 631193 HUNTLEY3 345 631197 LEDYARD3 345 1 | P23:345:XEL:PRISLD3:8H17::EHV: | 0.05126 | Yes
GEN-2024-021 | 02 NEBRASKA | G00ALL 29SP | 601048 LYON CO 3 345 631138 LAKEFLD3 345 1 | P23:345:XEL:SHEASLK3:8S81::EHV: | 0.05266 | Yes
GEN-2024-021 | 02 NEBRASKA | G00ALL 29SP | 601048 LYON CO 3 345 631138 LAKEFLD3 345 1 | P23:345:XEL:WILMART3:8S26 FUT::EHV: | 0.0538 | Yes
GEN-2024-021 | 02 NEBRASKA | G00ALL 29SP | 635200 RAUN 3 345 762779 G18-043 TAP 345 1 | P42:345:LES:L1485::NW68&HOLDREGE.WAGENER.CB3006:: | 0.10129 | Yes
GEN-2024-021 | 02 NEBRASKA | G00ALL 29SP | 635200 RAUN 3 345 645552 S3452 REACT3 345 1 | P42:345:LES:L1485::NW68&HOLDREGE.WAGENER.CB3006:: | 0.10421 | Yes
GEN-2024-021 | 02 NEBRASKA | G00ALL 29SP | 635200 RAUN 3 345 645552 S3452 REACT3 345 1 | P42:345:LES:L3516::NW68&HOLDREGE.MOORE.CB3005:: | 0.10413 | Yes
GEN-2024-021 | 02 NEBRASKA | G00ALL 29SP | 635000 CBLUFFS3 345 645456 S3456 3 345 1 | P42:345:NPPD:BKR-CPR-3304:::: | 0.09027 | Yes
GEN-2024-021 | 02 NEBRASKA | G00ALL 29SP | 635200 RAUN 3 345 645552 S3452 REACT3 345 1 | P42:345:NPPD:LXXXX.COLMB E.SHELCRK.CB3306:::: | 0.10707 | Yes
GEN-2024-021 | 02 NEBRASKA | G00ALL 29SP | 635568 S HILLS 3 345 635630 BOONEVILLE 3 345 1 | P55:345:MEC:ARBOR HILL | 0.05053 | Yes
GEN-2024-021 | 02 NEBRASKA | G00ALL 29SP | 635018 NORTHBORO 3 345 635570 ORIENT 3 345 1 | P55:345:MEC:ARBOR HILL | 0.05796 | Yes
GEN-2024-021 | 02 NEBRASKA | G00ALL 29SP | 635017 ATCHISON 3 345 640139 COOPER 3 345 1 | P55:345:MEC:ARBOR HILL | 0.05796 | Yes
GEN-2024-021 | 02 NEBRASKA | G00ALL 29SP | 635017 ATCHISON 3 345 635018 NORTHBORO 3 345 1 | P55:345:MEC:ARBOR HILL | 0.05796 | Yes
GEN-2024-021 | 02 NEBRASKA | G00ALL 29SP | 635568 S HILLS 3 345 635570 ORIENT 3 345 1 | P55:345:MEC:ARBOR HILL | 0.05053 | Yes
GEN-2024-021 | 02 NEBRASKA | G00ALL 29SP | 635622 RCCN TRL 3 345 635630 BOONEVILLE 3 345 1 | P55:345:MEC:ARBOR HILL | 0.05452 | Yes
GEN-2024-021 | 02 NEBRASKA | G00ALL 29SP | 635200 RAUN 3 345 762779 G18-043 TAP 345 1 | P55:345:MEC:ARBOR HILL | 0.09073 | Yes
GEN-2024-021 | 02 NEBRASKA | G00ALL 29SP | 635200 RAUN 3 345 645552 S3452 REACT3 345 1 | P55:345:MEC:ARBOR HILL | 0.09322 | Yes
GEN-2024-021 | 02 NEBRASKA | G00ALL 29SP | 635000 CBLUFFS3 345 645456 S3456 3 345 1 | P55:345:MEC:ATCHISON | 0.08727 | Yes
GEN-2024-021 | 02 NEBRASKA | G00ALL 29SP | 635200 RAUN 3 345 652564 SIOUXCY3 345 1 | P55:345:MEC:CHEROKEE | 0.14019 | Yes
GEN-2024-021 | 02 NEBRASKA | G00ALL 29SP | 636000 WEBSTER3 345 636010 LEHIGH 3 345 1 | P55:345:MEC:CHEROKEE | 0.07 | Yes
GEN-2024-021 | 02 NEBRASKA | G00ALL 29SP | 635568 S HILLS 3 345 635630 BOONEVILLE 3 345 1 | P55:345:MEC:FALLOW AVE | 0.05053 | Yes
GEN-2024-021 | 02 NEBRASKA | G00ALL 29SP | 635018 NORTHBORO 3 345 635570 ORIENT 3 345 1 | P55:345:MEC:FALLOW AVE | 0.05796 | Yes
GEN-2024-021 | 02 NEBRASKA | G00ALL 29SP | 635017 ATCHISON 3 345 640139 COOPER 3 345 1 | P55:345:MEC:FALLOW AVE | 0.05796 | Yes
GEN-2024-021 | 02 NEBRASKA | G00ALL 29SP | 635017 ATCHISON 3 345 635018 NORTHBORO 3 345 1 | P55:345:MEC:FALLOW AVE | 0.05796 | Yes
GEN-2024-021 | 02 NEBRASKA | G00ALL 29SP | 635568 S HILLS 3 345 635570 ORIENT 3 345 1 | P55:345:MEC:FALLOW AVE | 0.05053 | Yes
GEN-2024-021 | 02 NEBRASKA | G00ALL 29SP | 635622 RCCN TRL 3 345 635630 BOONEVILLE 3 345 1 | P55:345:MEC:FALLOW AVE | 0.05452 | Yes
GEN-2024-021 | 02 NEBRASKA | G00ALL 29SP | 635368 OBRIEN 3 345 635400 HIGHLAND 3 345 1 | P55:345:MEC:GARD AVE | 0.05106 | Yes
GEN-2024-021 | 02 NEBRASKA | G00ALL 29SP | 635399 CHEROKEE 3 345 635400 HIGHLAND 3 345 1 | P55:345:MEC:GARD AVE | 0.05106 | Yes
GEN-2024-021 | 02 NEBRASKA | G00ALL 29SP | 635200 RAUN 3 345 635398 REMSEN 3 345 1 | P55:345:MEC:GARD AVE | 0.05106 | Yes
GEN-2024-021 | 02 NEBRASKA | G00ALL 29SP | 635398 REMSEN 3 345 635399 CHEROKEE 3 345 1 | P55:345:MEC:GARD AVE | 0.05106 | Yes
GEN-2024-021 | 02 NEBRASKA | G00ALL 29SP | 636003 BEAVER CRK 3 345 636010 LEHIGH 3 345 1 | P55:345:MEC:GARD AVE | 0.0537 | Yes
GEN-2024-021 | 02 NEBRASKA | G00ALL 29SP | 635018 NORTHBORO 3 345 635570 ORIENT 3 345 1 | P55:345:MEC:GDMEC | 0.05219 | Yes
GEN-2024-021 | 02 NEBRASKA | G00ALL 29SP | 635017 ATCHISON 3 345 640139 COOPER 3 345 1 | P55:345:MEC:GDMEC | 0.05219 | Yes
GEN-2024-021 | 02 NEBRASKA | G00ALL 29SP | 635017 ATCHISON 3 345 635018 NORTHBORO 3 345 1 | P55:345:MEC:GDMEC | 0.05219 | Yes
GEN-2024-021 | 02 NEBRASKA | G00ALL 29SP | 635000 CBLUFFS3 345 645456 S3456 3 345 1 | P55:345:MEC:GDMEC | 0.06325 | Yes
GEN-2024-021 | 02 NEBRASKA | G00ALL 29SP | 635600 GRIMES 3 345 636003 BEAVER CRK 3 345 1 | P55:345:MEC:GDMEC | 0.05138 | Yes
GEN-2024-021 | 02 NEBRASKA | G00ALL 29SP | 635200 RAUN 3 345 652564 SIOUXCY3 345 1 | P55:345:MEC:HIGHLAND | 0.14019 | Yes
GEN-2024-021 | 02 NEBRASKA | G00ALL 29SP | 601006 SPLT RK3 345 652864 SIOUXCY-LNX3 345 1 | P55:345:MEC:HIGHLAND | 0.06966 | Yes
GEN-2024-021 | 02 NEBRASKA | G00ALL 29SP | 636000 WEBSTER3 345 636010 LEHIGH 3 345 1 | P55:345:MEC:HIGHLAND | 0.07 | Yes
GEN-2024-021 | 02 NEBRASKA | G00ALL 29SP | 631138 LAKEFLD3 345 635368 OBRIEN 3 345 1 | P55:345:MEC:KOSSUTH | 0.05656 | Yes
GEN-2024-021 | 02 NEBRASKA | G00ALL 29SP | 635368 OBRIEN 3 345 635400 HIGHLAND 3 345 1 | P55:345:MEC:LEHIGH | 0.05932 | Yes
GEN-2024-021 | 02 NEBRASKA | G00ALL 29SP | 635399 CHEROKEE 3 345 635400 HIGHLAND 3 345 1 | P55:345:MEC:LEHIGH | 0.05932 | Yes
GEN-2024-021 | 02 NEBRASKA | G00ALL 29SP | 635200 RAUN 3 345 635398 REMSEN 3 345 1 | P55:345:MEC:LEHIGH | 0.05932 | Yes
GEN-2024-021 | 02 NEBRASKA | G00ALL 29SP | 635398 REMSEN 3 345 635399 CHEROKEE 3 345 1 | P55:345:MEC:LEHIGH | 0.05932 | Yes
GEN-2024-021 | 02 NEBRASKA | G00ALL 29SP | 635568 S HILLS 3 345 635630 BOONEVILLE 3 345 1 | P55:345:MEC:MADISON | 0.06359 | Yes
GEN-2024-021 | 02 NEBRASKA | G00ALL 29SP | 635568 S HILLS 3 345 635570 ORIENT 3 345 1 | P55:345:MEC:MADISON | 0.06359 | Yes
GEN-2024-021 | 02 NEBRASKA | G00ALL 29SP | 635000 CBLUFFS3 345 645456 S3456 3 345 1 | P55:345:MEC:NORTHBORO | 0.08727 | Yes
GEN-2024-021 | 02 NEBRASKA | G00ALL 29SP | 635000 CBLUFFS3 345 635014 OVERLAND 3 345 1 | P55:345:MEC:ORIENT | 0.06039 | Yes
GEN-2024-021 | 02 NEBRASKA | G00ALL 29SP | 635580 ARBOR HILL 3 345 635623 BADGER CRK 3 345 1 | P55:345:MEC:ORIENT | 0.05833 | Yes
GEN-2024-021 | 02 NEBRASKA | G00ALL 29SP | 635580 ARBOR HILL 3 345 635590 FALLOW AVE 3 345 1 | P55:345:MEC:ORIENT | 0.05833 | Yes
GEN-2024-021 | 02 NEBRASKA | G00ALL 29SP | 635014 OVERLAND 3 345 635590 FALLOW AVE 3 345 1 | P55:345:MEC:ORIENT | 0.05833 | Yes
GEN-2024-021 | 02 NEBRASKA | G00ALL 29SP | 635200 RAUN 3 345 762779 G18-043 TAP 345 1 | P55:345:MEC:ORIENT | 0.0935 | Yes
GEN-2024-021 | 02 NEBRASKA | G00ALL 29SP | 635200 RAUN 3 345 645552 S3452 REACT3 345 1 | P55:345:MEC:ORIENT | 0.09608 | Yes
GEN-2024-021 | 02 NEBRASKA | G00ALL 29SP | 636000 WEBSTER3 345 636010 LEHIGH 3 345 1 | P55:345:MEC:PALO ALTO | 0.05535 | Yes
GEN-2024-021 | 02 NEBRASKA | G00ALL 29SP | 635018 NORTHBORO 3 345 635570 ORIENT 3 345 1 | P55:345:MEC:PONY CREEK OR SOUTHLAND | 0.06092 | Yes
GEN-2024-021 | 02 NEBRASKA | G00ALL 29SP | 635368 OBRIEN 3 345 635400 HIGHLAND 3 345 1 | P55:345:MEC:PONY CREEK OR SOUTHLAND | 0.05096 | Yes
GEN-2024-021 | 02 NEBRASKA | G00ALL 29SP | 635017 ATCHISON 3 345 640139 COOPER 3 345 1 | P55:345:MEC:PONY CREEK OR SOUTHLAND | 0.06092 | Yes
GEN-2024-021 | 02 NEBRASKA | G00ALL 29SP | 635017 ATCHISON 3 345 635018 NORTHBORO 3 345 1 | P55:345:MEC:PONY CREEK OR SOUTHLAND | 0.06092 | Yes
GEN-2024-021 | 02 NEBRASKA | G00ALL 29SP | 635200 RAUN 3 345 762779 G18-043 TAP 345 1 | P55:345:MEC:PONY CREEK OR SOUTHLAND | 0.08929 | Yes
GEN-2024-021 | 02 NEBRASKA | G00ALL 29SP | 635399 CHEROKEE 3 345 635400 HIGHLAND 3 345 1 | P55:345:MEC:PONY CREEK OR SOUTHLAND | 0.05096 | Yes
GEN-2024-021 | 02 NEBRASKA | G00ALL 29SP | 635000 CBLUFFS3 345 645456 S3456 3 345 1 | P55:345:MEC:PONY CREEK OR SOUTHLAND | 0.05063 | Yes
GEN-2024-021 | 02 NEBRASKA | G00ALL 29SP | 635200 RAUN 3 345 635398 REMSEN 3 345 1 | P55:345:MEC:PONY CREEK OR SOUTHLAND | 0.05096 | Yes
GEN-2024-021 | 02 NEBRASKA | G00ALL 29SP | 635398 REMSEN 3 345 635399 CHEROKEE 3 345 1 | P55:345:MEC:PONY CREEK OR SOUTHLAND | 0.05096 | Yes
GEN-2024-021 | 02 NEBRASKA | G00ALL 29SP | 635200 RAUN 3 345 645552 S3452 REACT3 345 1 | P55:345:MEC:PONY CREEK OR SOUTHLAND | 0.09174 | Yes
GEN-2024-021 | 02 NEBRASKA | G00ALL 29SP | 635635 MADISON3 345 635640 NORWALK 3 345 1 | P55:345:MEC:RACCOON TRAIL | 0.0552 | Yes
GEN-2024-021 | 02 NEBRASKA | G00ALL 29SP | 635200 RAUN 3 345 762779 G18-043 TAP 345 1 | P55:345:MEC:RACCOON TRAIL | 0.09247 | Yes
GEN-2024-021 | 02 NEBRASKA | G00ALL 29SP | 635640 NORWALK 3 345 635650 SE POLK 3 345 1 | P55:345:MEC:RACCOON TRAIL | 0.05013 | Yes
GEN-2024-021 | 02 NEBRASKA | G00ALL 29SP | 635200 RAUN 3 345 645552 S3452 REACT3 345 1 | P55:345:MEC:RACCOON TRAIL | 0.09499 | Yes
GEN-2024-021 | 02 NEBRASKA | G00ALL 29SP | 635018 NORTHBORO 3 345 635570 ORIENT 3 345 1 | P55:345:MEC:ROLLING HILLS | 0.06092 | Yes
GEN-2024-021 | 02 NEBRASKA | G00ALL 29SP | 635017 ATCHISON 3 345 640139 COOPER 3 345 1 | P55:345:MEC:ROLLING HILLS | 0.06092 | Yes
GEN-2024-021 | 02 NEBRASKA | G00ALL 29SP | 635017 ATCHISON 3 345 635018 NORTHBORO 3 345 1 | P55:345:MEC:ROLLING HILLS | 0.06092 | Yes
GEN-2024-021 | 02 NEBRASKA | G00ALL 29SP | 635570 ORIENT 3 345 635635 MADISON3 345 1 | P55:345:MEC:SOUTHERN HILLS | 0.06162 | Yes
GEN-2024-021 | 02 NEBRASKA | G00ALL 29SP | 635000 CBLUFFS3 345 645456 S3456 3 345 1 | P55:345:OPPD:S3740 3::FN13:EHV: | 0.05878 | Yes
GEN-2024-021 | 02 NEBRASKA | G00ALL 29SP | 631193 HUNTLEY3 345 631197 LEDYARD3 345 1 | P55:345:XEL:MNN1 | 0.05119 | Yes
GEN-2024-021 | 02 NEBRASKA | G00ALL 29SP | 601006 SPLT RK3 345 652864 SIOUXCY-LNX3 345 1 | P55:345:XEL:PRI1 | 0.06015 | Yes
GEN-2024-021 | 02 NEBRASKA | G00ALL 29SP | 636000 WEBSTER3 345 636010 LEHIGH 3 345 1 | P55:345:XEL:PRI1 | 0.05699 | Yes
GEN-2024-021 | 02 NEBRASKA | G00ALL 29SP | 631138 LAKEFLD3 345 635368 OBRIEN 3 345 1 | P55:345:XEL:PRI1 | 0.05605 | Yes
GEN-2024-021 | 02 NEBRASKA | G00ALL 29SP | 635200 RAUN 3 345 762779 G18-043 TAP 345 1 | P55:345:XEL:PRI1 | 0.08735 | Yes
GEN-2024-021 | 02 NEBRASKA | G00ALL 29SP | 631193 HUNTLEY3 345 631197 LEDYARD3 345 1 | P55:345:XEL:PRI1 | 0.05125 | Yes
GEN-2024-021 | 02 NEBRASKA | G00ALL 29SP | 635200 RAUN 3 345 645552 S3452 REACT3 345 1 | P55:345:XEL:PRI1 | 0.08976 | Yes
GEN-2024-021 | 02 NEBRASKA | G00ALL 29SP | 635200 RAUN 3 345 652564 SIOUXCY3 345 1 | 631138 LAKEFLD3 345 635368 OBRIEN 3 345 1 | 0.13443 | Yes
GEN-2024-021 | 02 NEBRASKA | G00ALL 29SP | 601006 SPLT RK3 345 652864 SIOUXCY-LNX3 345 1 | 631138 LAKEFLD3 345 635368 OBRIEN 3 345 1 | 0.0692 | Yes
GEN-2024-021 | 02 NEBRASKA | G00ALL 29SP | 631193 HUNTLEY3 345 631197 LEDYARD3 345 1 | 631138 LAKEFLD3 345 635368 OBRIEN 3 345 1 | 0.07366 | Yes
GEN-2024-021 | 02 NEBRASKA | G00ALL 29SP | 631197 LEDYARD3 345 635369 KOSSUTH 3 345 1 | 631138 LAKEFLD3 345 635368 OBRIEN 3 345 1 | 0.05576 | Yes
GEN-2024-021 | 02 NEBRASKA | G00ALL 29SP | 631138 LAKEFLD3 345 635368 OBRIEN 3 345 1 | 631193 HUNTLEY3 345 631197 LEDYARD3 345 1 | 0.07427 | Yes
GEN-2024-021 | 02 NEBRASKA | G00ALL 29SP | 635000 CBLUFFS3 345 645456 S3456 3 345 1 | 635017 ATCHISON 3 345 635018 NORTHBORO 3 345 1 | 0.08727 | Yes
GEN-2024-021 | 02 NEBRASKA | G00ALL 29SP | 635200 RAUN 3 345 762779 G18-043 TAP 345 1 | 635200 RAUN 3 345 645552 S3452 REACT3 345 1 | 0.1242 | Yes
GEN-2024-021 | 02 NEBRASKA | G00ALL 29SP | 635200 RAUN 3 345 645552 S3452 REACT3 345 1 | 635200 RAUN 3 345 762779 G18-043 TAP 345 1 | 0.12545 | Yes
GEN-2024-021 | 02 NEBRASKA | G00ALL 29SP | 635368 OBRIEN 3 345 635400 HIGHLAND 3 345 1 | 635219 GARD AVE 3 345 636017 LEHIGH GARX3 345 1 | 0.05106 | Yes
GEN-2024-021 | 02 NEBRASKA | G00ALL 29SP | 635399 CHEROKEE 3 345 635400 HIGHLAND 3 345 1 | 635219 GARD AVE 3 345 636017 LEHIGH GARX3 345 1 | 0.05106 | Yes
GEN-2024-021 | 02 NEBRASKA | G00ALL 29SP | 635200 RAUN 3 345 635398 REMSEN 3 345 1 | 635219 GARD AVE 3 345 636017 LEHIGH GARX3 345 1 | 0.05106 | Yes
GEN-2024-021 | 02 NEBRASKA | G00ALL 29SP | 635398 REMSEN 3 345 635399 CHEROKEE 3 345 1 | 635219 GARD AVE 3 345 636017 LEHIGH GARX3 345 1 | 0.05106 | Yes
GEN-2024-021 | 02 NEBRASKA | G00ALL 29SP | 636003 BEAVER CRK 3 345 636010 LEHIGH 3 345 1 | 635219 GARD AVE 3 345 636017 LEHIGH GARX3 345 1 | 0.0537 | Yes
GEN-2024-021 | 02 NEBRASKA | G00ALL 29SP | 635200 RAUN 3 345 652564 SIOUXCY3 345 1 | 635368 OBRIEN 3 345 635400 HIGHLAND 3 345 1 | 0.14019 | Yes
GEN-2024-021 | 02 NEBRASKA | G00ALL 29SP | 601006 SPLT RK3 345 652864 SIOUXCY-LNX3 345 1 | 635368 OBRIEN 3 345 635400 HIGHLAND 3 345 1 | 0.06966 | Yes
GEN-2024-021 | 02 NEBRASKA | G00ALL 29SP | 636000 WEBSTER3 345 636010 LEHIGH 3 345 1 | 635368 OBRIEN 3 345 635400 HIGHLAND 3 345 1 | 0.07 | Yes
GEN-2024-021 | 02 NEBRASKA | G00ALL 29SP | 631138 LAKEFLD3 345 635368 OBRIEN 3 345 1 | 635369 KOSSUTH 3 345 635425 PALO ALTO 3 345 1 | 0.05194 | Yes
GEN-2024-021 | 02 NEBRASKA | G00ALL 29SP | 636000 WEBSTER3 345 636010 LEHIGH 3 345 1 | 635369 KOSSUTH 3 345 635425 PALO ALTO 3 345 1 | 0.05535 | Yes
GEN-2024-021 | 02 NEBRASKA | G00ALL 29SP | 635568 S HILLS 3 345 635630 BOONEVILLE 3 345 1 | 635580 ARBOR HILL 3 345 635623 BADGER CRK 3 345 1 | 0.05053 | Yes
GEN-2024-021 | 02 NEBRASKA | G00ALL 29SP | 635018 NORTHBORO 3 345 635570 ORIENT 3 345 1 | 635580 ARBOR HILL 3 345 635623 BADGER CRK 3 345 1 | 0.05796 | Yes
GEN-2024-021 | 02 NEBRASKA | G00ALL 29SP | 635017 ATCHISON 3 345 640139 COOPER 3 345 1 | 635580 ARBOR HILL 3 345 635623 BADGER CRK 3 345 1 | 0.05796 | Yes
GEN-2024-021 | 02 NEBRASKA | G00ALL 29SP | 635017 ATCHISON 3 345 635018 NORTHBORO 3 345 1 | 635580 ARBOR HILL 3 345 635623 BADGER CRK 3 345 1 | 0.05796 | Yes
GEN-2024-021 | 02 NEBRASKA | G00ALL 29SP | 635568 S HILLS 3 345 635570 ORIENT 3 345 1 | 635580 ARBOR HILL 3 345 635623 BADGER CRK 3 345 1 | 0.05053 | Yes
GEN-2024-021 | 02 NEBRASKA | G00ALL 29SP | 635622 RCCN TRL 3 345 635630 BOONEVILLE 3 345 1 | 635580 ARBOR HILL 3 345 635623 BADGER CRK 3 345 1 | 0.05452 | Yes
GEN-2024-021 | 02 NEBRASKA | G00ALL 29SP | 635200 RAUN 3 345 762779 G18-043 TAP 345 1 | 635580 ARBOR HILL 3 345 635623 BADGER CRK 3 345 1 | 0.09073 | Yes
GEN-2024-021 | 02 NEBRASKA | G00ALL 29SP | 635200 RAUN 3 345 645552 S3452 REACT3 345 1 | 635580 ARBOR HILL 3 345 635623 BADGER CRK 3 345 1 | 0.09322 | Yes
GEN-2024-021 | 02 NEBRASKA | G00ALL 29SP | 635368 OBRIEN 3 345 635400 HIGHLAND 3 345 1 | 636010 LEHIGH 3 345 636017 LEHIGH GARX3 345 Z | 0.05106 | Yes
GEN-2024-021 | 02 NEBRASKA | G00ALL 29SP | 635399 CHEROKEE 3 345 635400 HIGHLAND 3 345 1 | 636010 LEHIGH 3 345 636017 LEHIGH GARX3 345 Z | 0.05106 | Yes
GEN-2024-021 | 02 NEBRASKA | G00ALL 29SP | 635200 RAUN 3 345 635398 REMSEN 3 345 1 | 636010 LEHIGH 3 345 636017 LEHIGH GARX3 345 Z | 0.05106 | Yes
GEN-2024-021 | 02 NEBRASKA | G00ALL 29SP | 635398 REMSEN 3 345 635399 CHEROKEE 3 345 1 | 636010 LEHIGH 3 345 636017 LEHIGH GARX3 345 Z | 0.05106 | Yes
GEN-2024-021 | 02 NEBRASKA | G00ALL 29SP | 636003 BEAVER CRK 3 345 636010 LEHIGH 3 345 1 | 636010 LEHIGH 3 345 636017 LEHIGH GARX3 345 Z | 0.0537 | Yes
GEN-2024-021 | 02 NEBRASKA | G00ALL 29SP | 635200 RAUN 3 345 762779 G18-043 TAP 345 1 | 645452 S3452 3 345 645552 S3452 REACT3 345 Z1 | 0.1242 | Yes
GEN-2024-021 | 02 NEBRASKA | G00ALL 29SP | 635200 RAUN 3 345 652564 SIOUXCY3 345 1 | Base Case | 0.12395 | Yes
GEN-2024-021 | 02 NEBRASKA | G00ALL 29SP | 635018 NORTHBORO 3 345 635570 ORIENT 3 345 1 | Base Case | 0.05294 | Yes
GEN-2024-021 | 02 NEBRASKA | G00ALL 29SP | 635017 ATCHISON 3 345 640139 COOPER 3 345 1 | Base Case | 0.05294 | Yes
GEN-2024-021 | 02 NEBRASKA | G00ALL 29SP | 635017 ATCHISON 3 345 635018 NORTHBORO 3 345 1 | Base Case | 0.05294 | Yes
GEN-2024-021 | 02 NEBRASKA | G00ALL 29SP | 601006 SPLT RK3 345 652864 SIOUXCY-LNX3 345 1 | Base Case | 0.06013 | Yes
GEN-2024-021 | 02 NEBRASKA | G00ALL 29SP | 631138 LAKEFLD3 345 635368 OBRIEN 3 345 1 | Base Case | 0.05606 | Yes
GEN-2024-021 | 02 NEBRASKA | G00ALL 29SP | 636000 WEBSTER3 345 636010 LEHIGH 3 345 1 | Base Case | 0.05704 | Yes
GEN-2024-021 | 02 NEBRASKA | G00ALL 29SP | 635200 RAUN 3 345 762779 G18-043 TAP 345 1 | Base Case | 0.08735 | Yes
GEN-2024-021 | 02 NEBRASKA | G00ALL 29SP | 631193 HUNTLEY3 345 631197 LEDYARD3 345 1 | Base Case | 0.05129 | Yes
GEN-2024-021 | 02 NEBRASKA | G00ALL 29SP | 635000 CBLUFFS3 345 645456 S3456 3 345 1 | Base Case | 0.06371 | Yes
GEN-2024-021 | 02 NEBRASKA | G00ALL 29SP | 635200 RAUN 3 345 645552 S3452 REACT3 345 1 | Base Case | 0.08977 | Yes
GEN-2024-021 | 02 NEBRASKA | G00ALL 29SP | 635600 GRIMES 3 345 636003 BEAVER CRK 3 345 1 | Base Case | 0.0517 | Yes
GEN-2024-021 | 02 NEBRASKA | G00ALL 29SP | 636003 BEAVER CRK 3 345 636010 LEHIGH 3 345 1 | Base Case | 0.0517 | Yes
GEN-2024-022 | 02 NEBRASKA | G00ALL 29SP | 631193 HUNTLEY3 345 631197 LEDYARD3 345 1 | P11:20:XEL:PR_ISLD:31G | 0.05091 | Yes
GEN-2024-022 | 02 NEBRASKA | G00ALL 29SP | 631193 HUNTLEY3 345 631197 LEDYARD3 345 1 | P11:20:XEL:PR_ISLD:32G | 0.05091 | Yes
GEN-2024-022 | 02 NEBRASKA | G00ALL 29SP | 631193 HUNTLEY3 345 631197 LEDYARD3 345 1 | P11:24:XEL:SHERCO31G:1 | 0.05091 | Yes
GEN-2024-022 | 02 NEBRASKA | G00ALL 29SP | 635200 RAUN 3 345 645552 S3452 REACT3 345 1 | P11:24:XEL:SHERCO31G:1 | 0.08739 | Yes
GEN-2024-022 | 02 NEBRASKA | G00ALL 29SP | 631193 HUNTLEY3 345 631197 LEDYARD3 345 1 | P11:24:XEL:SHERCO32G:2 | 0.05091 | Yes
GEN-2024-022 | 02 NEBRASKA | G00ALL 29SP | 601006 SPLT RK3 345 652864 SIOUXCY-LNX3 345 1 | P11:26:XEL:SHERCO33G:3 | 0.059 | Yes
GEN-2024-022 | 02 NEBRASKA | G00ALL 29SP | 631138 LAKEFLD3 345 635368 OBRIEN 3 345 1 | P11:26:XEL:SHERCO33G:3 | 0.05496 | Yes
GEN-2024-022 | 02 NEBRASKA | G00ALL 29SP | 635200 RAUN 3 345 762779 G18-043 TAP 345 1 | P11:26:XEL:SHERCO33G:3 | 0.08507 | Yes
GEN-2024-022 | 02 NEBRASKA | G00ALL 29SP | 631193 HUNTLEY3 345 631197 LEDYARD3 345 1 | P11:26:XEL:SHERCO33G:3 | 0.05091 | Yes
GEN-2024-022 | 02 NEBRASKA | G00ALL 29SP | 635200 RAUN 3 345 645552 S3452 REACT3 345 1 | P11:26:XEL:SHERCO33G:3 | 0.08739 | Yes
GEN-2024-022 | 02 NEBRASKA | G00ALL 29SP | 635018 NORTHBORO 3 345 635570 ORIENT 3 345 1 | P11:345:MEC:GDMEC:3:ST | 0.05241 | Yes
GEN-2024-022 | 02 NEBRASKA | G00ALL 29SP | 635017 ATCHISON 3 345 640139 COOPER 3 345 1 | P11:345:MEC:GDMEC:3:ST | 0.05241 | Yes
GEN-2024-022 | 02 NEBRASKA | G00ALL 29SP | 635017 ATCHISON 3 345 635018 NORTHBORO 3 345 1 | P11:345:MEC:GDMEC:3:ST | 0.05241 | Yes
GEN-2024-022 | 02 NEBRASKA | G00ALL 29SP | 635000 CBLUFFS3 345 645456 S3456 3 345 1 | P11:345:MEC:GDMEC:3:ST | 0.05883 | Yes
GEN-2024-022 | 02 NEBRASKA | G00ALL 29SP | 635600 GRIMES 3 345 636003 BEAVER CRK 3 345 1 | P11:345:MEC:GDMEC:3:ST | 0.0513 | Yes
GEN-2024-022 | 02 NEBRASKA | G00ALL 29SP | 635200 RAUN 3 345 762779 G18-043 TAP 345 1 | P11:345:MEC:NEAL:3 | 0.08507 | Yes
GEN-2024-022 | 02 NEBRASKA | G00ALL 29SP | 635200 RAUN 3 345 645552 S3452 REACT3 345 1 | P11:345:MEC:NEAL:3 | 0.08739 | Yes
GEN-2024-022 | 02 NEBRASKA | G00ALL 29SP | 635200 RAUN 3 345 762779 G18-043 TAP 345 1 | P11:345:MEC:NEAL:4 | 0.08507 | Yes
GEN-2024-022 | 02 NEBRASKA | G00ALL 29SP | 635200 RAUN 3 345 645552 S3452 REACT3 345 1 | P11:345:MEC:NEAL:4 | 0.08739 | Yes
GEN-2024-022 | 02 NEBRASKA | G00ALL 29SP | 635000 CBLUFFS3 345 645456 S3456 3 345 1 | P11:345:MEC:WSEC:3 | 0.05883 | Yes
GEN-2024-022 | 02 NEBRASKA | G00ALL 29SP | 635000 CBLUFFS3 345 645456 S3456 3 345 1 | P11:345:MEC:WSEC:4 | 0.05883 | Yes
GEN-2024-022 | 02 NEBRASKA | G00ALL 29SP | 602004 SPLT RK4 230 652523 SIOUXFL4 230 1 | P12:230.0:UMZ:# N-1 #:: LINE PAHOJA__-BE4-EAGLE___-NI4-1 :HV: | 0.05595 | Yes
GEN-2024-022 | 02 NEBRASKA | G00ALL 29SP | 603016 SPLT RK7 115 996521 SPLT RK4 115 7 | P12:230.0:UMZ:# N-1 #:: LINE PAHOJA__-BE4-EAGLE___-NI4-1 :HV: | 0.05595 | Yes
GEN-2024-022 | 02 NEBRASKA | G00ALL 29SP | 602004 SPLT RK4 230 996521 SPLT RK4 115 7 | P12:230.0:UMZ:# N-1 #:: LINE PAHOJA__-BE4-EAGLE___-NI4-1 :HV: | 0.05595 | Yes
GEN-2024-022 | 02 NEBRASKA | G00ALL 29SP | 601006 SPLT RK3 345 652864 SIOUXCY-LNX3 345 1 | P12:230.0:UMZ:# N-1 #:: LINE SIOUXCY2-EAGLE___-NI4-1 :HV: | 0.06655 | Yes
GEN-2024-022 | 02 NEBRASKA | G00ALL 29SP | 602004 SPLT RK4 230 652523 SIOUXFL4 230 1 | P12:230.0:UMZ:# N-1 #:: LINE SIOUXFL4-PAHOJA__-BE4-1 :HV: | 0.05595 | Yes
GEN-2024-022 | 02 NEBRASKA | G00ALL 29SP | 603016 SPLT RK7 115 996521 SPLT RK4 115 7 | P12:230.0:UMZ:# N-1 #:: LINE SIOUXFL4-PAHOJA__-BE4-1 :HV: | 0.05595 | Yes
GEN-2024-022 | 02 NEBRASKA | G00ALL 29SP | 602004 SPLT RK4 230 996521 SPLT RK4 115 7 | P12:230.0:UMZ:# N-1 #:: LINE SIOUXFL4-PAHOJA__-BE4-1 :HV: | 0.05595 | Yes
GEN-2024-022 | 02 NEBRASKA | G00ALL 29SP | 635368 OBRIEN 3 345 635400 HIGHLAND 3 345 1 | P12:345.0:UMZ:# N-1 #:: LINE RAUN 3-SIOUXCY3-1 :EHV: | 0.06812 | Yes
GEN-2024-022 | 02 NEBRASKA | G00ALL 29SP | 631138 LAKEFLD3 345 635368 OBRIEN 3 345 1 | P12:345.0:UMZ:# N-1 #:: LINE RAUN 3-SIOUXCY3-1 :EHV: | 0.06951 | Yes
GEN-2024-022 | 02 NEBRASKA | G00ALL 29SP | 635399 CHEROKEE 3 345 635400 HIGHLAND 3 345 1 | P12:345.0:UMZ:# N-1 #:: LINE RAUN 3-SIOUXCY3-1 :EHV: | 0.06812 | Yes
GEN-2024-022 | 02 NEBRASKA | G00ALL 29SP | 635223 PLYMOUTH 5 161 652566 SIOUXCY5 161 1 | P12:345.0:UMZ:# N-1 #:: LINE RAUN 3-SIOUXCY3-1 :EHV: | 0.07456 | Yes
GEN-2024-022 | 02 NEBRASKA | G00ALL 29SP | 635200 RAUN 3 345 635398 REMSEN 3 345 1 | P12:345.0:UMZ:# N-1 #:: LINE RAUN 3-SIOUXCY3-1 :EHV: | 0.06812 | Yes
GEN-2024-022 | 02 NEBRASKA | G00ALL 29SP | 635398 REMSEN 3 345 635399 CHEROKEE 3 345 1 | P12:345.0:UMZ:# N-1 #:: LINE RAUN 3-SIOUXCY3-1 :EHV: | 0.06812 | Yes
GEN-2024-022 | 02 NEBRASKA | G00ALL 29SP | 635368 OBRIEN 3 345 635400 HIGHLAND 3 345 1 | P12:345.0:UMZ:# N-1 #:: LINE SIOUXCY3-SIOUXCY-LNX3-Z :EHV: | 0.06056 | Yes
GEN-2024-022 | 02 NEBRASKA | G00ALL 29SP | 631138 LAKEFLD3 345 635368 OBRIEN 3 345 1 | P12:345.0:UMZ:# N-1 #:: LINE SIOUXCY3-SIOUXCY-LNX3-Z :EHV: | 0.06825 | Yes
GEN-2024-022 | 02 NEBRASKA | G00ALL 29SP | 635399 CHEROKEE 3 345 635400 HIGHLAND 3 345 1 | P12:345.0:UMZ:# N-1 #:: LINE SIOUXCY3-SIOUXCY-LNX3-Z :EHV: | 0.06056 | Yes
GEN-2024-022 | 02 NEBRASKA | G00ALL 29SP | 635200 RAUN 3 345 635398 REMSEN 3 345 1 | P12:345.0:UMZ:# N-1 #:: LINE SIOUXCY3-SIOUXCY-LNX3-Z :EHV: | 0.06056 | Yes
GEN-2024-022 | 02 NEBRASKA | G00ALL 29SP | 635398 REMSEN 3 345 635399 CHEROKEE 3 345 1 | P12:345.0:UMZ:# N-1 #:: LINE SIOUXCY3-SIOUXCY-LNX3-Z :EHV: | 0.06056 | Yes
GEN-2024-022 | 02 NEBRASKA | G00ALL 29SP | 635368 OBRIEN 3 345 635400 HIGHLAND 3 345 1 | P12:345.0:UMZ:# N-1 #:: LINE SPLT RK3-SIOUXCY-LNX3-1 :EHV: | 0.06056 | Yes
GEN-2024-022 | 02 NEBRASKA | G00ALL 29SP | 631138 LAKEFLD3 345 635368 OBRIEN 3 345 1 | P12:345.0:UMZ:# N-1 #:: LINE SPLT RK3-SIOUXCY-LNX3-1 :EHV: | 0.06825 | Yes
GEN-2024-022 | 02 NEBRASKA | G00ALL 29SP | 635399 CHEROKEE 3 345 635400 HIGHLAND 3 345 1 | P12:345.0:UMZ:# N-1 #:: LINE SPLT RK3-SIOUXCY-LNX3-1 :EHV: | 0.06056 | Yes
GEN-2024-022 | 02 NEBRASKA | G00ALL 29SP | 635200 RAUN 3 345 635398 REMSEN 3 345 1 | P12:345.0:UMZ:# N-1 #:: LINE SPLT RK3-SIOUXCY-LNX3-1 :EHV: | 0.06056 | Yes
GEN-2024-022 | 02 NEBRASKA | G00ALL 29SP | 635398 REMSEN 3 345 635399 CHEROKEE 3 345 1 | P12:345.0:UMZ:# N-1 #:: LINE SPLT RK3-SIOUXCY-LNX3-1 :EHV: | 0.06056 | Yes
GEN-2024-022 | 02 NEBRASKA | G00ALL 29SP | 631138 LAKEFLD3 345 635368 OBRIEN 3 345 1 | P12:345:ITCM-MEC:LEDYARD:KOSSUTH:1 | 0.0663 | Yes
GEN-2024-022 | 02 NEBRASKA | G00ALL 29SP | 635018 NORTHBORO 3 345 635570 ORIENT 3 345 1 | P12:345:MEC:ARBOR HILL:FALLOW AVE:1 | 0.05712 | Yes
GEN-2024-022 | 02 NEBRASKA | G00ALL 29SP | 635017 ATCHISON 3 345 640139 COOPER 3 345 1 | P12:345:MEC:ARBOR HILL:FALLOW AVE:1 | 0.05712 | Yes
GEN-2024-022 | 02 NEBRASKA | G00ALL 29SP | 635017 ATCHISON 3 345 635018 NORTHBORO 3 345 1 | P12:345:MEC:ARBOR HILL:FALLOW AVE:1 | 0.05712 | Yes
GEN-2024-022 | 02 NEBRASKA | G00ALL 29SP | 635200 RAUN 3 345 762779 G18-043 TAP 345 1 | P12:345:MEC:ARBOR HILL:FALLOW AVE:1 | 0.08824 | Yes
GEN-2024-022 | 02 NEBRASKA | G00ALL 29SP | 635622 RCCN TRL 3 345 635630 BOONEVILLE 3 345 1 | P12:345:MEC:ARBOR HILL:FALLOW AVE:1 | 0.0527 | Yes
GEN-2024-022 | 02 NEBRASKA | G00ALL 29SP | 635200 RAUN 3 345 645552 S3452 REACT3 345 1 | P12:345:MEC:ARBOR HILL:FALLOW AVE:1 | 0.09063 | Yes
GEN-2024-022 | 02 NEBRASKA | G00ALL 29SP | 635200 RAUN 3 345 652564 SIOUXCY3 345 1 | P12:345:MEC:CHEROKEE:HIGHLAND:1 | 0.13788 | Yes
GEN-2024-022 | 02 NEBRASKA | G00ALL 29SP | 601006 SPLT RK3 345 652864 SIOUXCY-LNX3 345 1 | P12:345:MEC:CHEROKEE:HIGHLAND:1 | 0.06822 | Yes
GEN-2024-022 | 02 NEBRASKA | G00ALL 29SP | 636000 WEBSTER3 345 636010 LEHIGH 3 345 1 | P12:345:MEC:CHEROKEE:HIGHLAND:1 | 0.06811 | Yes
GEN-2024-022 | 02 NEBRASKA | G00ALL 29SP | 635600 GRIMES 3 345 635622 RCCN TRL 3 345 2 | P12:345:MEC:GRIMES:RCCN TRL:1 | 0.06217 | Yes
GEN-2024-022 | 02 NEBRASKA | G00ALL 29SP | 635600 GRIMES 3 345 635622 RCCN TRL 3 345 1 | P12:345:MEC:GRIMES:RCCN TRL:2 | 0.06214 | Yes
GEN-2024-022 | 02 NEBRASKA | G00ALL 29SP | 635622 RCCN TRL 3 345 635630 BOONEVILLE 3 345 1 | P12:345:MEC:MADISON:NORWALK:1 | 0.05289 | Yes
GEN-2024-022 | 02 NEBRASKA | G00ALL 29SP | 635000 CBLUFFS3 345 645456 S3456 3 345 1 | P12:345:MEC:NORTHBORO:ATCHISON:1REACTOR:EHV: | 0.08215 | Yes
GEN-2024-022 | 02 NEBRASKA | G00ALL 29SP | 635200 RAUN 3 345 652564 SIOUXCY3 345 1 | P12:345:MEC:OBRIEN:HIGHLAND:1REACTOR:EHV: | 0.13788 | Yes
GEN-2024-022 | 02 NEBRASKA | G00ALL 29SP | 601006 SPLT RK3 345 652864 SIOUXCY-LNX3 345 1 | P12:345:MEC:OBRIEN:HIGHLAND:1REACTOR:EHV: | 0.06822 | Yes
GEN-2024-022 | 02 NEBRASKA | G00ALL 29SP | 636000 WEBSTER3 345 636010 LEHIGH 3 345 1 | P12:345:MEC:OBRIEN:HIGHLAND:1REACTOR:EHV: | 0.06811 | Yes
GEN-2024-022 | 02 NEBRASKA | G00ALL 29SP | 635568 S HILLS 3 345 635630 BOONEVILLE 3 345 1 | P12:345:MEC:ORIENT:MADISON:1 | 0.06291 | Yes
GEN-2024-022 | 02 NEBRASKA | G00ALL 29SP | 635568 S HILLS 3 345 635570 ORIENT 3 345 1 | P12:345:MEC:ORIENT:MADISON:1 | 0.06291 | Yes
GEN-2024-022 | 02 NEBRASKA | G00ALL 29SP | 635000 CBLUFFS3 345 645456 S3456 3 345 1 | P12:345:MEC:ORIENT:NORTHBORO:1 | 0.08215 | Yes
GEN-2024-022 | 02 NEBRASKA | G00ALL 29SP | 635622 RCCN TRL 3 345 635630 BOONEVILLE 3 345 1 | P12:345:MEC:OVERLAND:FALLOW AVE:1 | 0.0527 | Yes
GEN-2024-022 | 02 NEBRASKA | G00ALL 29SP | 631138 LAKEFLD3 345 635368 OBRIEN 3 345 1 | P12:345:MEC:PALO ALTO:KOSSUTH:1REACTOR:EHV: | 0.05052 | Yes
GEN-2024-022 | 02 NEBRASKA | G00ALL 29SP | 636000 WEBSTER3 345 636010 LEHIGH 3 345 1 | P12:345:MEC:PALO ALTO:KOSSUTH:1REACTOR:EHV: | 0.05373 | Yes
GEN-2024-022 | 02 NEBRASKA | G00ALL 29SP | 635018 NORTHBORO 3 345 635570 ORIENT 3 345 1 | P12:345:MEC:PONY CRK:ROLL HILLS:1 | 0.05967 | Yes
GEN-2024-022 | 02 NEBRASKA | G00ALL 29SP | 635017 ATCHISON 3 345 640139 COOPER 3 345 1 | P12:345:MEC:PONY CRK:ROLL HILLS:1 | 0.05967 | Yes
GEN-2024-022 | 02 NEBRASKA | G00ALL 29SP | 635017 ATCHISON 3 345 635018 NORTHBORO 3 345 1 | P12:345:MEC:PONY CRK:ROLL HILLS:1 | 0.05967 | Yes
GEN-2024-022 | 02 NEBRASKA | G00ALL 29SP | 635018 NORTHBORO 3 345 635570 ORIENT 3 345 1 | P12:345:MEC:ROLL HILLS:ORIENT:1 | 0.05967 | Yes
GEN-2024-022 | 02 NEBRASKA | G00ALL 29SP | 635017 ATCHISON 3 345 640139 COOPER 3 345 1 | P12:345:MEC:ROLL HILLS:ORIENT:1 | 0.05967 | Yes
GEN-2024-022 | 02 NEBRASKA | G00ALL 29SP | 635017 ATCHISON 3 345 635018 NORTHBORO 3 345 1 | P12:345:MEC:ROLL HILLS:ORIENT:1 | 0.05967 | Yes
GEN-2024-022 | 02 NEBRASKA | G00ALL 29SP | 635570 ORIENT 3 345 635635 MADISON3 345 1 | P12:345:MEC:S HILLS:BOONEVILLE:1 | 0.05945 | Yes
GEN-2024-022 | 02 NEBRASKA | G00ALL 29SP | 635570 ORIENT 3 345 635635 MADISON3 345 1 | P12:345:MEC:S HILLS:ORIENT:1 | 0.05945 | Yes
GEN-2024-022 | 02 NEBRASKA | G00ALL 29SP | 635368 OBRIEN 3 345 635400 HIGHLAND 3 345 1 | P12:345:MEC:WEBSTER:LEHIGH:1 | 0.0597 | Yes
GEN-2024-022 | 02 NEBRASKA | G00ALL 29SP | 635399 CHEROKEE 3 345 635400 HIGHLAND 3 345 1 | P12:345:MEC:WEBSTER:LEHIGH:1 | 0.0597 | Yes
GEN-2024-022 | 02 NEBRASKA | G00ALL 29SP | 635200 RAUN 3 345 635398 REMSEN 3 345 1 | P12:345:MEC:WEBSTER:LEHIGH:1 | 0.0597 | Yes
GEN-2024-022 | 02 NEBRASKA | G00ALL 29SP | 635398 REMSEN 3 345 635399 CHEROKEE 3 345 1 | P12:345:MEC:WEBSTER:LEHIGH:1 | 0.0597 | Yes
GEN-2024-022 | 02 NEBRASKA | G00ALL 29SP | 635200 RAUN 3 345 652564 SIOUXCY3 345 1 | P12:345:MEC-ITCM:OBRIEN:LAKEFIELD:1REACTOR:EHV: | 0.13244 | Yes
GEN-2024-022 | 02 NEBRASKA | G00ALL 29SP | 601006 SPLT RK3 345 652864 SIOUXCY-LNX3 345 1 | P12:345:MEC-ITCM:OBRIEN:LAKEFIELD:1REACTOR:EHV: | 0.0679 | Yes
GEN-2024-022 | 02 NEBRASKA | G00ALL 29SP | 631193 HUNTLEY3 345 631197 LEDYARD3 345 1 | P12:345:MEC-ITCM:OBRIEN:LAKEFIELD:1REACTOR:EHV: | 0.07285 | Yes
GEN-2024-022 | 02 NEBRASKA | G00ALL 29SP | 631197 LEDYARD3 345 635369 KOSSUTH 3 345 1 | P12:345:MEC-ITCM:OBRIEN:LAKEFIELD:1REACTOR:EHV: | 0.05458 | Yes
GEN-2024-022 | 02 NEBRASKA | G00ALL 29SP | 635000 CBLUFFS3 345 645456 S3456 3 345 1 | P12:345:MEC-NPPD:ATCHISON:COOPER:1 | 0.08215 | Yes
GEN-2024-022 | 02 NEBRASKA | G00ALL 29SP | 635368 OBRIEN 3 345 635400 HIGHLAND 3 345 1 | P12:345:MEC-WAPA:RAUN:SIOUXCY:1 | 0.06812 | Yes
GEN-2024-022 | 02 NEBRASKA | G00ALL 29SP | 631138 LAKEFLD3 345 635368 OBRIEN 3 345 1 | P12:345:MEC-WAPA:RAUN:SIOUXCY:1 | 0.06951 | Yes
GEN-2024-022 | 02 NEBRASKA | G00ALL 29SP | 635399 CHEROKEE 3 345 635400 HIGHLAND 3 345 1 | P12:345:MEC-WAPA:RAUN:SIOUXCY:1 | 0.06812 | Yes
GEN-2024-022 | 02 NEBRASKA | G00ALL 29SP | 635223 PLYMOUTH 5 161 652566 SIOUXCY5 161 1 | P12:345:MEC-WAPA:RAUN:SIOUXCY:1 | 0.07456 | Yes
GEN-2024-022 | 02 NEBRASKA | G00ALL 29SP | 635200 RAUN 3 345 635398 REMSEN 3 345 1 | P12:345:MEC-WAPA:RAUN:SIOUXCY:1 | 0.06812 | Yes
GEN-2024-022 | 02 NEBRASKA | G00ALL 29SP | 635398 REMSEN 3 345 635399 CHEROKEE 3 345 1 | P12:345:MEC-WAPA:RAUN:SIOUXCY:1 | 0.06812 | Yes
GEN-2024-022 | 02 NEBRASKA | G00ALL 29SP | 635200 RAUN 3 345 762779 G18-043 TAP 345 1 | P12:345:NPPD:L3521::NW68&HOLDREGE.COLUMBUSEAST.CKT1:: | 0.10005 | Yes
GEN-2024-022 | 02 NEBRASKA | G00ALL 29SP | 635200 RAUN 3 345 645552 S3452 REACT3 345 1 | P12:345:NPPD:L3521::NW68&HOLDREGE.COLUMBUSEAST.CKT1:: | 0.10294 | Yes
GEN-2024-022 | 02 NEBRASKA | G00ALL 29SP | 635000 CBLUFFS3 345 645456 S3456 3 345 1 | P12:345:OPPD:S3456-S3459:::EHV: | 0.06859 | Yes
GEN-2024-022 | 02 NEBRASKA | G00ALL 29SP | 601048 LYON CO 3 345 631138 LAKEFLD3 345 1 | P12:345:XEL:HELENA3:SHEASLK3:1 | 0.05197 | Yes
GEN-2024-022 | 02 NEBRASKA | G00ALL 29SP | 601048 LYON CO 3 345 631138 LAKEFLD3 345 1 | P12:345:XEL:SPS HNA-SSL | 0.05197 | Yes
GEN-2024-022 | 02 NEBRASKA | G00ALL 29SP | 601048 LYON CO 3 345 631138 LAKEFLD3 345 1 | P12:345:XEL:WILMART3:SHEASLK3:1 | 0.05189 | Yes
GEN-2024-022 | 02 NEBRASKA | G00ALL 29SP | 635368 OBRIEN 3 345 635400 HIGHLAND 3 345 1 | P12:345:XEL-WAPA:SPLTRK3:SIOUXCY-LNX3:1 | 0.06056 | Yes
GEN-2024-022 | 02 NEBRASKA | G00ALL 29SP | 631138 LAKEFLD3 345 635368 OBRIEN 3 345 1 | P12:345:XEL-WAPA:SPLTRK3:SIOUXCY-LNX3:1 | 0.06825 | Yes
GEN-2024-022 | 02 NEBRASKA | G00ALL 29SP | 635399 CHEROKEE 3 345 635400 HIGHLAND 3 345 1 | P12:345:XEL-WAPA:SPLTRK3:SIOUXCY-LNX3:1 | 0.06056 | Yes
GEN-2024-022 | 02 NEBRASKA | G00ALL 29SP | 635200 RAUN 3 345 635398 REMSEN 3 345 1 | P12:345:XEL-WAPA:SPLTRK3:SIOUXCY-LNX3:1 | 0.06056 | Yes
GEN-2024-022 | 02 NEBRASKA | G00ALL 29SP | 635398 REMSEN 3 345 635399 CHEROKEE 3 345 1 | P12:345:XEL-WAPA:SPLTRK3:SIOUXCY-LNX3:1 | 0.06056 | Yes
GEN-2024-022 | 02 NEBRASKA | G00ALL 29SP | 635000 CBLUFFS3 345 645456 S3456 3 345 1 | P13:161-345:OPPD:S3456 T4:::HV: | 0.05979 | Yes
GEN-2024-022 | 02 NEBRASKA | G00ALL 29SP | 631193 HUNTLEY3 345 631197 LEDYARD3 345 1 | P13:345:XEL:MNTCE31G:MNTCELO3:1 | 0.05091 | Yes
GEN-2024-022 | 02 NEBRASKA | G00ALL 29SP | 631193 HUNTLEY3 345 631197 LEDYARD3 345 1 | P13:345:XEL:PRIS31G:PRISLD3:1 | 0.05091 | Yes
GEN-2024-022 | 02 NEBRASKA | G00ALL 29SP | 631193 HUNTLEY3 345 631197 LEDYARD3 345 1 | P13:345:XEL:PRIS32G:PRISLD3:2 | 0.05091 | Yes
GEN-2024-022 | 02 NEBRASKA | G00ALL 29SP | 635622 RCCN TRL 3 345 635630 BOONEVILLE 3 345 1 | P13:345-161:MEC:NORWALK:9T1:MULTI | 0.05347 | Yes
GEN-2024-022 | 02 NEBRASKA | G00ALL 29SP | 601006 SPLT RK3 345 652864 SIOUXCY-LNX3 345 1 | P13:345-230.0:UMZ:# N-1 #:: 3WND SIOUXCY3-SIOUXCY2-SIOUXC29-1 652_ SC2 KU1B_:EHV: | 0.07412 | Yes
GEN-2024-022 | 02 NEBRASKA | G00ALL 29SP | 635200 RAUN 3 345 652564 SIOUXCY3 345 1 | P14:345:ITCM-MEC:LAKEFLD-OBRIEN 50MVAR:MN-SS | 0.13244 | Yes
GEN-2024-022 | 02 NEBRASKA | G00ALL 29SP | 601006 SPLT RK3 345 652864 SIOUXCY-LNX3 345 1 | P14:345:ITCM-MEC:LAKEFLD-OBRIEN 50MVAR:MN-SS | 0.0679 | Yes
GEN-2024-022 | 02 NEBRASKA | G00ALL 29SP | 631193 HUNTLEY3 345 631197 LEDYARD3 345 1 | P14:345:ITCM-MEC:LAKEFLD-OBRIEN 50MVAR:MN-SS | 0.07285 | Yes
GEN-2024-022 | 02 NEBRASKA | G00ALL 29SP | 631197 LEDYARD3 345 635369 KOSSUTH 3 345 1 | P14:345:ITCM-MEC:LAKEFLD-OBRIEN 50MVAR:MN-SS | 0.05458 | Yes
GEN-2024-022 | 02 NEBRASKA | G00ALL 29SP | 631138 LAKEFLD3 345 635368 OBRIEN 3 345 1 | P23:345:ITCM:HUNTLEY3 3659:IA-MVP::EHV: | 0.0721 | Yes
GEN-2024-022 | 02 NEBRASKA | G00ALL 29SP | 635200 RAUN 3 345 652564 SIOUXCY3 345 1 | P23:345:ITCM:LAKEFLD 885:MN::EHV: | 0.13282 | Yes
GEN-2024-022 | 02 NEBRASKA | G00ALL 29SP | 601006 SPLT RK3 345 652864 SIOUXCY-LNX3 345 1 | P23:345:ITCM:LAKEFLD 885:MN::EHV: | 0.06835 | Yes
GEN-2024-022 | 02 NEBRASKA | G00ALL 29SP | 631193 HUNTLEY3 345 631197 LEDYARD3 345 1 | P23:345:ITCM:LAKEFLD 885:MN::EHV: | 0.0727 | Yes
GEN-2024-022 | 02 NEBRASKA | G00ALL 29SP | 631197 LEDYARD3 345 635369 KOSSUTH 3 345 1 | P23:345:ITCM:LAKEFLD 885:MN::EHV: | 0.05439 | Yes
GEN-2024-022 | 02 NEBRASKA | G00ALL 29SP | 631138 LAKEFLD3 345 635368 OBRIEN 3 345 1 | P23:345:ITCM:LEDYARD3 5074:IA-MVP::EHV: | 0.0733 | Yes
GEN-2024-022 | 02 NEBRASKA | G00ALL 29SP | 631138 LAKEFLD3 345 635368 OBRIEN 3 345 1 | P23:345:ITCM:LEDYARD3 5075:IA-MVP::EHV: | 0.0733 | Yes
GEN-2024-022 | 02 NEBRASKA | G00ALL 29SP | 631138 LAKEFLD3 345 635368 OBRIEN 3 345 1 | P23:345:ITCM:LEDYARD3 5076:IA-MVP::EHV: | 0.0663 | Yes
GEN-2024-022 | 02 NEBRASKA | G00ALL 29SP | 635018 NORTHBORO 3 345 635570 ORIENT 3 345 1 | P23:345:MEC:ARBOR HILL:901::EHV: | 0.05712 | Yes
GEN-2024-022 | 02 NEBRASKA | G00ALL 29SP | 635017 ATCHISON 3 345 640139 COOPER 3 345 1 | P23:345:MEC:ARBOR HILL:901::EHV: | 0.05712 | Yes
GEN-2024-022 | 02 NEBRASKA | G00ALL 29SP | 635017 ATCHISON 3 345 635018 NORTHBORO 3 345 1 | P23:345:MEC:ARBOR HILL:901::EHV: | 0.05712 | Yes
GEN-2024-022 | 02 NEBRASKA | G00ALL 29SP | 635622 RCCN TRL 3 345 635630 BOONEVILLE 3 345 1 | P23:345:MEC:ARBOR HILL:901::EHV: | 0.0527 | Yes
GEN-2024-022 | 02 NEBRASKA | G00ALL 29SP | 635200 RAUN 3 345 645552 S3452 REACT3 345 1 | P23:345:MEC:ARBOR HILL:901::EHV: | 0.09063 | Yes
GEN-2024-022 | 02 NEBRASKA | G00ALL 29SP | 635018 NORTHBORO 3 345 635570 ORIENT 3 345 1 | P23:345:MEC:ARBOR HILL:902::EHV: | 0.05712 | Yes
GEN-2024-022 | 02 NEBRASKA | G00ALL 29SP | 635017 ATCHISON 3 345 640139 COOPER 3 345 1 | P23:345:MEC:ARBOR HILL:902::EHV: | 0.05712 | Yes
GEN-2024-022 | 02 NEBRASKA | G00ALL 29SP | 635017 ATCHISON 3 345 635018 NORTHBORO 3 345 1 | P23:345:MEC:ARBOR HILL:902::EHV: | 0.05712 | Yes
GEN-2024-022 | 02 NEBRASKA | G00ALL 29SP | 635622 RCCN TRL 3 345 635630 BOONEVILLE 3 345 1 | P23:345:MEC:ARBOR HILL:902::EHV: | 0.0527 | Yes
GEN-2024-022 | 02 NEBRASKA | G00ALL 29SP | 635200 RAUN 3 345 645552 S3452 REACT3 345 1 | P23:345:MEC:ARBOR HILL:902::EHV: | 0.09063 | Yes
GEN-2024-022 | 02 NEBRASKA | G00ALL 29SP | 635018 NORTHBORO 3 345 635570 ORIENT 3 345 1 | P23:345:MEC:ARBOR HILL:903::EHV: | 0.05712 | Yes
GEN-2024-022 | 02 NEBRASKA | G00ALL 29SP | 635017 ATCHISON 3 345 640139 COOPER 3 345 1 | P23:345:MEC:ARBOR HILL:903::EHV: | 0.05712 | Yes
GEN-2024-022 | 02 NEBRASKA | G00ALL 29SP | 635017 ATCHISON 3 345 635018 NORTHBORO 3 345 1 | P23:345:MEC:ARBOR HILL:903::EHV: | 0.05712 | Yes
GEN-2024-022 | 02 NEBRASKA | G00ALL 29SP | 635622 RCCN TRL 3 345 635630 BOONEVILLE 3 345 1 | P23:345:MEC:ARBOR HILL:903::EHV: | 0.0527 | Yes
GEN-2024-022 | 02 NEBRASKA | G00ALL 29SP | 635200 RAUN 3 345 762779 G18-043 TAP 345 1 | P23:345:MEC:ARBOR HILL:903::EHV: | 0.08824 | Yes
GEN-2024-022 | 02 NEBRASKA | G00ALL 29SP | 635200 RAUN 3 345 645552 S3452 REACT3 345 1 | P23:345:MEC:ARBOR HILL:903::EHV: | 0.09063 | Yes
GEN-2024-022 | 02 NEBRASKA | G00ALL 29SP | 635000 CBLUFFS3 345 645456 S3456 3 345 1 | P23:345:MEC:ATCHISON:902::EHV: | 0.08215 | Yes
GEN-2024-022 | 02 NEBRASKA | G00ALL 29SP | 635570 ORIENT 3 345 635635 MADISON3 345 1 | P23:345:MEC:BOONEVILLE:902::EHV: | 0.05586 | Yes
GEN-2024-022 | 02 NEBRASKA | G00ALL 29SP | 635000 CBLUFFS3 345 645456 S3456 3 345 1 | P23:345:MEC:CBEC:908::EHV: | 0.05866 | Yes
GEN-2024-022 | 02 NEBRASKA | G00ALL 29SP | 635200 RAUN 3 345 652564 SIOUXCY3 345 1 | P23:345:MEC:CHEROKEE:901::EHV: | 0.13788 | Yes
GEN-2024-022 | 02 NEBRASKA | G00ALL 29SP | 636000 WEBSTER3 345 636010 LEHIGH 3 345 1 | P23:345:MEC:CHEROKEE:901::EHV: | 0.06811 | Yes
GEN-2024-022 | 02 NEBRASKA | G00ALL 29SP | 635200 RAUN 3 345 652564 SIOUXCY3 345 1 | P23:345:MEC:CHEROKEE:902::EHV: | 0.13788 | Yes
GEN-2024-022 | 02 NEBRASKA | G00ALL 29SP | 636000 WEBSTER3 345 636010 LEHIGH 3 345 1 | P23:345:MEC:CHEROKEE:902::EHV: | 0.06811 | Yes
GEN-2024-022 | 02 NEBRASKA | G00ALL 29SP | 635200 RAUN 3 345 652564 SIOUXCY3 345 1 | P23:345:MEC:CHEROKEE:903::EHV: | 0.13788 | Yes
GEN-2024-022 | 02 NEBRASKA | G00ALL 29SP | 636000 WEBSTER3 345 636010 LEHIGH 3 345 1 | P23:345:MEC:CHEROKEE:903::EHV: | 0.06811 | Yes
GEN-2024-022 | 02 NEBRASKA | G00ALL 29SP | 635018 NORTHBORO 3 345 635570 ORIENT 3 345 1 | P23:345:MEC:FALLOW:901::EHV: | 0.05712 | Yes
GEN-2024-022 | 02 NEBRASKA | G00ALL 29SP | 635017 ATCHISON 3 345 640139 COOPER 3 345 1 | P23:345:MEC:FALLOW:901::EHV: | 0.05712 | Yes
GEN-2024-022 | 02 NEBRASKA | G00ALL 29SP | 635017 ATCHISON 3 345 635018 NORTHBORO 3 345 1 | P23:345:MEC:FALLOW:901::EHV: | 0.05712 | Yes
GEN-2024-022 | 02 NEBRASKA | G00ALL 29SP | 635622 RCCN TRL 3 345 635630 BOONEVILLE 3 345 1 | P23:345:MEC:FALLOW:901::EHV: | 0.0527 | Yes
GEN-2024-022 | 02 NEBRASKA | G00ALL 29SP | 635200 RAUN 3 345 645552 S3452 REACT3 345 1 | P23:345:MEC:FALLOW:901::EHV: | 0.09063 | Yes
GEN-2024-022 | 02 NEBRASKA | G00ALL 29SP | 635018 NORTHBORO 3 345 635570 ORIENT 3 345 1 | P23:345:MEC:FALLOW:902::EHV: | 0.05712 | Yes
GEN-2024-022 | 02 NEBRASKA | G00ALL 29SP | 635017 ATCHISON 3 345 640139 COOPER 3 345 1 | P23:345:MEC:FALLOW:902::EHV: | 0.05712 | Yes
GEN-2024-022 | 02 NEBRASKA | G00ALL 29SP | 635017 ATCHISON 3 345 635018 NORTHBORO 3 345 1 | P23:345:MEC:FALLOW:902::EHV: | 0.05712 | Yes
GEN-2024-022 | 02 NEBRASKA | G00ALL 29SP | 635622 RCCN TRL 3 345 635630 BOONEVILLE 3 345 1 | P23:345:MEC:FALLOW:902::EHV: | 0.0527 | Yes
GEN-2024-022 | 02 NEBRASKA | G00ALL 29SP | 635622 RCCN TRL 3 345 635630 BOONEVILLE 3 345 1 | P23:345:MEC:FALLOW:903::EHV: | 0.0527 | Yes
GEN-2024-022 | 02 NEBRASKA | G00ALL 29SP | 636003 BEAVER CRK 3 345 636010 LEHIGH 3 345 1 | P23:345:MEC:GARD AVE:901::EHV: | 0.0529 | Yes
GEN-2024-022 | 02 NEBRASKA | G00ALL 29SP | 636003 BEAVER CRK 3 345 636010 LEHIGH 3 345 1 | P23:345:MEC:GARD AVE:903::EHV: | 0.0529 | Yes
GEN-2024-022 | 02 NEBRASKA | G00ALL 29SP | 635635 MADISON3 345 635640 NORWALK 3 345 1 | P23:345:MEC:GRIMES:903::EHV: | 0.0577 | Yes
GEN-2024-022 | 02 NEBRASKA | G00ALL 29SP | 635640 NORWALK 3 345 635650 SE POLK 3 345 1 | P23:345:MEC:GRIMES:903::EHV: | 0.05219 | Yes
GEN-2024-022 | 02 NEBRASKA | G00ALL 29SP | 635200 RAUN 3 345 652564 SIOUXCY3 345 1 | P23:345:MEC:HIGHLAND:901::EHV: | 0.13788 | Yes
GEN-2024-022 | 02 NEBRASKA | G00ALL 29SP | 601006 SPLT RK3 345 652864 SIOUXCY-LNX3 345 1 | P23:345:MEC:HIGHLAND:901::EHV: | 0.06822 | Yes
GEN-2024-022 | 02 NEBRASKA | G00ALL 29SP | 636000 WEBSTER3 345 636010 LEHIGH 3 345 1 | P23:345:MEC:HIGHLAND:901::EHV: | 0.06811 | Yes
GEN-2024-022 | 02 NEBRASKA | G00ALL 29SP | 635200 RAUN 3 345 652564 SIOUXCY3 345 1 | P23:345:MEC:HIGHLAND:902::EHV: | 0.13788 | Yes
GEN-2024-022 | 02 NEBRASKA | G00ALL 29SP | 601006 SPLT RK3 345 652864 SIOUXCY-LNX3 345 1 | P23:345:MEC:HIGHLAND:902::EHV: | 0.06822 | Yes
GEN-2024-022 | 02 NEBRASKA | G00ALL 29SP | 636000 WEBSTER3 345 636010 LEHIGH 3 345 1 | P23:345:MEC:HIGHLAND:902::EHV: | 0.06811 | Yes
GEN-2024-022 | 02 NEBRASKA | G00ALL 29SP | 635200 RAUN 3 345 652564 SIOUXCY3 345 1 | P23:345:MEC:HIGHLAND:903::EHV: | 0.13788 | Yes
GEN-2024-022 | 02 NEBRASKA | G00ALL 29SP | 601006 SPLT RK3 345 652864 SIOUXCY-LNX3 345 1 | P23:345:MEC:HIGHLAND:903::EHV: | 0.06822 | Yes
GEN-2024-022 | 02 NEBRASKA | G00ALL 29SP | 636000 WEBSTER3 345 636010 LEHIGH 3 345 1 | P23:345:MEC:HIGHLAND:903::EHV: | 0.06811 | Yes
GEN-2024-022 | 02 NEBRASKA | G00ALL 29SP | 635200 RAUN 3 345 652564 SIOUXCY3 345 1 | P23:345:MEC:HIGHLAND:908::EHV: | 0.13788 | Yes
GEN-2024-022 | 02 NEBRASKA | G00ALL 29SP | 601006 SPLT RK3 345 652864 SIOUXCY-LNX3 345 1 | P23:345:MEC:HIGHLAND:908::EHV: | 0.06822 | Yes
GEN-2024-022 | 02 NEBRASKA | G00ALL 29SP | 636000 WEBSTER3 345 636010 LEHIGH 3 345 1 | P23:345:MEC:HIGHLAND:908::EHV: | 0.06811 | Yes
GEN-2024-022 | 02 NEBRASKA | G00ALL 29SP | 631138 LAKEFLD3 345 635368 OBRIEN 3 345 1 | P23:345:MEC:KOSSUTH:901::EHV: | 0.05509 | Yes
GEN-2024-022 | 02 NEBRASKA | G00ALL 29SP | 631138 LAKEFLD3 345 635368 OBRIEN 3 345 1 | P23:345:MEC:KOSSUTH:902::EHV: | 0.05509 | Yes
GEN-2024-022 | 02 NEBRASKA | G00ALL 29SP | 631138 LAKEFLD3 345 635368 OBRIEN 3 345 1 | P23:345:MEC:KOSSUTH:904::EHV: | 0.05509 | Yes
GEN-2024-022 | 02 NEBRASKA | G00ALL 29SP | 635368 OBRIEN 3 345 635400 HIGHLAND 3 345 1 | P23:345:MEC:LEHIGH:350::EHV: | 0.05736 | Yes
GEN-2024-022 | 02 NEBRASKA | G00ALL 29SP | 635399 CHEROKEE 3 345 635400 HIGHLAND 3 345 1 | P23:345:MEC:LEHIGH:350::EHV: | 0.05736 | Yes
GEN-2024-022 | 02 NEBRASKA | G00ALL 29SP | 635200 RAUN 3 345 635398 REMSEN 3 345 1 | P23:345:MEC:LEHIGH:350::EHV: | 0.05736 | Yes
GEN-2024-022 | 02 NEBRASKA | G00ALL 29SP | 635398 REMSEN 3 345 635399 CHEROKEE 3 345 1 | P23:345:MEC:LEHIGH:350::EHV: | 0.05736 | Yes
GEN-2024-022 | 02 NEBRASKA | G00ALL 29SP | 635200 RAUN 3 345 652564 SIOUXCY3 345 1 | P23:345:MEC:LEHIGH:360::EHV: | 0.12626 | Yes
GEN-2024-022 | 02 NEBRASKA | G00ALL 29SP | 635368 OBRIEN 3 345 635400 HIGHLAND 3 345 1 | P23:345:MEC:LEHIGH:360::EHV: | 0.05736 | Yes
GEN-2024-022 | 02 NEBRASKA | G00ALL 29SP | 635399 CHEROKEE 3 345 635400 HIGHLAND 3 345 1 | P23:345:MEC:LEHIGH:360::EHV: | 0.05736 | Yes
GEN-2024-022 | 02 NEBRASKA | G00ALL 29SP | 635200 RAUN 3 345 635398 REMSEN 3 345 1 | P23:345:MEC:LEHIGH:360::EHV: | 0.05736 | Yes
GEN-2024-022 | 02 NEBRASKA | G00ALL 29SP | 635398 REMSEN 3 345 635399 CHEROKEE 3 345 1 | P23:345:MEC:LEHIGH:360::EHV: | 0.05736 | Yes
GEN-2024-022 | 02 NEBRASKA | G00ALL 29SP | 636003 BEAVER CRK 3 345 636010 LEHIGH 3 345 1 | P23:345:MEC:LEHIGH:390::EHV: | 0.0529 | Yes
GEN-2024-022 | 02 NEBRASKA | G00ALL 29SP | 635568 S HILLS 3 345 635630 BOONEVILLE 3 345 1 | P23:345:MEC:MADISON:901::EHV: | 0.06144 | Yes
GEN-2024-022 | 02 NEBRASKA | G00ALL 29SP | 635568 S HILLS 3 345 635570 ORIENT 3 345 1 | P23:345:MEC:MADISON:901::EHV: | 0.06144 | Yes
GEN-2024-022 | 02 NEBRASKA | G00ALL 29SP | 635568 S HILLS 3 345 635630 BOONEVILLE 3 345 1 | P23:345:MEC:MADISON:902::EHV: | 0.06144 | Yes
GEN-2024-022 | 02 NEBRASKA | G00ALL 29SP | 635568 S HILLS 3 345 635570 ORIENT 3 345 1 | P23:345:MEC:MADISON:902::EHV: | 0.06144 | Yes
GEN-2024-022 | 02 NEBRASKA | G00ALL 29SP | 635568 S HILLS 3 345 635630 BOONEVILLE 3 345 1 | P23:345:MEC:MADISON:903::EHV: | 0.06144 | Yes
GEN-2024-022 | 02 NEBRASKA | G00ALL 29SP | 635568 S HILLS 3 345 635570 ORIENT 3 345 1 | P23:345:MEC:MADISON:903::EHV: | 0.06144 | Yes
GEN-2024-022 | 02 NEBRASKA | G00ALL 29SP | 635000 CBLUFFS3 345 645456 S3456 3 345 1 | P23:345:MEC:NORTHBORO:901::EHV: | 0.08215 | Yes
GEN-2024-022 | 02 NEBRASKA | G00ALL 29SP | 635200 RAUN 3 345 652564 SIOUXCY3 345 1 | P23:345:MEC:OBRIEN:903::EHV: | 0.13954 | Yes
GEN-2024-022 | 02 NEBRASKA | G00ALL 29SP | 601006 SPLT RK3 345 652864 SIOUXCY-LNX3 345 1 | P23:345:MEC:OBRIEN:903::EHV: | 0.07113 | Yes
GEN-2024-022 | 02 NEBRASKA | G00ALL 29SP | 636000 WEBSTER3 345 636010 LEHIGH 3 345 1 | P23:345:MEC:OBRIEN:903::EHV: | 0.06453 | Yes
GEN-2024-022 | 02 NEBRASKA | G00ALL 29SP | 631193 HUNTLEY3 345 631197 LEDYARD3 345 1 | P23:345:MEC:OBRIEN:903::EHV: | 0.06586 | Yes
GEN-2024-022 | 02 NEBRASKA | G00ALL 29SP | 601006 SPLT RK3 345 652864 SIOUXCY-LNX3 345 1 | P23:345:MEC:OBRIEN:904::EHV: | 0.0679 | Yes
GEN-2024-022 | 02 NEBRASKA | G00ALL 29SP | 631193 HUNTLEY3 345 631197 LEDYARD3 345 1 | P23:345:MEC:OBRIEN:904::EHV: | 0.07285 | Yes
GEN-2024-022 | 02 NEBRASKA | G00ALL 29SP | 631197 LEDYARD3 345 635369 KOSSUTH 3 345 1 | P23:345:MEC:OBRIEN:904::EHV: | 0.05458 | Yes
GEN-2024-022 | 02 NEBRASKA | G00ALL 29SP | 635200 RAUN 3 345 652564 SIOUXCY3 345 1 | P23:345:MEC:OBRIEN:906::EHV: | 0.14012 | Yes
GEN-2024-022 | 02 NEBRASKA | G00ALL 29SP | 601006 SPLT RK3 345 652864 SIOUXCY-LNX3 345 1 | P23:345:MEC:OBRIEN:906::EHV: | 0.06999 | Yes
GEN-2024-022 | 02 NEBRASKA | G00ALL 29SP | 631193 HUNTLEY3 345 631197 LEDYARD3 345 1 | P23:345:MEC:OBRIEN:906::EHV: | 0.06495 | Yes
GEN-2024-022 | 02 NEBRASKA | G00ALL 29SP | 635000 CBLUFFS3 345 645456 S3456 3 345 1 | P23:345:MEC:ORIENT:902::EHV: | 0.07949 | Yes
GEN-2024-022 | 02 NEBRASKA | G00ALL 29SP | 635568 S HILLS 3 345 635630 BOONEVILLE 3 345 1 | P23:345:MEC:ORIENT:905::EHV: | 0.05359 | Yes
GEN-2024-022 | 02 NEBRASKA | G00ALL 29SP | 635568 S HILLS 3 345 635570 ORIENT 3 345 1 | P23:345:MEC:ORIENT:905::EHV: | 0.05359 | Yes
GEN-2024-022 | 02 NEBRASKA | G00ALL 29SP | 635622 RCCN TRL 3 345 635630 BOONEVILLE 3 345 1 | P23:345:MEC:OVERLAND TRAIL:902::EHV: | 0.05274 | Yes
GEN-2024-022 | 02 NEBRASKA | G00ALL 29SP | 631138 LAKEFLD3 345 635368 OBRIEN 3 345 1 | P23:345:MEC:PALO ALTO:903::EHV: | 0.05052 | Yes
GEN-2024-022 | 02 NEBRASKA | G00ALL 29SP | 636000 WEBSTER3 345 636010 LEHIGH 3 345 1 | P23:345:MEC:PALO ALTO:903::EHV: | 0.05373 | Yes
GEN-2024-022 | 02 NEBRASKA | G00ALL 29SP | 635200 RAUN 3 345 652564 SIOUXCY3 345 1 | P23:345:MEC:RAUN:150::EHV: | 0.14196 | Yes
GEN-2024-022 | 02 NEBRASKA | G00ALL 29SP | 601006 SPLT RK3 345 652864 SIOUXCY-LNX3 345 1 | P23:345:MEC:RAUN:150::EHV: | 0.07018 | Yes
GEN-2024-022 | 02 NEBRASKA | G00ALL 29SP | 635018 NORTHBORO 3 345 635570 ORIENT 3 345 1 | P23:345:MEC:ROLLING HILLS:901::EHV: | 0.05967 | Yes
GEN-2024-022 | 02 NEBRASKA | G00ALL 29SP | 635017 ATCHISON 3 345 640139 COOPER 3 345 1 | P23:345:MEC:ROLLING HILLS:901::EHV: | 0.05967 | Yes
GEN-2024-022 | 02 NEBRASKA | G00ALL 29SP | 635017 ATCHISON 3 345 635018 NORTHBORO 3 345 1 | P23:345:MEC:ROLLING HILLS:901::EHV: | 0.05967 | Yes
GEN-2024-022 | 02 NEBRASKA | G00ALL 29SP | 635018 NORTHBORO 3 345 635570 ORIENT 3 345 1 | P23:345:MEC:ROLLING HILLS:902::EHV: | 0.05967 | Yes
GEN-2024-022 | 02 NEBRASKA | G00ALL 29SP | 635017 ATCHISON 3 345 640139 COOPER 3 345 1 | P23:345:MEC:ROLLING HILLS:902::EHV: | 0.05967 | Yes
GEN-2024-022 | 02 NEBRASKA | G00ALL 29SP | 635017 ATCHISON 3 345 635018 NORTHBORO 3 345 1 | P23:345:MEC:ROLLING HILLS:902::EHV: | 0.05967 | Yes
GEN-2024-022 | 02 NEBRASKA | G00ALL 29SP | 635018 NORTHBORO 3 345 635570 ORIENT 3 345 1 | P23:345:MEC:ROLLING HILLS:903::EHV: | 0.05967 | Yes
GEN-2024-022 | 02 NEBRASKA | G00ALL 29SP | 635017 ATCHISON 3 345 640139 COOPER 3 345 1 | P23:345:MEC:ROLLING HILLS:903::EHV: | 0.05967 | Yes
GEN-2024-022 | 02 NEBRASKA | G00ALL 29SP | 635017 ATCHISON 3 345 635018 NORTHBORO 3 345 1 | P23:345:MEC:ROLLING HILLS:903::EHV: | 0.05967 | Yes
GEN-2024-022 | 02 NEBRASKA | G00ALL 29SP | 635018 NORTHBORO 3 345 635570 ORIENT 3 345 1 | P23:345:MEC:ROLLING HILLS:908::EHV: | 0.05967 | Yes
GEN-2024-022 | 02 NEBRASKA | G00ALL 29SP | 635017 ATCHISON 3 345 640139 COOPER 3 345 1 | P23:345:MEC:ROLLING HILLS:908::EHV: | 0.05967 | Yes
GEN-2024-022 | 02 NEBRASKA | G00ALL 29SP | 635017 ATCHISON 3 345 635018 NORTHBORO 3 345 1 | P23:345:MEC:ROLLING HILLS:908::EHV: | 0.05967 | Yes
GEN-2024-022 | 02 NEBRASKA | G00ALL 29SP | 635570 ORIENT 3 345 635635 MADISON3 345 1 | P23:345:MEC:SOUTHERN HILLS:902::EHV: | 0.05945 | Yes
GEN-2024-022 | 02 NEBRASKA | G00ALL 29SP | 635570 ORIENT 3 345 635635 MADISON3 345 1 | P23:345:MEC:SOUTHERN HILLS:903::EHV: | 0.05945 | Yes
GEN-2024-022 | 02 NEBRASKA | G00ALL 29SP | 635570 ORIENT 3 345 635635 MADISON3 345 1 | P23:345:MEC:SOUTHERN HILLS:904::EHV: | 0.05945 | Yes
GEN-2024-022 | 02 NEBRASKA | G00ALL 29SP | 635018 NORTHBORO 3 345 635570 ORIENT 3 345 1 | P23:345:OPPD:FUTURE 56-55&56-58:::EHV: | 0.06229 | Yes
GEN-2024-022 | 02 NEBRASKA | G00ALL 29SP | 635017 ATCHISON 3 345 640139 COOPER 3 345 1 | P23:345:OPPD:FUTURE 56-55&56-58:::EHV: | 0.06229 | Yes
GEN-2024-022 | 02 NEBRASKA | G00ALL 29SP | 635017 ATCHISON 3 345 635018 NORTHBORO 3 345 1 | P23:345:OPPD:FUTURE 56-55&56-58:::EHV: | 0.06229 | Yes
GEN-2024-022 | 02 NEBRASKA | G00ALL 29SP | 601048 LYON CO 3 345 631138 LAKEFLD3 345 1 | P23:345:XEL:396 BKR SPK:::EHV: | 0.05951 | Yes
GEN-2024-022 | 02 NEBRASKA | G00ALL 29SP | 631193 HUNTLEY3 345 631197 LEDYARD3 345 1 | P23:345:XEL:8N22 SHC:::EHV: | 0.05091 | Yes
GEN-2024-022 | 02 NEBRASKA | G00ALL 29SP | 631193 HUNTLEY3 345 631197 LEDYARD3 345 1 | P23:345:XEL:8N8 MNN:::EHV: | 0.05091 | Yes
GEN-2024-022 | 02 NEBRASKA | G00ALL 29SP | 601048 LYON CO 3 345 631138 LAKEFLD3 345 1 | P23:345:XEL:8S71 HNA:::EHV: | 0.05382 | Yes
GEN-2024-022 | 02 NEBRASKA | G00ALL 29SP | 601048 LYON CO 3 345 631138 LAKEFLD3 345 1 | P23:345:XEL:HELENA3:8S71::EHV: | 0.05382 | Yes
GEN-2024-022 | 02 NEBRASKA | G00ALL 29SP | 631193 HUNTLEY3 345 631197 LEDYARD3 345 1 | P23:345:XEL:PRISLD3:8H17::EHV: | 0.05088 | Yes
GEN-2024-022 | 02 NEBRASKA | G00ALL 29SP | 601048 LYON CO 3 345 631138 LAKEFLD3 345 1 | P23:345:XEL:SHEASLK3:8S81::EHV: | 0.05207 | Yes
GEN-2024-022 | 02 NEBRASKA | G00ALL 29SP | 601048 LYON CO 3 345 631138 LAKEFLD3 345 1 | P23:345:XEL:WILMART3:8S26 FUT::EHV: | 0.05319 | Yes
GEN-2024-022 | 02 NEBRASKA | G00ALL 29SP | 635200 RAUN 3 345 762779 G18-043 TAP 345 1 | P42:345:LES:L1485::NW68&HOLDREGE.WAGENER.CB3006:: | 0.09816 | Yes
GEN-2024-022 | 02 NEBRASKA | G00ALL 29SP | 635200 RAUN 3 345 645552 S3452 REACT3 345 1 | P42:345:LES:L1485::NW68&HOLDREGE.WAGENER.CB3006:: | 0.10097 | Yes
GEN-2024-022 | 02 NEBRASKA | G00ALL 29SP | 635200 RAUN 3 345 645552 S3452 REACT3 345 1 | P42:345:LES:L3516::NW68&HOLDREGE.MOORE.CB3005:: | 0.10096 | Yes
GEN-2024-022 | 02 NEBRASKA | G00ALL 29SP | 635000 CBLUFFS3 345 645456 S3456 3 345 1 | P42:345:NPPD:BKR-CPR-3304:::: | 0.08466 | Yes
GEN-2024-022 | 02 NEBRASKA | G00ALL 29SP | 635200 RAUN 3 345 645552 S3452 REACT3 345 1 | P42:345:NPPD:LXXXX.COLMB E.SHELCRK.CB3306:::: | 0.10362 | Yes
GEN-2024-022 | 02 NEBRASKA | G00ALL 29SP | 635018 NORTHBORO 3 345 635570 ORIENT 3 345 1 | P55:345:MEC:ARBOR HILL | 0.05712 | Yes
GEN-2024-022 | 02 NEBRASKA | G00ALL 29SP | 635017 ATCHISON 3 345 640139 COOPER 3 345 1 | P55:345:MEC:ARBOR HILL | 0.05712 | Yes
GEN-2024-022 | 02 NEBRASKA | G00ALL 29SP | 635017 ATCHISON 3 345 635018 NORTHBORO 3 345 1 | P55:345:MEC:ARBOR HILL | 0.05712 | Yes
GEN-2024-022 | 02 NEBRASKA | G00ALL 29SP | 635622 RCCN TRL 3 345 635630 BOONEVILLE 3 345 1 | P55:345:MEC:ARBOR HILL | 0.0527 | Yes
GEN-2024-022 | 02 NEBRASKA | G00ALL 29SP | 635200 RAUN 3 345 762779 G18-043 TAP 345 1 | P55:345:MEC:ARBOR HILL | 0.08824 | Yes
GEN-2024-022 | 02 NEBRASKA | G00ALL 29SP | 635200 RAUN 3 345 645552 S3452 REACT3 345 1 | P55:345:MEC:ARBOR HILL | 0.09063 | Yes
GEN-2024-022 | 02 NEBRASKA | G00ALL 29SP | 635000 CBLUFFS3 345 645456 S3456 3 345 1 | P55:345:MEC:ATCHISON | 0.08215 | Yes
GEN-2024-022 | 02 NEBRASKA | G00ALL 29SP | 635200 RAUN 3 345 652564 SIOUXCY3 345 1 | P55:345:MEC:CHEROKEE | 0.13788 | Yes
GEN-2024-022 | 02 NEBRASKA | G00ALL 29SP | 636000 WEBSTER3 345 636010 LEHIGH 3 345 1 | P55:345:MEC:CHEROKEE | 0.06811 | Yes
GEN-2024-022 | 02 NEBRASKA | G00ALL 29SP | 635018 NORTHBORO 3 345 635570 ORIENT 3 345 1 | P55:345:MEC:FALLOW AVE | 0.05712 | Yes
GEN-2024-022 | 02 NEBRASKA | G00ALL 29SP | 635017 ATCHISON 3 345 640139 COOPER 3 345 1 | P55:345:MEC:FALLOW AVE | 0.05712 | Yes
GEN-2024-022 | 02 NEBRASKA | G00ALL 29SP | 635017 ATCHISON 3 345 635018 NORTHBORO 3 345 1 | P55:345:MEC:FALLOW AVE | 0.05712 | Yes
GEN-2024-022 | 02 NEBRASKA | G00ALL 29SP | 635622 RCCN TRL 3 345 635630 BOONEVILLE 3 345 1 | P55:345:MEC:FALLOW AVE | 0.0527 | Yes
GEN-2024-022 | 02 NEBRASKA | G00ALL 29SP | 636003 BEAVER CRK 3 345 636010 LEHIGH 3 345 1 | P55:345:MEC:GARD AVE | 0.0529 | Yes
GEN-2024-022 | 02 NEBRASKA | G00ALL 29SP | 635018 NORTHBORO 3 345 635570 ORIENT 3 345 1 | P55:345:MEC:GDMEC | 0.05171 | Yes
GEN-2024-022 | 02 NEBRASKA | G00ALL 29SP | 635017 ATCHISON 3 345 640139 COOPER 3 345 1 | P55:345:MEC:GDMEC | 0.05171 | Yes
GEN-2024-022 | 02 NEBRASKA | G00ALL 29SP | 635017 ATCHISON 3 345 635018 NORTHBORO 3 345 1 | P55:345:MEC:GDMEC | 0.05171 | Yes
GEN-2024-022 | 02 NEBRASKA | G00ALL 29SP | 635000 CBLUFFS3 345 645456 S3456 3 345 1 | P55:345:MEC:GDMEC | 0.05839 | Yes
GEN-2024-022 | 02 NEBRASKA | G00ALL 29SP | 635600 GRIMES 3 345 636003 BEAVER CRK 3 345 1 | P55:345:MEC:GDMEC | 0.051 | Yes
GEN-2024-022 | 02 NEBRASKA | G00ALL 29SP | 635200 RAUN 3 345 652564 SIOUXCY3 345 1 | P55:345:MEC:HIGHLAND | 0.13788 | Yes
GEN-2024-022 | 02 NEBRASKA | G00ALL 29SP | 601006 SPLT RK3 345 652864 SIOUXCY-LNX3 345 1 | P55:345:MEC:HIGHLAND | 0.06822 | Yes
GEN-2024-022 | 02 NEBRASKA | G00ALL 29SP | 636000 WEBSTER3 345 636010 LEHIGH 3 345 1 | P55:345:MEC:HIGHLAND | 0.06811 | Yes
GEN-2024-022 | 02 NEBRASKA | G00ALL 29SP | 631138 LAKEFLD3 345 635368 OBRIEN 3 345 1 | P55:345:MEC:KOSSUTH | 0.05509 | Yes
GEN-2024-022 | 02 NEBRASKA | G00ALL 29SP | 635368 OBRIEN 3 345 635400 HIGHLAND 3 345 1 | P55:345:MEC:LEHIGH | 0.05736 | Yes
GEN-2024-022 | 02 NEBRASKA | G00ALL 29SP | 635399 CHEROKEE 3 345 635400 HIGHLAND 3 345 1 | P55:345:MEC:LEHIGH | 0.05736 | Yes
GEN-2024-022 | 02 NEBRASKA | G00ALL 29SP | 635200 RAUN 3 345 635398 REMSEN 3 345 1 | P55:345:MEC:LEHIGH | 0.05736 | Yes
GEN-2024-022 | 02 NEBRASKA | G00ALL 29SP | 635398 REMSEN 3 345 635399 CHEROKEE 3 345 1 | P55:345:MEC:LEHIGH | 0.05736 | Yes
GEN-2024-022 | 02 NEBRASKA | G00ALL 29SP | 635568 S HILLS 3 345 635630 BOONEVILLE 3 345 1 | P55:345:MEC:MADISON | 0.06144 | Yes
GEN-2024-022 | 02 NEBRASKA | G00ALL 29SP | 635568 S HILLS 3 345 635570 ORIENT 3 345 1 | P55:345:MEC:MADISON | 0.06144 | Yes
GEN-2024-022 | 02 NEBRASKA | G00ALL 29SP | 635000 CBLUFFS3 345 645456 S3456 3 345 1 | P55:345:MEC:NORTHBORO | 0.08215 | Yes
GEN-2024-022 | 02 NEBRASKA | G00ALL 29SP | 635000 CBLUFFS3 345 635014 OVERLAND 3 345 1 | P55:345:MEC:ORIENT | 0.05707 | Yes
GEN-2024-022 | 02 NEBRASKA | G00ALL 29SP | 635580 ARBOR HILL 3 345 635623 BADGER CRK 3 345 1 | P55:345:MEC:ORIENT | 0.05526 | Yes
GEN-2024-022 | 02 NEBRASKA | G00ALL 29SP | 635580 ARBOR HILL 3 345 635590 FALLOW AVE 3 345 1 | P55:345:MEC:ORIENT | 0.05526 | Yes
GEN-2024-022 | 02 NEBRASKA | G00ALL 29SP | 635014 OVERLAND 3 345 635590 FALLOW AVE 3 345 1 | P55:345:MEC:ORIENT | 0.05526 | Yes
GEN-2024-022 | 02 NEBRASKA | G00ALL 29SP | 635200 RAUN 3 345 762779 G18-043 TAP 345 1 | P55:345:MEC:ORIENT | 0.09095 | Yes
GEN-2024-022 | 02 NEBRASKA | G00ALL 29SP | 635200 RAUN 3 345 645552 S3452 REACT3 345 1 | P55:345:MEC:ORIENT | 0.09344 | Yes
GEN-2024-022 | 02 NEBRASKA | G00ALL 29SP | 636000 WEBSTER3 345 636010 LEHIGH 3 345 1 | P55:345:MEC:PALO ALTO | 0.05373 | Yes
GEN-2024-022 | 02 NEBRASKA | G00ALL 29SP | 635018 NORTHBORO 3 345 635570 ORIENT 3 345 1 | P55:345:MEC:PONY CREEK OR SOUTHLAND | 0.05967 | Yes
GEN-2024-022 | 02 NEBRASKA | G00ALL 29SP | 635017 ATCHISON 3 345 640139 COOPER 3 345 1 | P55:345:MEC:PONY CREEK OR SOUTHLAND | 0.05967 | Yes
GEN-2024-022 | 02 NEBRASKA | G00ALL 29SP | 635017 ATCHISON 3 345 635018 NORTHBORO 3 345 1 | P55:345:MEC:PONY CREEK OR SOUTHLAND | 0.05967 | Yes
GEN-2024-022 | 02 NEBRASKA | G00ALL 29SP | 635200 RAUN 3 345 762779 G18-043 TAP 345 1 | P55:345:MEC:PONY CREEK OR SOUTHLAND | 0.08683 | Yes
GEN-2024-022 | 02 NEBRASKA | G00ALL 29SP | 635200 RAUN 3 345 645552 S3452 REACT3 345 1 | P55:345:MEC:PONY CREEK OR SOUTHLAND | 0.08919 | Yes
GEN-2024-022 | 02 NEBRASKA | G00ALL 29SP | 635635 MADISON3 345 635640 NORWALK 3 345 1 | P55:345:MEC:RACCOON TRAIL | 0.05284 | Yes
GEN-2024-022 | 02 NEBRASKA | G00ALL 29SP | 635200 RAUN 3 345 762779 G18-043 TAP 345 1 | P55:345:MEC:RACCOON TRAIL | 0.08992 | Yes
GEN-2024-022 | 02 NEBRASKA | G00ALL 29SP | 635200 RAUN 3 345 645552 S3452 REACT3 345 1 | P55:345:MEC:RACCOON TRAIL | 0.09235 | Yes
GEN-2024-022 | 02 NEBRASKA | G00ALL 29SP | 635018 NORTHBORO 3 345 635570 ORIENT 3 345 1 | P55:345:MEC:ROLLING HILLS | 0.05967 | Yes
GEN-2024-022 | 02 NEBRASKA | G00ALL 29SP | 635017 ATCHISON 3 345 640139 COOPER 3 345 1 | P55:345:MEC:ROLLING HILLS | 0.05967 | Yes
GEN-2024-022 | 02 NEBRASKA | G00ALL 29SP | 635017 ATCHISON 3 345 635018 NORTHBORO 3 345 1 | P55:345:MEC:ROLLING HILLS | 0.05967 | Yes
GEN-2024-022 | 02 NEBRASKA | G00ALL 29SP | 635570 ORIENT 3 345 635635 MADISON3 345 1 | P55:345:MEC:SOUTHERN HILLS | 0.05945 | Yes
GEN-2024-022 | 02 NEBRASKA | G00ALL 29SP | 635000 CBLUFFS3 345 645456 S3456 3 345 1 | P55:345:OPPD:S3740 3::FN13:EHV: | 0.05386 | Yes
GEN-2024-022 | 02 NEBRASKA | G00ALL 29SP | 631193 HUNTLEY3 345 631197 LEDYARD3 345 1 | P55:345:XEL:MNN1 | 0.05081 | Yes
GEN-2024-022 | 02 NEBRASKA | G00ALL 29SP | 601006 SPLT RK3 345 652864 SIOUXCY-LNX3 345 1 | P55:345:XEL:PRI1 | 0.05902 | Yes
GEN-2024-022 | 02 NEBRASKA | G00ALL 29SP | 636000 WEBSTER3 345 636010 LEHIGH 3 345 1 | P55:345:XEL:PRI1 | 0.0555 | Yes
GEN-2024-022 | 02 NEBRASKA | G00ALL 29SP | 631138 LAKEFLD3 345 635368 OBRIEN 3 345 1 | P55:345:XEL:PRI1 | 0.05495 | Yes
GEN-2024-022 | 02 NEBRASKA | G00ALL 29SP | 635200 RAUN 3 345 762779 G18-043 TAP 345 1 | P55:345:XEL:PRI1 | 0.08506 | Yes
GEN-2024-022 | 02 NEBRASKA | G00ALL 29SP | 631193 HUNTLEY3 345 631197 LEDYARD3 345 1 | P55:345:XEL:PRI1 | 0.05088 | Yes
GEN-2024-022 | 02 NEBRASKA | G00ALL 29SP | 635200 RAUN 3 345 645552 S3452 REACT3 345 1 | P55:345:XEL:PRI1 | 0.08739 | Yes
GEN-2024-022 | 02 NEBRASKA | G00ALL 29SP | 635200 RAUN 3 345 652564 SIOUXCY3 345 1 | 631138 LAKEFLD3 345 635368 OBRIEN 3 345 1 | 0.13244 | Yes
GEN-2024-022 | 02 NEBRASKA | G00ALL 29SP | 601006 SPLT RK3 345 652864 SIOUXCY-LNX3 345 1 | 631138 LAKEFLD3 345 635368 OBRIEN 3 345 1 | 0.0679 | Yes
GEN-2024-022 | 02 NEBRASKA | G00ALL 29SP | 631193 HUNTLEY3 345 631197 LEDYARD3 345 1 | 631138 LAKEFLD3 345 635368 OBRIEN 3 345 1 | 0.07285 | Yes
GEN-2024-022 | 02 NEBRASKA | G00ALL 29SP | 631197 LEDYARD3 345 635369 KOSSUTH 3 345 1 | 631138 LAKEFLD3 345 635368 OBRIEN 3 345 1 | 0.05458 | Yes
GEN-2024-022 | 02 NEBRASKA | G00ALL 29SP | 631138 LAKEFLD3 345 635368 OBRIEN 3 345 1 | 631193 HUNTLEY3 345 631197 LEDYARD3 345 1 | 0.07304 | Yes
GEN-2024-022 | 02 NEBRASKA | G00ALL 29SP | 635000 CBLUFFS3 345 645456 S3456 3 345 1 | 635017 ATCHISON 3 345 635018 NORTHBORO 3 345 1 | 0.08215 | Yes
GEN-2024-022 | 02 NEBRASKA | G00ALL 29SP | 635200 RAUN 3 345 762779 G18-043 TAP 345 1 | 635200 RAUN 3 345 645552 S3452 REACT3 345 1 | 0.12094 | Yes
GEN-2024-022 | 02 NEBRASKA | G00ALL 29SP | 635200 RAUN 3 345 645552 S3452 REACT3 345 1 | 635200 RAUN 3 345 762779 G18-043 TAP 345 1 | 0.12215 | Yes
GEN-2024-022 | 02 NEBRASKA | G00ALL 29SP | 636003 BEAVER CRK 3 345 636010 LEHIGH 3 345 1 | 635219 GARD AVE 3 345 636017 LEHIGH GARX3 345 1 | 0.0529 | Yes
GEN-2024-022 | 02 NEBRASKA | G00ALL 29SP | 635200 RAUN 3 345 652564 SIOUXCY3 345 1 | 635368 OBRIEN 3 345 635400 HIGHLAND 3 345 1 | 0.13788 | Yes
GEN-2024-022 | 02 NEBRASKA | G00ALL 29SP | 601006 SPLT RK3 345 652864 SIOUXCY-LNX3 345 1 | 635368 OBRIEN 3 345 635400 HIGHLAND 3 345 1 | 0.06822 | Yes
GEN-2024-022 | 02 NEBRASKA | G00ALL 29SP | 636000 WEBSTER3 345 636010 LEHIGH 3 345 1 | 635368 OBRIEN 3 345 635400 HIGHLAND 3 345 1 | 0.06811 | Yes
GEN-2024-022 | 02 NEBRASKA | G00ALL 29SP | 631138 LAKEFLD3 345 635368 OBRIEN 3 345 1 | 635369 KOSSUTH 3 345 635425 PALO ALTO 3 345 1 | 0.05052 | Yes
GEN-2024-022 | 02 NEBRASKA | G00ALL 29SP | 636000 WEBSTER3 345 636010 LEHIGH 3 345 1 | 635369 KOSSUTH 3 345 635425 PALO ALTO 3 345 1 | 0.05373 | Yes
GEN-2024-022 | 02 NEBRASKA | G00ALL 29SP | 635018 NORTHBORO 3 345 635570 ORIENT 3 345 1 | 635580 ARBOR HILL 3 345 635623 BADGER CRK 3 345 1 | 0.05712 | Yes
GEN-2024-022 | 02 NEBRASKA | G00ALL 29SP | 635017 ATCHISON 3 345 640139 COOPER 3 345 1 | 635580 ARBOR HILL 3 345 635623 BADGER CRK 3 345 1 | 0.05712 | Yes
GEN-2024-022 | 02 NEBRASKA | G00ALL 29SP | 635017 ATCHISON 3 345 635018 NORTHBORO 3 345 1 | 635580 ARBOR HILL 3 345 635623 BADGER CRK 3 345 1 | 0.05712 | Yes
GEN-2024-022 | 02 NEBRASKA | G00ALL 29SP | 635622 RCCN TRL 3 345 635630 BOONEVILLE 3 345 1 | 635580 ARBOR HILL 3 345 635623 BADGER CRK 3 345 1 | 0.0527 | Yes
GEN-2024-022 | 02 NEBRASKA | G00ALL 29SP | 635200 RAUN 3 345 762779 G18-043 TAP 345 1 | 635580 ARBOR HILL 3 345 635623 BADGER CRK 3 345 1 | 0.08824 | Yes
GEN-2024-022 | 02 NEBRASKA | G00ALL 29SP | 635200 RAUN 3 345 645552 S3452 REACT3 345 1 | 635580 ARBOR HILL 3 345 635623 BADGER CRK 3 345 1 | 0.09063 | Yes
GEN-2024-022 | 02 NEBRASKA | G00ALL 29SP | 636003 BEAVER CRK 3 345 636010 LEHIGH 3 345 1 | 636010 LEHIGH 3 345 636017 LEHIGH GARX3 345 Z | 0.0529 | Yes
GEN-2024-022 | 02 NEBRASKA | G00ALL 29SP | 635200 RAUN 3 345 762779 G18-043 TAP 345 1 | 645452 S3452 3 345 645552 S3452 REACT3 345 Z1 | 0.12094 | Yes
GEN-2024-022 | 02 NEBRASKA | G00ALL 29SP | 635200 RAUN 3 345 652564 SIOUXCY3 345 1 | Base Case | 0.12216 | Yes
GEN-2024-022 | 02 NEBRASKA | G00ALL 29SP | 635018 NORTHBORO 3 345 635570 ORIENT 3 345 1 | Base Case | 0.05241 | Yes
GEN-2024-022 | 02 NEBRASKA | G00ALL 29SP | 635017 ATCHISON 3 345 640139 COOPER 3 345 1 | Base Case | 0.05241 | Yes
GEN-2024-022 | 02 NEBRASKA | G00ALL 29SP | 635017 ATCHISON 3 345 635018 NORTHBORO 3 345 1 | Base Case | 0.05241 | Yes
GEN-2024-022 | 02 NEBRASKA | G00ALL 29SP | 601006 SPLT RK3 345 652864 SIOUXCY-LNX3 345 1 | Base Case | 0.059 | Yes
GEN-2024-022 | 02 NEBRASKA | G00ALL 29SP | 631138 LAKEFLD3 345 635368 OBRIEN 3 345 1 | Base Case | 0.05496 | Yes
GEN-2024-022 | 02 NEBRASKA | G00ALL 29SP | 636000 WEBSTER3 345 636010 LEHIGH 3 345 1 | Base Case | 0.05556 | Yes
GEN-2024-022 | 02 NEBRASKA | G00ALL 29SP | 635200 RAUN 3 345 762779 G18-043 TAP 345 1 | Base Case | 0.08507 | Yes
GEN-2024-022 | 02 NEBRASKA | G00ALL 29SP | 631193 HUNTLEY3 345 631197 LEDYARD3 345 1 | Base Case | 0.05091 | Yes
GEN-2024-022 | 02 NEBRASKA | G00ALL 29SP | 635000 CBLUFFS3 345 645456 S3456 3 345 1 | Base Case | 0.05883 | Yes
GEN-2024-022 | 02 NEBRASKA | G00ALL 29SP | 635200 RAUN 3 345 645552 S3452 REACT3 345 1 | Base Case | 0.08739 | Yes
GEN-2024-022 | 02 NEBRASKA | G00ALL 29SP | 635600 GRIMES 3 345 636003 BEAVER CRK 3 345 1 | Base Case | 0.0513 | Yes
GEN-2024-022 | 02 NEBRASKA | G00ALL 29SP | 636003 BEAVER CRK 3 345 636010 LEHIGH 3 345 1 | Base Case | 0.0513 | Yes
GEN-2024-023 | 02 NEBRASKA | G00ALL 29SP | 631193 HUNTLEY3 345 631197 LEDYARD3 345 1 | P11:20:XEL:PR_ISLD:31G | 0.05091 | Yes
GEN-2024-023 | 02 NEBRASKA | G00ALL 29SP | 631193 HUNTLEY3 345 631197 LEDYARD3 345 1 | P11:20:XEL:PR_ISLD:32G | 0.05091 | Yes
GEN-2024-023 | 02 NEBRASKA | G00ALL 29SP | 631193 HUNTLEY3 345 631197 LEDYARD3 345 1 | P11:24:XEL:SHERCO31G:1 | 0.05091 | Yes
GEN-2024-023 | 02 NEBRASKA | G00ALL 29SP | 635200 RAUN 3 345 645552 S3452 REACT3 345 1 | P11:24:XEL:SHERCO31G:1 | 0.08739 | Yes
GEN-2024-023 | 02 NEBRASKA | G00ALL 29SP | 631193 HUNTLEY3 345 631197 LEDYARD3 345 1 | P11:24:XEL:SHERCO32G:2 | 0.05091 | Yes
GEN-2024-023 | 02 NEBRASKA | G00ALL 29SP | 601006 SPLT RK3 345 652864 SIOUXCY-LNX3 345 1 | P11:26:XEL:SHERCO33G:3 | 0.059 | Yes
GEN-2024-023 | 02 NEBRASKA | G00ALL 29SP | 631138 LAKEFLD3 345 635368 OBRIEN 3 345 1 | P11:26:XEL:SHERCO33G:3 | 0.05496 | Yes
GEN-2024-023 | 02 NEBRASKA | G00ALL 29SP | 635200 RAUN 3 345 762779 G18-043 TAP 345 1 | P11:26:XEL:SHERCO33G:3 | 0.08507 | Yes
GEN-2024-023 | 02 NEBRASKA | G00ALL 29SP | 631193 HUNTLEY3 345 631197 LEDYARD3 345 1 | P11:26:XEL:SHERCO33G:3 | 0.05091 | Yes
GEN-2024-023 | 02 NEBRASKA | G00ALL 29SP | 635200 RAUN 3 345 645552 S3452 REACT3 345 1 | P11:26:XEL:SHERCO33G:3 | 0.08739 | Yes
GEN-2024-023 | 02 NEBRASKA | G00ALL 29SP | 635018 NORTHBORO 3 345 635570 ORIENT 3 345 1 | P11:345:MEC:GDMEC:3:ST | 0.05241 | Yes
GEN-2024-023 | 02 NEBRASKA | G00ALL 29SP | 635017 ATCHISON 3 345 640139 COOPER 3 345 1 | P11:345:MEC:GDMEC:3:ST | 0.05241 | Yes
GEN-2024-023 | 02 NEBRASKA | G00ALL 29SP | 635017 ATCHISON 3 345 635018 NORTHBORO 3 345 1 | P11:345:MEC:GDMEC:3:ST | 0.05241 | Yes
GEN-2024-023 | 02 NEBRASKA | G00ALL 29SP | 635000 CBLUFFS3 345 645456 S3456 3 345 1 | P11:345:MEC:GDMEC:3:ST | 0.05883 | Yes
GEN-2024-023 | 02 NEBRASKA | G00ALL 29SP | 635600 GRIMES 3 345 636003 BEAVER CRK 3 345 1 | P11:345:MEC:GDMEC:3:ST | 0.0513 | Yes
GEN-2024-023 | 02 NEBRASKA | G00ALL 29SP | 635200 RAUN 3 345 762779 G18-043 TAP 345 1 | P11:345:MEC:NEAL:3 | 0.08507 | Yes
GEN-2024-023 | 02 NEBRASKA | G00ALL 29SP | 635200 RAUN 3 345 645552 S3452 REACT3 345 1 | P11:345:MEC:NEAL:3 | 0.08739 | Yes
GEN-2024-023 | 02 NEBRASKA | G00ALL 29SP | 635200 RAUN 3 345 762779 G18-043 TAP 345 1 | P11:345:MEC:NEAL:4 | 0.08507 | Yes
GEN-2024-023 | 02 NEBRASKA | G00ALL 29SP | 635200 RAUN 3 345 645552 S3452 REACT3 345 1 | P11:345:MEC:NEAL:4 | 0.08739 | Yes
GEN-2024-023 | 02 NEBRASKA | G00ALL 29SP | 635000 CBLUFFS3 345 645456 S3456 3 345 1 | P11:345:MEC:WSEC:3 | 0.05883 | Yes
GEN-2024-023 | 02 NEBRASKA | G00ALL 29SP | 635000 CBLUFFS3 345 645456 S3456 3 345 1 | P11:345:MEC:WSEC:4 | 0.05883 | Yes
GEN-2024-023 | 02 NEBRASKA | G00ALL 29SP | 602004 SPLT RK4 230 652523 SIOUXFL4 230 1 | P12:230.0:UMZ:# N-1 #:: LINE PAHOJA__-BE4-EAGLE___-NI4-1 :HV: | 0.05595 | Yes
GEN-2024-023 | 02 NEBRASKA | G00ALL 29SP | 603016 SPLT RK7 115 996521 SPLT RK4 115 7 | P12:230.0:UMZ:# N-1 #:: LINE PAHOJA__-BE4-EAGLE___-NI4-1 :HV: | 0.05595 | Yes
GEN-2024-023 | 02 NEBRASKA | G00ALL 29SP | 602004 SPLT RK4 230 996521 SPLT RK4 115 7 | P12:230.0:UMZ:# N-1 #:: LINE PAHOJA__-BE4-EAGLE___-NI4-1 :HV: | 0.05595 | Yes
GEN-2024-023 | 02 NEBRASKA | G00ALL 29SP | 601006 SPLT RK3 345 652864 SIOUXCY-LNX3 345 1 | P12:230.0:UMZ:# N-1 #:: LINE SIOUXCY2-EAGLE___-NI4-1 :HV: | 0.06655 | Yes
GEN-2024-023 | 02 NEBRASKA | G00ALL 29SP | 602004 SPLT RK4 230 652523 SIOUXFL4 230 1 | P12:230.0:UMZ:# N-1 #:: LINE SIOUXFL4-PAHOJA__-BE4-1 :HV: | 0.05595 | Yes
GEN-2024-023 | 02 NEBRASKA | G00ALL 29SP | 603016 SPLT RK7 115 996521 SPLT RK4 115 7 | P12:230.0:UMZ:# N-1 #:: LINE SIOUXFL4-PAHOJA__-BE4-1 :HV: | 0.05595 | Yes
GEN-2024-023 | 02 NEBRASKA | G00ALL 29SP | 602004 SPLT RK4 230 996521 SPLT RK4 115 7 | P12:230.0:UMZ:# N-1 #:: LINE SIOUXFL4-PAHOJA__-BE4-1 :HV: | 0.05595 | Yes
GEN-2024-023 | 02 NEBRASKA | G00ALL 29SP | 635368 OBRIEN 3 345 635400 HIGHLAND 3 345 1 | P12:345.0:UMZ:# N-1 #:: LINE RAUN 3-SIOUXCY3-1 :EHV: | 0.06812 | Yes
GEN-2024-023 | 02 NEBRASKA | G00ALL 29SP | 631138 LAKEFLD3 345 635368 OBRIEN 3 345 1 | P12:345.0:UMZ:# N-1 #:: LINE RAUN 3-SIOUXCY3-1 :EHV: | 0.06951 | Yes
GEN-2024-023 | 02 NEBRASKA | G00ALL 29SP | 635399 CHEROKEE 3 345 635400 HIGHLAND 3 345 1 | P12:345.0:UMZ:# N-1 #:: LINE RAUN 3-SIOUXCY3-1 :EHV: | 0.06812 | Yes
GEN-2024-023 | 02 NEBRASKA | G00ALL 29SP | 635223 PLYMOUTH 5 161 652566 SIOUXCY5 161 1 | P12:345.0:UMZ:# N-1 #:: LINE RAUN 3-SIOUXCY3-1 :EHV: | 0.07456 | Yes
GEN-2024-023 | 02 NEBRASKA | G00ALL 29SP | 635200 RAUN 3 345 635398 REMSEN 3 345 1 | P12:345.0:UMZ:# N-1 #:: LINE RAUN 3-SIOUXCY3-1 :EHV: | 0.06812 | Yes
GEN-2024-023 | 02 NEBRASKA | G00ALL 29SP | 635398 REMSEN 3 345 635399 CHEROKEE 3 345 1 | P12:345.0:UMZ:# N-1 #:: LINE RAUN 3-SIOUXCY3-1 :EHV: | 0.06812 | Yes
GEN-2024-023 | 02 NEBRASKA | G00ALL 29SP | 635368 OBRIEN 3 345 635400 HIGHLAND 3 345 1 | P12:345.0:UMZ:# N-1 #:: LINE SIOUXCY3-SIOUXCY-LNX3-Z :EHV: | 0.06056 | Yes
GEN-2024-023 | 02 NEBRASKA | G00ALL 29SP | 631138 LAKEFLD3 345 635368 OBRIEN 3 345 1 | P12:345.0:UMZ:# N-1 #:: LINE SIOUXCY3-SIOUXCY-LNX3-Z :EHV: | 0.06825 | Yes
GEN-2024-023 | 02 NEBRASKA | G00ALL 29SP | 635399 CHEROKEE 3 345 635400 HIGHLAND 3 345 1 | P12:345.0:UMZ:# N-1 #:: LINE SIOUXCY3-SIOUXCY-LNX3-Z :EHV: | 0.06056 | Yes
GEN-2024-023 | 02 NEBRASKA | G00ALL 29SP | 635200 RAUN 3 345 635398 REMSEN 3 345 1 | P12:345.0:UMZ:# N-1 #:: LINE SIOUXCY3-SIOUXCY-LNX3-Z :EHV: | 0.06056 | Yes
GEN-2024-023 | 02 NEBRASKA | G00ALL 29SP | 635398 REMSEN 3 345 635399 CHEROKEE 3 345 1 | P12:345.0:UMZ:# N-1 #:: LINE SIOUXCY3-SIOUXCY-LNX3-Z :EHV: | 0.06056 | Yes
GEN-2024-023 | 02 NEBRASKA | G00ALL 29SP | 635368 OBRIEN 3 345 635400 HIGHLAND 3 345 1 | P12:345.0:UMZ:# N-1 #:: LINE SPLT RK3-SIOUXCY-LNX3-1 :EHV: | 0.06056 | Yes
GEN-2024-023 | 02 NEBRASKA | G00ALL 29SP | 631138 LAKEFLD3 345 635368 OBRIEN 3 345 1 | P12:345.0:UMZ:# N-1 #:: LINE SPLT RK3-SIOUXCY-LNX3-1 :EHV: | 0.06825 | Yes
GEN-2024-023 | 02 NEBRASKA | G00ALL 29SP | 635399 CHEROKEE 3 345 635400 HIGHLAND 3 345 1 | P12:345.0:UMZ:# N-1 #:: LINE SPLT RK3-SIOUXCY-LNX3-1 :EHV: | 0.06056 | Yes
GEN-2024-023 | 02 NEBRASKA | G00ALL 29SP | 635200 RAUN 3 345 635398 REMSEN 3 345 1 | P12:345.0:UMZ:# N-1 #:: LINE SPLT RK3-SIOUXCY-LNX3-1 :EHV: | 0.06056 | Yes
GEN-2024-023 | 02 NEBRASKA | G00ALL 29SP | 635398 REMSEN 3 345 635399 CHEROKEE 3 345 1 | P12:345.0:UMZ:# N-1 #:: LINE SPLT RK3-SIOUXCY-LNX3-1 :EHV: | 0.06056 | Yes
GEN-2024-023 | 02 NEBRASKA | G00ALL 29SP | 631138 LAKEFLD3 345 635368 OBRIEN 3 345 1 | P12:345:ITCM-MEC:LEDYARD:KOSSUTH:1 | 0.0663 | Yes
GEN-2024-023 | 02 NEBRASKA | G00ALL 29SP | 635018 NORTHBORO 3 345 635570 ORIENT 3 345 1 | P12:345:MEC:ARBOR HILL:FALLOW AVE:1 | 0.05712 | Yes
GEN-2024-023 | 02 NEBRASKA | G00ALL 29SP | 635017 ATCHISON 3 345 640139 COOPER 3 345 1 | P12:345:MEC:ARBOR HILL:FALLOW AVE:1 | 0.05712 | Yes
GEN-2024-023 | 02 NEBRASKA | G00ALL 29SP | 635017 ATCHISON 3 345 635018 NORTHBORO 3 345 1 | P12:345:MEC:ARBOR HILL:FALLOW AVE:1 | 0.05712 | Yes
GEN-2024-023 | 02 NEBRASKA | G00ALL 29SP | 635200 RAUN 3 345 762779 G18-043 TAP 345 1 | P12:345:MEC:ARBOR HILL:FALLOW AVE:1 | 0.08824 | Yes
GEN-2024-023 | 02 NEBRASKA | G00ALL 29SP | 635622 RCCN TRL 3 345 635630 BOONEVILLE 3 345 1 | P12:345:MEC:ARBOR HILL:FALLOW AVE:1 | 0.0527 | Yes
GEN-2024-023 | 02 NEBRASKA | G00ALL 29SP | 635200 RAUN 3 345 645552 S3452 REACT3 345 1 | P12:345:MEC:ARBOR HILL:FALLOW AVE:1 | 0.09063 | Yes
GEN-2024-023 | 02 NEBRASKA | G00ALL 29SP | 635200 RAUN 3 345 652564 SIOUXCY3 345 1 | P12:345:MEC:CHEROKEE:HIGHLAND:1 | 0.13788 | Yes
GEN-2024-023 | 02 NEBRASKA | G00ALL 29SP | 601006 SPLT RK3 345 652864 SIOUXCY-LNX3 345 1 | P12:345:MEC:CHEROKEE:HIGHLAND:1 | 0.06822 | Yes
GEN-2024-023 | 02 NEBRASKA | G00ALL 29SP | 636000 WEBSTER3 345 636010 LEHIGH 3 345 1 | P12:345:MEC:CHEROKEE:HIGHLAND:1 | 0.06811 | Yes
GEN-2024-023 | 02 NEBRASKA | G00ALL 29SP | 635600 GRIMES 3 345 635622 RCCN TRL 3 345 2 | P12:345:MEC:GRIMES:RCCN TRL:1 | 0.06217 | Yes
GEN-2024-023 | 02 NEBRASKA | G00ALL 29SP | 635600 GRIMES 3 345 635622 RCCN TRL 3 345 1 | P12:345:MEC:GRIMES:RCCN TRL:2 | 0.06214 | Yes
GEN-2024-023 | 02 NEBRASKA | G00ALL 29SP | 635622 RCCN TRL 3 345 635630 BOONEVILLE 3 345 1 | P12:345:MEC:MADISON:NORWALK:1 | 0.05289 | Yes
GEN-2024-023 | 02 NEBRASKA | G00ALL 29SP | 635000 CBLUFFS3 345 645456 S3456 3 345 1 | P12:345:MEC:NORTHBORO:ATCHISON:1REACTOR:EHV: | 0.08215 | Yes
GEN-2024-023 | 02 NEBRASKA | G00ALL 29SP | 635200 RAUN 3 345 652564 SIOUXCY3 345 1 | P12:345:MEC:OBRIEN:HIGHLAND:1REACTOR:EHV: | 0.13788 | Yes
GEN-2024-023 | 02 NEBRASKA | G00ALL 29SP | 601006 SPLT RK3 345 652864 SIOUXCY-LNX3 345 1 | P12:345:MEC:OBRIEN:HIGHLAND:1REACTOR:EHV: | 0.06822 | Yes
GEN-2024-023 | 02 NEBRASKA | G00ALL 29SP | 636000 WEBSTER3 345 636010 LEHIGH 3 345 1 | P12:345:MEC:OBRIEN:HIGHLAND:1REACTOR:EHV: | 0.06811 | Yes
GEN-2024-023 | 02 NEBRASKA | G00ALL 29SP | 635568 S HILLS 3 345 635630 BOONEVILLE 3 345 1 | P12:345:MEC:ORIENT:MADISON:1 | 0.06291 | Yes
GEN-2024-023 | 02 NEBRASKA | G00ALL 29SP | 635568 S HILLS 3 345 635570 ORIENT 3 345 1 | P12:345:MEC:ORIENT:MADISON:1 | 0.06291 | Yes
GEN-2024-023 | 02 NEBRASKA | G00ALL 29SP | 635000 CBLUFFS3 345 645456 S3456 3 345 1 | P12:345:MEC:ORIENT:NORTHBORO:1 | 0.08215 | Yes
GEN-2024-023 | 02 NEBRASKA | G00ALL 29SP | 635622 RCCN TRL 3 345 635630 BOONEVILLE 3 345 1 | P12:345:MEC:OVERLAND:FALLOW AVE:1 | 0.0527 | Yes
GEN-2024-023 | 02 NEBRASKA | G00ALL 29SP | 631138 LAKEFLD3 345 635368 OBRIEN 3 345 1 | P12:345:MEC:PALO ALTO:KOSSUTH:1REACTOR:EHV: | 0.05052 | Yes
GEN-2024-023 | 02 NEBRASKA | G00ALL 29SP | 636000 WEBSTER3 345 636010 LEHIGH 3 345 1 | P12:345:MEC:PALO ALTO:KOSSUTH:1REACTOR:EHV: | 0.05373 | Yes
GEN-2024-023 | 02 NEBRASKA | G00ALL 29SP | 635018 NORTHBORO 3 345 635570 ORIENT 3 345 1 | P12:345:MEC:PONY CRK:ROLL HILLS:1 | 0.05967 | Yes
GEN-2024-023 | 02 NEBRASKA | G00ALL 29SP | 635017 ATCHISON 3 345 640139 COOPER 3 345 1 | P12:345:MEC:PONY CRK:ROLL HILLS:1 | 0.05967 | Yes
GEN-2024-023 | 02 NEBRASKA | G00ALL 29SP | 635017 ATCHISON 3 345 635018 NORTHBORO 3 345 1 | P12:345:MEC:PONY CRK:ROLL HILLS:1 | 0.05967 | Yes
GEN-2024-023 | 02 NEBRASKA | G00ALL 29SP | 635018 NORTHBORO 3 345 635570 ORIENT 3 345 1 | P12:345:MEC:ROLL HILLS:ORIENT:1 | 0.05967 | Yes
GEN-2024-023 | 02 NEBRASKA | G00ALL 29SP | 635017 ATCHISON 3 345 640139 COOPER 3 345 1 | P12:345:MEC:ROLL HILLS:ORIENT:1 | 0.05967 | Yes
GEN-2024-023 | 02 NEBRASKA | G00ALL 29SP | 635017 ATCHISON 3 345 635018 NORTHBORO 3 345 1 | P12:345:MEC:ROLL HILLS:ORIENT:1 | 0.05967 | Yes
GEN-2024-023 | 02 NEBRASKA | G00ALL 29SP | 635570 ORIENT 3 345 635635 MADISON3 345 1 | P12:345:MEC:S HILLS:BOONEVILLE:1 | 0.05945 | Yes
GEN-2024-023 | 02 NEBRASKA | G00ALL 29SP | 635570 ORIENT 3 345 635635 MADISON3 345 1 | P12:345:MEC:S HILLS:ORIENT:1 | 0.05945 | Yes
GEN-2024-023 | 02 NEBRASKA | G00ALL 29SP | 635368 OBRIEN 3 345 635400 HIGHLAND 3 345 1 | P12:345:MEC:WEBSTER:LEHIGH:1 | 0.0597 | Yes
GEN-2024-023 | 02 NEBRASKA | G00ALL 29SP | 635399 CHEROKEE 3 345 635400 HIGHLAND 3 345 1 | P12:345:MEC:WEBSTER:LEHIGH:1 | 0.0597 | Yes
GEN-2024-023 | 02 NEBRASKA | G00ALL 29SP | 635200 RAUN 3 345 635398 REMSEN 3 345 1 | P12:345:MEC:WEBSTER:LEHIGH:1 | 0.0597 | Yes
GEN-2024-023 | 02 NEBRASKA | G00ALL 29SP | 635398 REMSEN 3 345 635399 CHEROKEE 3 345 1 | P12:345:MEC:WEBSTER:LEHIGH:1 | 0.0597 | Yes
GEN-2024-023 | 02 NEBRASKA | G00ALL 29SP | 635200 RAUN 3 345 652564 SIOUXCY3 345 1 | P12:345:MEC-ITCM:OBRIEN:LAKEFIELD:1REACTOR:EHV: | 0.13244 | Yes
GEN-2024-023 | 02 NEBRASKA | G00ALL 29SP | 601006 SPLT RK3 345 652864 SIOUXCY-LNX3 345 1 | P12:345:MEC-ITCM:OBRIEN:LAKEFIELD:1REACTOR:EHV: | 0.0679 | Yes
GEN-2024-023 | 02 NEBRASKA | G00ALL 29SP | 631193 HUNTLEY3 345 631197 LEDYARD3 345 1 | P12:345:MEC-ITCM:OBRIEN:LAKEFIELD:1REACTOR:EHV: | 0.07285 | Yes
GEN-2024-023 | 02 NEBRASKA | G00ALL 29SP | 631197 LEDYARD3 345 635369 KOSSUTH 3 345 1 | P12:345:MEC-ITCM:OBRIEN:LAKEFIELD:1REACTOR:EHV: | 0.05458 | Yes
GEN-2024-023 | 02 NEBRASKA | G00ALL 29SP | 635000 CBLUFFS3 345 645456 S3456 3 345 1 | P12:345:MEC-NPPD:ATCHISON:COOPER:1 | 0.08215 | Yes
GEN-2024-023 | 02 NEBRASKA | G00ALL 29SP | 635368 OBRIEN 3 345 635400 HIGHLAND 3 345 1 | P12:345:MEC-WAPA:RAUN:SIOUXCY:1 | 0.06812 | Yes
GEN-2024-023 | 02 NEBRASKA | G00ALL 29SP | 631138 LAKEFLD3 345 635368 OBRIEN 3 345 1 | P12:345:MEC-WAPA:RAUN:SIOUXCY:1 | 0.06951 | Yes
GEN-2024-023 | 02 NEBRASKA | G00ALL 29SP | 635399 CHEROKEE 3 345 635400 HIGHLAND 3 345 1 | P12:345:MEC-WAPA:RAUN:SIOUXCY:1 | 0.06812 | Yes
GEN-2024-023 | 02 NEBRASKA | G00ALL 29SP | 635223 PLYMOUTH 5 161 652566 SIOUXCY5 161 1 | P12:345:MEC-WAPA:RAUN:SIOUXCY:1 | 0.07456 | Yes
GEN-2024-023 | 02 NEBRASKA | G00ALL 29SP | 635200 RAUN 3 345 635398 REMSEN 3 345 1 | P12:345:MEC-WAPA:RAUN:SIOUXCY:1 | 0.06812 | Yes
GEN-2024-023 | 02 NEBRASKA | G00ALL 29SP | 635398 REMSEN 3 345 635399 CHEROKEE 3 345 1 | P12:345:MEC-WAPA:RAUN:SIOUXCY:1 | 0.06812 | Yes
GEN-2024-023 | 02 NEBRASKA | G00ALL 29SP | 635200 RAUN 3 345 762779 G18-043 TAP 345 1 | P12:345:NPPD:L3521::NW68&HOLDREGE.COLUMBUSEAST.CKT1:: | 0.10005 | Yes
GEN-2024-023 | 02 NEBRASKA | G00ALL 29SP | 635200 RAUN 3 345 645552 S3452 REACT3 345 1 | P12:345:NPPD:L3521::NW68&HOLDREGE.COLUMBUSEAST.CKT1:: | 0.10294 | Yes
GEN-2024-023 | 02 NEBRASKA | G00ALL 29SP | 635000 CBLUFFS3 345 645456 S3456 3 345 1 | P12:345:OPPD:S3456-S3459:::EHV: | 0.06859 | Yes
GEN-2024-023 | 02 NEBRASKA | G00ALL 29SP | 601048 LYON CO 3 345 631138 LAKEFLD3 345 1 | P12:345:XEL:HELENA3:SHEASLK3:1 | 0.05197 | Yes
GEN-2024-023 | 02 NEBRASKA | G00ALL 29SP | 601048 LYON CO 3 345 631138 LAKEFLD3 345 1 | P12:345:XEL:SPS HNA-SSL | 0.05197 | Yes
GEN-2024-023 | 02 NEBRASKA | G00ALL 29SP | 601048 LYON CO 3 345 631138 LAKEFLD3 345 1 | P12:345:XEL:WILMART3:SHEASLK3:1 | 0.05189 | Yes
GEN-2024-023 | 02 NEBRASKA | G00ALL 29SP | 635368 OBRIEN 3 345 635400 HIGHLAND 3 345 1 | P12:345:XEL-WAPA:SPLTRK3:SIOUXCY-LNX3:1 | 0.06056 | Yes
GEN-2024-023 | 02 NEBRASKA | G00ALL 29SP | 631138 LAKEFLD3 345 635368 OBRIEN 3 345 1 | P12:345:XEL-WAPA:SPLTRK3:SIOUXCY-LNX3:1 | 0.06825 | Yes
GEN-2024-023 | 02 NEBRASKA | G00ALL 29SP | 635399 CHEROKEE 3 345 635400 HIGHLAND 3 345 1 | P12:345:XEL-WAPA:SPLTRK3:SIOUXCY-LNX3:1 | 0.06056 | Yes
GEN-2024-023 | 02 NEBRASKA | G00ALL 29SP | 635200 RAUN 3 345 635398 REMSEN 3 345 1 | P12:345:XEL-WAPA:SPLTRK3:SIOUXCY-LNX3:1 | 0.06056 | Yes
GEN-2024-023 | 02 NEBRASKA | G00ALL 29SP | 635398 REMSEN 3 345 635399 CHEROKEE 3 345 1 | P12:345:XEL-WAPA:SPLTRK3:SIOUXCY-LNX3:1 | 0.06056 | Yes
GEN-2024-023 | 02 NEBRASKA | G00ALL 29SP | 635000 CBLUFFS3 345 645456 S3456 3 345 1 | P13:161-345:OPPD:S3456 T4:::HV: | 0.05979 | Yes
GEN-2024-023 | 02 NEBRASKA | G00ALL 29SP | 631193 HUNTLEY3 345 631197 LEDYARD3 345 1 | P13:345:XEL:MNTCE31G:MNTCELO3:1 | 0.05091 | Yes
GEN-2024-023 | 02 NEBRASKA | G00ALL 29SP | 631193 HUNTLEY3 345 631197 LEDYARD3 345 1 | P13:345:XEL:PRIS31G:PRISLD3:1 | 0.05091 | Yes
GEN-2024-023 | 02 NEBRASKA | G00ALL 29SP | 631193 HUNTLEY3 345 631197 LEDYARD3 345 1 | P13:345:XEL:PRIS32G:PRISLD3:2 | 0.05091 | Yes
GEN-2024-023 | 02 NEBRASKA | G00ALL 29SP | 635622 RCCN TRL 3 345 635630 BOONEVILLE 3 345 1 | P13:345-161:MEC:NORWALK:9T1:MULTI | 0.05347 | Yes
GEN-2024-023 | 02 NEBRASKA | G00ALL 29SP | 601006 SPLT RK3 345 652864 SIOUXCY-LNX3 345 1 | P13:345-230.0:UMZ:# N-1 #:: 3WND SIOUXCY3-SIOUXCY2-SIOUXC29-1 652_ SC2 KU1B_:EHV: | 0.07412 | Yes
GEN-2024-023 | 02 NEBRASKA | G00ALL 29SP | 635200 RAUN 3 345 652564 SIOUXCY3 345 1 | P14:345:ITCM-MEC:LAKEFLD-OBRIEN 50MVAR:MN-SS | 0.13244 | Yes
GEN-2024-023 | 02 NEBRASKA | G00ALL 29SP | 601006 SPLT RK3 345 652864 SIOUXCY-LNX3 345 1 | P14:345:ITCM-MEC:LAKEFLD-OBRIEN 50MVAR:MN-SS | 0.0679 | Yes
GEN-2024-023 | 02 NEBRASKA | G00ALL 29SP | 631193 HUNTLEY3 345 631197 LEDYARD3 345 1 | P14:345:ITCM-MEC:LAKEFLD-OBRIEN 50MVAR:MN-SS | 0.07285 | Yes
GEN-2024-023 | 02 NEBRASKA | G00ALL 29SP | 631197 LEDYARD3 345 635369 KOSSUTH 3 345 1 | P14:345:ITCM-MEC:LAKEFLD-OBRIEN 50MVAR:MN-SS | 0.05458 | Yes
GEN-2024-023 | 02 NEBRASKA | G00ALL 29SP | 631138 LAKEFLD3 345 635368 OBRIEN 3 345 1 | P23:345:ITCM:HUNTLEY3 3659:IA-MVP::EHV: | 0.0721 | Yes
GEN-2024-023 | 02 NEBRASKA | G00ALL 29SP | 635200 RAUN 3 345 652564 SIOUXCY3 345 1 | P23:345:ITCM:LAKEFLD 885:MN::EHV: | 0.13282 | Yes
GEN-2024-023 | 02 NEBRASKA | G00ALL 29SP | 601006 SPLT RK3 345 652864 SIOUXCY-LNX3 345 1 | P23:345:ITCM:LAKEFLD 885:MN::EHV: | 0.06835 | Yes
GEN-2024-023 | 02 NEBRASKA | G00ALL 29SP | 631193 HUNTLEY3 345 631197 LEDYARD3 345 1 | P23:345:ITCM:LAKEFLD 885:MN::EHV: | 0.0727 | Yes
GEN-2024-023 | 02 NEBRASKA | G00ALL 29SP | 631197 LEDYARD3 345 635369 KOSSUTH 3 345 1 | P23:345:ITCM:LAKEFLD 885:MN::EHV: | 0.05439 | Yes
GEN-2024-023 | 02 NEBRASKA | G00ALL 29SP | 631138 LAKEFLD3 345 635368 OBRIEN 3 345 1 | P23:345:ITCM:LEDYARD3 5074:IA-MVP::EHV: | 0.0733 | Yes
GEN-2024-023 | 02 NEBRASKA | G00ALL 29SP | 631138 LAKEFLD3 345 635368 OBRIEN 3 345 1 | P23:345:ITCM:LEDYARD3 5075:IA-MVP::EHV: | 0.0733 | Yes
GEN-2024-023 | 02 NEBRASKA | G00ALL 29SP | 631138 LAKEFLD3 345 635368 OBRIEN 3 345 1 | P23:345:ITCM:LEDYARD3 5076:IA-MVP::EHV: | 0.0663 | Yes
GEN-2024-023 | 02 NEBRASKA | G00ALL 29SP | 635018 NORTHBORO 3 345 635570 ORIENT 3 345 1 | P23:345:MEC:ARBOR HILL:901::EHV: | 0.05712 | Yes
GEN-2024-023 | 02 NEBRASKA | G00ALL 29SP | 635017 ATCHISON 3 345 640139 COOPER 3 345 1 | P23:345:MEC:ARBOR HILL:901::EHV: | 0.05712 | Yes
GEN-2024-023 | 02 NEBRASKA | G00ALL 29SP | 635017 ATCHISON 3 345 635018 NORTHBORO 3 345 1 | P23:345:MEC:ARBOR HILL:901::EHV: | 0.05712 | Yes
GEN-2024-023 | 02 NEBRASKA | G00ALL 29SP | 635622 RCCN TRL 3 345 635630 BOONEVILLE 3 345 1 | P23:345:MEC:ARBOR HILL:901::EHV: | 0.0527 | Yes
GEN-2024-023 | 02 NEBRASKA | G00ALL 29SP | 635200 RAUN 3 345 645552 S3452 REACT3 345 1 | P23:345:MEC:ARBOR HILL:901::EHV: | 0.09063 | Yes
GEN-2024-023 | 02 NEBRASKA | G00ALL 29SP | 635018 NORTHBORO 3 345 635570 ORIENT 3 345 1 | P23:345:MEC:ARBOR HILL:902::EHV: | 0.05712 | Yes
GEN-2024-023 | 02 NEBRASKA | G00ALL 29SP | 635017 ATCHISON 3 345 640139 COOPER 3 345 1 | P23:345:MEC:ARBOR HILL:902::EHV: | 0.05712 | Yes
GEN-2024-023 | 02 NEBRASKA | G00ALL 29SP | 635017 ATCHISON 3 345 635018 NORTHBORO 3 345 1 | P23:345:MEC:ARBOR HILL:902::EHV: | 0.05712 | Yes
GEN-2024-023 | 02 NEBRASKA | G00ALL 29SP | 635622 RCCN TRL 3 345 635630 BOONEVILLE 3 345 1 | P23:345:MEC:ARBOR HILL:902::EHV: | 0.0527 | Yes
GEN-2024-023 | 02 NEBRASKA | G00ALL 29SP | 635200 RAUN 3 345 645552 S3452 REACT3 345 1 | P23:345:MEC:ARBOR HILL:902::EHV: | 0.09063 | Yes
GEN-2024-023 | 02 NEBRASKA | G00ALL 29SP | 635018 NORTHBORO 3 345 635570 ORIENT 3 345 1 | P23:345:MEC:ARBOR HILL:903::EHV: | 0.05712 | Yes
GEN-2024-023 | 02 NEBRASKA | G00ALL 29SP | 635017 ATCHISON 3 345 640139 COOPER 3 345 1 | P23:345:MEC:ARBOR HILL:903::EHV: | 0.05712 | Yes
GEN-2024-023 | 02 NEBRASKA | G00ALL 29SP | 635017 ATCHISON 3 345 635018 NORTHBORO 3 345 1 | P23:345:MEC:ARBOR HILL:903::EHV: | 0.05712 | Yes
GEN-2024-023 | 02 NEBRASKA | G00ALL 29SP | 635622 RCCN TRL 3 345 635630 BOONEVILLE 3 345 1 | P23:345:MEC:ARBOR HILL:903::EHV: | 0.0527 | Yes
GEN-2024-023 | 02 NEBRASKA | G00ALL 29SP | 635200 RAUN 3 345 762779 G18-043 TAP 345 1 | P23:345:MEC:ARBOR HILL:903::EHV: | 0.08824 | Yes
GEN-2024-023 | 02 NEBRASKA | G00ALL 29SP | 635200 RAUN 3 345 645552 S3452 REACT3 345 1 | P23:345:MEC:ARBOR HILL:903::EHV: | 0.09063 | Yes
GEN-2024-023 | 02 NEBRASKA | G00ALL 29SP | 635000 CBLUFFS3 345 645456 S3456 3 345 1 | P23:345:MEC:ATCHISON:902::EHV: | 0.08215 | Yes
GEN-2024-023 | 02 NEBRASKA | G00ALL 29SP | 635570 ORIENT 3 345 635635 MADISON3 345 1 | P23:345:MEC:BOONEVILLE:902::EHV: | 0.05586 | Yes
GEN-2024-023 | 02 NEBRASKA | G00ALL 29SP | 635000 CBLUFFS3 345 645456 S3456 3 345 1 | P23:345:MEC:CBEC:908::EHV: | 0.05866 | Yes
GEN-2024-023 | 02 NEBRASKA | G00ALL 29SP | 635200 RAUN 3 345 652564 SIOUXCY3 345 1 | P23:345:MEC:CHEROKEE:901::EHV: | 0.13788 | Yes
GEN-2024-023 | 02 NEBRASKA | G00ALL 29SP | 636000 WEBSTER3 345 636010 LEHIGH 3 345 1 | P23:345:MEC:CHEROKEE:901::EHV: | 0.06811 | Yes
GEN-2024-023 | 02 NEBRASKA | G00ALL 29SP | 635200 RAUN 3 345 652564 SIOUXCY3 345 1 | P23:345:MEC:CHEROKEE:902::EHV: | 0.13788 | Yes
GEN-2024-023 | 02 NEBRASKA | G00ALL 29SP | 636000 WEBSTER3 345 636010 LEHIGH 3 345 1 | P23:345:MEC:CHEROKEE:902::EHV: | 0.06811 | Yes
GEN-2024-023 | 02 NEBRASKA | G00ALL 29SP | 635200 RAUN 3 345 652564 SIOUXCY3 345 1 | P23:345:MEC:CHEROKEE:903::EHV: | 0.13788 | Yes
GEN-2024-023 | 02 NEBRASKA | G00ALL 29SP | 636000 WEBSTER3 345 636010 LEHIGH 3 345 1 | P23:345:MEC:CHEROKEE:903::EHV: | 0.06811 | Yes
GEN-2024-023 | 02 NEBRASKA | G00ALL 29SP | 635018 NORTHBORO 3 345 635570 ORIENT 3 345 1 | P23:345:MEC:FALLOW:901::EHV: | 0.05712 | Yes
GEN-2024-023 | 02 NEBRASKA | G00ALL 29SP | 635017 ATCHISON 3 345 640139 COOPER 3 345 1 | P23:345:MEC:FALLOW:901::EHV: | 0.05712 | Yes
GEN-2024-023 | 02 NEBRASKA | G00ALL 29SP | 635017 ATCHISON 3 345 635018 NORTHBORO 3 345 1 | P23:345:MEC:FALLOW:901::EHV: | 0.05712 | Yes
GEN-2024-023 | 02 NEBRASKA | G00ALL 29SP | 635622 RCCN TRL 3 345 635630 BOONEVILLE 3 345 1 | P23:345:MEC:FALLOW:901::EHV: | 0.0527 | Yes
GEN-2024-023 | 02 NEBRASKA | G00ALL 29SP | 635200 RAUN 3 345 645552 S3452 REACT3 345 1 | P23:345:MEC:FALLOW:901::EHV: | 0.09063 | Yes
GEN-2024-023 | 02 NEBRASKA | G00ALL 29SP | 635018 NORTHBORO 3 345 635570 ORIENT 3 345 1 | P23:345:MEC:FALLOW:902::EHV: | 0.05712 | Yes
GEN-2024-023 | 02 NEBRASKA | G00ALL 29SP | 635017 ATCHISON 3 345 640139 COOPER 3 345 1 | P23:345:MEC:FALLOW:902::EHV: | 0.05712 | Yes
GEN-2024-023 | 02 NEBRASKA | G00ALL 29SP | 635017 ATCHISON 3 345 635018 NORTHBORO 3 345 1 | P23:345:MEC:FALLOW:902::EHV: | 0.05712 | Yes
GEN-2024-023 | 02 NEBRASKA | G00ALL 29SP | 635622 RCCN TRL 3 345 635630 BOONEVILLE 3 345 1 | P23:345:MEC:FALLOW:902::EHV: | 0.0527 | Yes
GEN-2024-023 | 02 NEBRASKA | G00ALL 29SP | 635622 RCCN TRL 3 345 635630 BOONEVILLE 3 345 1 | P23:345:MEC:FALLOW:903::EHV: | 0.0527 | Yes
GEN-2024-023 | 02 NEBRASKA | G00ALL 29SP | 636003 BEAVER CRK 3 345 636010 LEHIGH 3 345 1 | P23:345:MEC:GARD AVE:901::EHV: | 0.0529 | Yes
GEN-2024-023 | 02 NEBRASKA | G00ALL 29SP | 636003 BEAVER CRK 3 345 636010 LEHIGH 3 345 1 | P23:345:MEC:GARD AVE:903::EHV: | 0.0529 | Yes
GEN-2024-023 | 02 NEBRASKA | G00ALL 29SP | 635635 MADISON3 345 635640 NORWALK 3 345 1 | P23:345:MEC:GRIMES:903::EHV: | 0.0577 | Yes
GEN-2024-023 | 02 NEBRASKA | G00ALL 29SP | 635640 NORWALK 3 345 635650 SE POLK 3 345 1 | P23:345:MEC:GRIMES:903::EHV: | 0.05219 | Yes
GEN-2024-023 | 02 NEBRASKA | G00ALL 29SP | 635200 RAUN 3 345 652564 SIOUXCY3 345 1 | P23:345:MEC:HIGHLAND:901::EHV: | 0.13788 | Yes
GEN-2024-023 | 02 NEBRASKA | G00ALL 29SP | 601006 SPLT RK3 345 652864 SIOUXCY-LNX3 345 1 | P23:345:MEC:HIGHLAND:901::EHV: | 0.06822 | Yes
GEN-2024-023 | 02 NEBRASKA | G00ALL 29SP | 636000 WEBSTER3 345 636010 LEHIGH 3 345 1 | P23:345:MEC:HIGHLAND:901::EHV: | 0.06811 | Yes
GEN-2024-023 | 02 NEBRASKA | G00ALL 29SP | 635200 RAUN 3 345 652564 SIOUXCY3 345 1 | P23:345:MEC:HIGHLAND:902::EHV: | 0.13788 | Yes
GEN-2024-023 | 02 NEBRASKA | G00ALL 29SP | 601006 SPLT RK3 345 652864 SIOUXCY-LNX3 345 1 | P23:345:MEC:HIGHLAND:902::EHV: | 0.06822 | Yes
GEN-2024-023 | 02 NEBRASKA | G00ALL 29SP | 636000 WEBSTER3 345 636010 LEHIGH 3 345 1 | P23:345:MEC:HIGHLAND:902::EHV: | 0.06811 | Yes
GEN-2024-023 | 02 NEBRASKA | G00ALL 29SP | 635200 RAUN 3 345 652564 SIOUXCY3 345 1 | P23:345:MEC:HIGHLAND:903::EHV: | 0.13788 | Yes
GEN-2024-023 | 02 NEBRASKA | G00ALL 29SP | 601006 SPLT RK3 345 652864 SIOUXCY-LNX3 345 1 | P23:345:MEC:HIGHLAND:903::EHV: | 0.06822 | Yes
GEN-2024-023 | 02 NEBRASKA | G00ALL 29SP | 636000 WEBSTER3 345 636010 LEHIGH 3 345 1 | P23:345:MEC:HIGHLAND:903::EHV: | 0.06811 | Yes
GEN-2024-023 | 02 NEBRASKA | G00ALL 29SP | 635200 RAUN 3 345 652564 SIOUXCY3 345 1 | P23:345:MEC:HIGHLAND:908::EHV: | 0.13788 | Yes
GEN-2024-023 | 02 NEBRASKA | G00ALL 29SP | 601006 SPLT RK3 345 652864 SIOUXCY-LNX3 345 1 | P23:345:MEC:HIGHLAND:908::EHV: | 0.06822 | Yes
GEN-2024-023 | 02 NEBRASKA | G00ALL 29SP | 636000 WEBSTER3 345 636010 LEHIGH 3 345 1 | P23:345:MEC:HIGHLAND:908::EHV: | 0.06811 | Yes
GEN-2024-023 | 02 NEBRASKA | G00ALL 29SP | 631138 LAKEFLD3 345 635368 OBRIEN 3 345 1 | P23:345:MEC:KOSSUTH:901::EHV: | 0.05509 | Yes
GEN-2024-023 | 02 NEBRASKA | G00ALL 29SP | 631138 LAKEFLD3 345 635368 OBRIEN 3 345 1 | P23:345:MEC:KOSSUTH:902::EHV: | 0.05509 | Yes
GEN-2024-023 | 02 NEBRASKA | G00ALL 29SP | 631138 LAKEFLD3 345 635368 OBRIEN 3 345 1 | P23:345:MEC:KOSSUTH:904::EHV: | 0.05509 | Yes
GEN-2024-023 | 02 NEBRASKA | G00ALL 29SP | 635368 OBRIEN 3 345 635400 HIGHLAND 3 345 1 | P23:345:MEC:LEHIGH:350::EHV: | 0.05736 | Yes
GEN-2024-023 | 02 NEBRASKA | G00ALL 29SP | 635399 CHEROKEE 3 345 635400 HIGHLAND 3 345 1 | P23:345:MEC:LEHIGH:350::EHV: | 0.05736 | Yes
GEN-2024-023 | 02 NEBRASKA | G00ALL 29SP | 635200 RAUN 3 345 635398 REMSEN 3 345 1 | P23:345:MEC:LEHIGH:350::EHV: | 0.05736 | Yes
GEN-2024-023 | 02 NEBRASKA | G00ALL 29SP | 635398 REMSEN 3 345 635399 CHEROKEE 3 345 1 | P23:345:MEC:LEHIGH:350::EHV: | 0.05736 | Yes
GEN-2024-023 | 02 NEBRASKA | G00ALL 29SP | 635200 RAUN 3 345 652564 SIOUXCY3 345 1 | P23:345:MEC:LEHIGH:360::EHV: | 0.12626 | Yes
GEN-2024-023 | 02 NEBRASKA | G00ALL 29SP | 635368 OBRIEN 3 345 635400 HIGHLAND 3 345 1 | P23:345:MEC:LEHIGH:360::EHV: | 0.05736 | Yes
GEN-2024-023 | 02 NEBRASKA | G00ALL 29SP | 635399 CHEROKEE 3 345 635400 HIGHLAND 3 345 1 | P23:345:MEC:LEHIGH:360::EHV: | 0.05736 | Yes
GEN-2024-023 | 02 NEBRASKA | G00ALL 29SP | 635200 RAUN 3 345 635398 REMSEN 3 345 1 | P23:345:MEC:LEHIGH:360::EHV: | 0.05736 | Yes
GEN-2024-023 | 02 NEBRASKA | G00ALL 29SP | 635398 REMSEN 3 345 635399 CHEROKEE 3 345 1 | P23:345:MEC:LEHIGH:360::EHV: | 0.05736 | Yes
GEN-2024-023 | 02 NEBRASKA | G00ALL 29SP | 636003 BEAVER CRK 3 345 636010 LEHIGH 3 345 1 | P23:345:MEC:LEHIGH:390::EHV: | 0.0529 | Yes
GEN-2024-023 | 02 NEBRASKA | G00ALL 29SP | 635568 S HILLS 3 345 635630 BOONEVILLE 3 345 1 | P23:345:MEC:MADISON:901::EHV: | 0.06144 | Yes
GEN-2024-023 | 02 NEBRASKA | G00ALL 29SP | 635568 S HILLS 3 345 635570 ORIENT 3 345 1 | P23:345:MEC:MADISON:901::EHV: | 0.06144 | Yes
GEN-2024-023 | 02 NEBRASKA | G00ALL 29SP | 635568 S HILLS 3 345 635630 BOONEVILLE 3 345 1 | P23:345:MEC:MADISON:902::EHV: | 0.06144 | Yes
GEN-2024-023 | 02 NEBRASKA | G00ALL 29SP | 635568 S HILLS 3 345 635570 ORIENT 3 345 1 | P23:345:MEC:MADISON:902::EHV: | 0.06144 | Yes
GEN-2024-023 | 02 NEBRASKA | G00ALL 29SP | 635568 S HILLS 3 345 635630 BOONEVILLE 3 345 1 | P23:345:MEC:MADISON:903::EHV: | 0.06144 | Yes
GEN-2024-023 | 02 NEBRASKA | G00ALL 29SP | 635568 S HILLS 3 345 635570 ORIENT 3 345 1 | P23:345:MEC:MADISON:903::EHV: | 0.06144 | Yes
GEN-2024-023 | 02 NEBRASKA | G00ALL 29SP | 635000 CBLUFFS3 345 645456 S3456 3 345 1 | P23:345:MEC:NORTHBORO:901::EHV: | 0.08215 | Yes
GEN-2024-023 | 02 NEBRASKA | G00ALL 29SP | 635200 RAUN 3 345 652564 SIOUXCY3 345 1 | P23:345:MEC:OBRIEN:903::EHV: | 0.13954 | Yes
GEN-2024-023 | 02 NEBRASKA | G00ALL 29SP | 601006 SPLT RK3 345 652864 SIOUXCY-LNX3 345 1 | P23:345:MEC:OBRIEN:903::EHV: | 0.07113 | Yes
GEN-2024-023 | 02 NEBRASKA | G00ALL 29SP | 636000 WEBSTER3 345 636010 LEHIGH 3 345 1 | P23:345:MEC:OBRIEN:903::EHV: | 0.06453 | Yes
GEN-2024-023 | 02 NEBRASKA | G00ALL 29SP | 631193 HUNTLEY3 345 631197 LEDYARD3 345 1 | P23:345:MEC:OBRIEN:903::EHV: | 0.06586 | Yes
GEN-2024-023 | 02 NEBRASKA | G00ALL 29SP | 601006 SPLT RK3 345 652864 SIOUXCY-LNX3 345 1 | P23:345:MEC:OBRIEN:904::EHV: | 0.0679 | Yes
GEN-2024-023 | 02 NEBRASKA | G00ALL 29SP | 631193 HUNTLEY3 345 631197 LEDYARD3 345 1 | P23:345:MEC:OBRIEN:904::EHV: | 0.07285 | Yes
GEN-2024-023 | 02 NEBRASKA | G00ALL 29SP | 631197 LEDYARD3 345 635369 KOSSUTH 3 345 1 | P23:345:MEC:OBRIEN:904::EHV: | 0.05458 | Yes
GEN-2024-023 | 02 NEBRASKA | G00ALL 29SP | 635200 RAUN 3 345 652564 SIOUXCY3 345 1 | P23:345:MEC:OBRIEN:906::EHV: | 0.14012 | Yes
GEN-2024-023 | 02 NEBRASKA | G00ALL 29SP | 601006 SPLT RK3 345 652864 SIOUXCY-LNX3 345 1 | P23:345:MEC:OBRIEN:906::EHV: | 0.06999 | Yes
GEN-2024-023 | 02 NEBRASKA | G00ALL 29SP | 631193 HUNTLEY3 345 631197 LEDYARD3 345 1 | P23:345:MEC:OBRIEN:906::EHV: | 0.06495 | Yes
GEN-2024-023 | 02 NEBRASKA | G00ALL 29SP | 635000 CBLUFFS3 345 645456 S3456 3 345 1 | P23:345:MEC:ORIENT:902::EHV: | 0.07949 | Yes
GEN-2024-023 | 02 NEBRASKA | G00ALL 29SP | 635568 S HILLS 3 345 635630 BOONEVILLE 3 345 1 | P23:345:MEC:ORIENT:905::EHV: | 0.05359 | Yes
GEN-2024-023 | 02 NEBRASKA | G00ALL 29SP | 635568 S HILLS 3 345 635570 ORIENT 3 345 1 | P23:345:MEC:ORIENT:905::EHV: | 0.05359 | Yes
GEN-2024-023 | 02 NEBRASKA | G00ALL 29SP | 635622 RCCN TRL 3 345 635630 BOONEVILLE 3 345 1 | P23:345:MEC:OVERLAND TRAIL:902::EHV: | 0.05274 | Yes
GEN-2024-023 | 02 NEBRASKA | G00ALL 29SP | 631138 LAKEFLD3 345 635368 OBRIEN 3 345 1 | P23:345:MEC:PALO ALTO:903::EHV: | 0.05052 | Yes
GEN-2024-023 | 02 NEBRASKA | G00ALL 29SP | 636000 WEBSTER3 345 636010 LEHIGH 3 345 1 | P23:345:MEC:PALO ALTO:903::EHV: | 0.05373 | Yes
GEN-2024-023 | 02 NEBRASKA | G00ALL 29SP | 635200 RAUN 3 345 652564 SIOUXCY3 345 1 | P23:345:MEC:RAUN:150::EHV: | 0.14196 | Yes
GEN-2024-023 | 02 NEBRASKA | G00ALL 29SP | 601006 SPLT RK3 345 652864 SIOUXCY-LNX3 345 1 | P23:345:MEC:RAUN:150::EHV: | 0.07018 | Yes
GEN-2024-023 | 02 NEBRASKA | G00ALL 29SP | 635018 NORTHBORO 3 345 635570 ORIENT 3 345 1 | P23:345:MEC:ROLLING HILLS:901::EHV: | 0.05967 | Yes
GEN-2024-023 | 02 NEBRASKA | G00ALL 29SP | 635017 ATCHISON 3 345 640139 COOPER 3 345 1 | P23:345:MEC:ROLLING HILLS:901::EHV: | 0.05967 | Yes
GEN-2024-023 | 02 NEBRASKA | G00ALL 29SP | 635017 ATCHISON 3 345 635018 NORTHBORO 3 345 1 | P23:345:MEC:ROLLING HILLS:901::EHV: | 0.05967 | Yes
GEN-2024-023 | 02 NEBRASKA | G00ALL 29SP | 635018 NORTHBORO 3 345 635570 ORIENT 3 345 1 | P23:345:MEC:ROLLING HILLS:902::EHV: | 0.05967 | Yes
GEN-2024-023 | 02 NEBRASKA | G00ALL 29SP | 635017 ATCHISON 3 345 640139 COOPER 3 345 1 | P23:345:MEC:ROLLING HILLS:902::EHV: | 0.05967 | Yes
GEN-2024-023 | 02 NEBRASKA | G00ALL 29SP | 635017 ATCHISON 3 345 635018 NORTHBORO 3 345 1 | P23:345:MEC:ROLLING HILLS:902::EHV: | 0.05967 | Yes
GEN-2024-023 | 02 NEBRASKA | G00ALL 29SP | 635018 NORTHBORO 3 345 635570 ORIENT 3 345 1 | P23:345:MEC:ROLLING HILLS:903::EHV: | 0.05967 | Yes
GEN-2024-023 | 02 NEBRASKA | G00ALL 29SP | 635017 ATCHISON 3 345 640139 COOPER 3 345 1 | P23:345:MEC:ROLLING HILLS:903::EHV: | 0.05967 | Yes
GEN-2024-023 | 02 NEBRASKA | G00ALL 29SP | 635017 ATCHISON 3 345 635018 NORTHBORO 3 345 1 | P23:345:MEC:ROLLING HILLS:903::EHV: | 0.05967 | Yes
GEN-2024-023 | 02 NEBRASKA | G00ALL 29SP | 635018 NORTHBORO 3 345 635570 ORIENT 3 345 1 | P23:345:MEC:ROLLING HILLS:908::EHV: | 0.05967 | Yes
GEN-2024-023 | 02 NEBRASKA | G00ALL 29SP | 635017 ATCHISON 3 345 640139 COOPER 3 345 1 | P23:345:MEC:ROLLING HILLS:908::EHV: | 0.05967 | Yes
GEN-2024-023 | 02 NEBRASKA | G00ALL 29SP | 635017 ATCHISON 3 345 635018 NORTHBORO 3 345 1 | P23:345:MEC:ROLLING HILLS:908::EHV: | 0.05967 | Yes
GEN-2024-023 | 02 NEBRASKA | G00ALL 29SP | 635570 ORIENT 3 345 635635 MADISON3 345 1 | P23:345:MEC:SOUTHERN HILLS:902::EHV: | 0.05945 | Yes
GEN-2024-023 | 02 NEBRASKA | G00ALL 29SP | 635570 ORIENT 3 345 635635 MADISON3 345 1 | P23:345:MEC:SOUTHERN HILLS:903::EHV: | 0.05945 | Yes
GEN-2024-023 | 02 NEBRASKA | G00ALL 29SP | 635570 ORIENT 3 345 635635 MADISON3 345 1 | P23:345:MEC:SOUTHERN HILLS:904::EHV: | 0.05945 | Yes
GEN-2024-023 | 02 NEBRASKA | G00ALL 29SP | 635018 NORTHBORO 3 345 635570 ORIENT 3 345 1 | P23:345:OPPD:FUTURE 56-55&56-58:::EHV: | 0.06229 | Yes
GEN-2024-023 | 02 NEBRASKA | G00ALL 29SP | 635017 ATCHISON 3 345 640139 COOPER 3 345 1 | P23:345:OPPD:FUTURE 56-55&56-58:::EHV: | 0.06229 | Yes
GEN-2024-023 | 02 NEBRASKA | G00ALL 29SP | 635017 ATCHISON 3 345 635018 NORTHBORO 3 345 1 | P23:345:OPPD:FUTURE 56-55&56-58:::EHV: | 0.06229 | Yes
GEN-2024-023 | 02 NEBRASKA | G00ALL 29SP | 601048 LYON CO 3 345 631138 LAKEFLD3 345 1 | P23:345:XEL:396 BKR SPK:::EHV: | 0.05951 | Yes
GEN-2024-023 | 02 NEBRASKA | G00ALL 29SP | 631193 HUNTLEY3 345 631197 LEDYARD3 345 1 | P23:345:XEL:8N22 SHC:::EHV: | 0.05091 | Yes
GEN-2024-023 | 02 NEBRASKA | G00ALL 29SP | 631193 HUNTLEY3 345 631197 LEDYARD3 345 1 | P23:345:XEL:8N8 MNN:::EHV: | 0.05091 | Yes
GEN-2024-023 | 02 NEBRASKA | G00ALL 29SP | 601048 LYON CO 3 345 631138 LAKEFLD3 345 1 | P23:345:XEL:8S71 HNA:::EHV: | 0.05382 | Yes
GEN-2024-023 | 02 NEBRASKA | G00ALL 29SP | 601048 LYON CO 3 345 631138 LAKEFLD3 345 1 | P23:345:XEL:HELENA3:8S71::EHV: | 0.05382 | Yes
GEN-2024-023 | 02 NEBRASKA | G00ALL 29SP | 631193 HUNTLEY3 345 631197 LEDYARD3 345 1 | P23:345:XEL:PRISLD3:8H17::EHV: | 0.05088 | Yes
GEN-2024-023 | 02 NEBRASKA | G00ALL 29SP | 601048 LYON CO 3 345 631138 LAKEFLD3 345 1 | P23:345:XEL:SHEASLK3:8S81::EHV: | 0.05207 | Yes
GEN-2024-023 | 02 NEBRASKA | G00ALL 29SP | 601048 LYON CO 3 345 631138 LAKEFLD3 345 1 | P23:345:XEL:WILMART3:8S26 FUT::EHV: | 0.05319 | Yes
GEN-2024-023 | 02 NEBRASKA | G00ALL 29SP | 635200 RAUN 3 345 762779 G18-043 TAP 345 1 | P42:345:LES:L1485::NW68&HOLDREGE.WAGENER.CB3006:: | 0.09816 | Yes
GEN-2024-023 | 02 NEBRASKA | G00ALL 29SP | 635200 RAUN 3 345 645552 S3452 REACT3 345 1 | P42:345:LES:L1485::NW68&HOLDREGE.WAGENER.CB3006:: | 0.10097 | Yes
GEN-2024-023 | 02 NEBRASKA | G00ALL 29SP | 635200 RAUN 3 345 645552 S3452 REACT3 345 1 | P42:345:LES:L3516::NW68&HOLDREGE.MOORE.CB3005:: | 0.10096 | Yes
GEN-2024-023 | 02 NEBRASKA | G00ALL 29SP | 635000 CBLUFFS3 345 645456 S3456 3 345 1 | P42:345:NPPD:BKR-CPR-3304:::: | 0.08466 | Yes
GEN-2024-023 | 02 NEBRASKA | G00ALL 29SP | 635200 RAUN 3 345 645552 S3452 REACT3 345 1 | P42:345:NPPD:LXXXX.COLMB E.SHELCRK.CB3306:::: | 0.10362 | Yes
GEN-2024-023 | 02 NEBRASKA | G00ALL 29SP | 635018 NORTHBORO 3 345 635570 ORIENT 3 345 1 | P55:345:MEC:ARBOR HILL | 0.05712 | Yes
GEN-2024-023 | 02 NEBRASKA | G00ALL 29SP | 635017 ATCHISON 3 345 640139 COOPER 3 345 1 | P55:345:MEC:ARBOR HILL | 0.05712 | Yes
GEN-2024-023 | 02 NEBRASKA | G00ALL 29SP | 635017 ATCHISON 3 345 635018 NORTHBORO 3 345 1 | P55:345:MEC:ARBOR HILL | 0.05712 | Yes
GEN-2024-023 | 02 NEBRASKA | G00ALL 29SP | 635622 RCCN TRL 3 345 635630 BOONEVILLE 3 345 1 | P55:345:MEC:ARBOR HILL | 0.0527 | Yes
GEN-2024-023 | 02 NEBRASKA | G00ALL 29SP | 635200 RAUN 3 345 762779 G18-043 TAP 345 1 | P55:345:MEC:ARBOR HILL | 0.08824 | Yes
GEN-2024-023 | 02 NEBRASKA | G00ALL 29SP | 635200 RAUN 3 345 645552 S3452 REACT3 345 1 | P55:345:MEC:ARBOR HILL | 0.09063 | Yes
GEN-2024-023 | 02 NEBRASKA | G00ALL 29SP | 635000 CBLUFFS3 345 645456 S3456 3 345 1 | P55:345:MEC:ATCHISON | 0.08215 | Yes
GEN-2024-023 | 02 NEBRASKA | G00ALL 29SP | 635200 RAUN 3 345 652564 SIOUXCY3 345 1 | P55:345:MEC:CHEROKEE | 0.13788 | Yes
GEN-2024-023 | 02 NEBRASKA | G00ALL 29SP | 636000 WEBSTER3 345 636010 LEHIGH 3 345 1 | P55:345:MEC:CHEROKEE | 0.06811 | Yes
GEN-2024-023 | 02 NEBRASKA | G00ALL 29SP | 635018 NORTHBORO 3 345 635570 ORIENT 3 345 1 | P55:345:MEC:FALLOW AVE | 0.05712 | Yes
GEN-2024-023 | 02 NEBRASKA | G00ALL 29SP | 635017 ATCHISON 3 345 640139 COOPER 3 345 1 | P55:345:MEC:FALLOW AVE | 0.05712 | Yes
GEN-2024-023 | 02 NEBRASKA | G00ALL 29SP | 635017 ATCHISON 3 345 635018 NORTHBORO 3 345 1 | P55:345:MEC:FALLOW AVE | 0.05712 | Yes
GEN-2024-023 | 02 NEBRASKA | G00ALL 29SP | 635622 RCCN TRL 3 345 635630 BOONEVILLE 3 345 1 | P55:345:MEC:FALLOW AVE | 0.0527 | Yes
GEN-2024-023 | 02 NEBRASKA | G00ALL 29SP | 636003 BEAVER CRK 3 345 636010 LEHIGH 3 345 1 | P55:345:MEC:GARD AVE | 0.0529 | Yes
GEN-2024-023 | 02 NEBRASKA | G00ALL 29SP | 635018 NORTHBORO 3 345 635570 ORIENT 3 345 1 | P55:345:MEC:GDMEC | 0.05171 | Yes
GEN-2024-023 | 02 NEBRASKA | G00ALL 29SP | 635017 ATCHISON 3 345 640139 COOPER 3 345 1 | P55:345:MEC:GDMEC | 0.05171 | Yes
GEN-2024-023 | 02 NEBRASKA | G00ALL 29SP | 635017 ATCHISON 3 345 635018 NORTHBORO 3 345 1 | P55:345:MEC:GDMEC | 0.05171 | Yes
GEN-2024-023 | 02 NEBRASKA | G00ALL 29SP | 635000 CBLUFFS3 345 645456 S3456 3 345 1 | P55:345:MEC:GDMEC | 0.05839 | Yes
GEN-2024-023 | 02 NEBRASKA | G00ALL 29SP | 635600 GRIMES 3 345 636003 BEAVER CRK 3 345 1 | P55:345:MEC:GDMEC | 0.051 | Yes
GEN-2024-023 | 02 NEBRASKA | G00ALL 29SP | 635200 RAUN 3 345 652564 SIOUXCY3 345 1 | P55:345:MEC:HIGHLAND | 0.13788 | Yes
GEN-2024-023 | 02 NEBRASKA | G00ALL 29SP | 601006 SPLT RK3 345 652864 SIOUXCY-LNX3 345 1 | P55:345:MEC:HIGHLAND | 0.06822 | Yes
GEN-2024-023 | 02 NEBRASKA | G00ALL 29SP | 636000 WEBSTER3 345 636010 LEHIGH 3 345 1 | P55:345:MEC:HIGHLAND | 0.06811 | Yes
GEN-2024-023 | 02 NEBRASKA | G00ALL 29SP | 631138 LAKEFLD3 345 635368 OBRIEN 3 345 1 | P55:345:MEC:KOSSUTH | 0.05509 | Yes
GEN-2024-023 | 02 NEBRASKA | G00ALL 29SP | 635368 OBRIEN 3 345 635400 HIGHLAND 3 345 1 | P55:345:MEC:LEHIGH | 0.05736 | Yes
GEN-2024-023 | 02 NEBRASKA | G00ALL 29SP | 635399 CHEROKEE 3 345 635400 HIGHLAND 3 345 1 | P55:345:MEC:LEHIGH | 0.05736 | Yes
GEN-2024-023 | 02 NEBRASKA | G00ALL 29SP | 635200 RAUN 3 345 635398 REMSEN 3 345 1 | P55:345:MEC:LEHIGH | 0.05736 | Yes
GEN-2024-023 | 02 NEBRASKA | G00ALL 29SP | 635398 REMSEN 3 345 635399 CHEROKEE 3 345 1 | P55:345:MEC:LEHIGH | 0.05736 | Yes
GEN-2024-023 | 02 NEBRASKA | G00ALL 29SP | 635568 S HILLS 3 345 635630 BOONEVILLE 3 345 1 | P55:345:MEC:MADISON | 0.06144 | Yes
GEN-2024-023 | 02 NEBRASKA | G00ALL 29SP | 635568 S HILLS 3 345 635570 ORIENT 3 345 1 | P55:345:MEC:MADISON | 0.06144 | Yes
GEN-2024-023 | 02 NEBRASKA | G00ALL 29SP | 635000 CBLUFFS3 345 645456 S3456 3 345 1 | P55:345:MEC:NORTHBORO | 0.08215 | Yes
GEN-2024-023 | 02 NEBRASKA | G00ALL 29SP | 635000 CBLUFFS3 345 635014 OVERLAND 3 345 1 | P55:345:MEC:ORIENT | 0.05707 | Yes
GEN-2024-023 | 02 NEBRASKA | G00ALL 29SP | 635580 ARBOR HILL 3 345 635623 BADGER CRK 3 345 1 | P55:345:MEC:ORIENT | 0.05526 | Yes
GEN-2024-023 | 02 NEBRASKA | G00ALL 29SP | 635580 ARBOR HILL 3 345 635590 FALLOW AVE 3 345 1 | P55:345:MEC:ORIENT | 0.05526 | Yes
GEN-2024-023 | 02 NEBRASKA | G00ALL 29SP | 635014 OVERLAND 3 345 635590 FALLOW AVE 3 345 1 | P55:345:MEC:ORIENT | 0.05526 | Yes
GEN-2024-023 | 02 NEBRASKA | G00ALL 29SP | 635200 RAUN 3 345 762779 G18-043 TAP 345 1 | P55:345:MEC:ORIENT | 0.09095 | Yes
GEN-2024-023 | 02 NEBRASKA | G00ALL 29SP | 635200 RAUN 3 345 645552 S3452 REACT3 345 1 | P55:345:MEC:ORIENT | 0.09344 | Yes
GEN-2024-023 | 02 NEBRASKA | G00ALL 29SP | 636000 WEBSTER3 345 636010 LEHIGH 3 345 1 | P55:345:MEC:PALO ALTO | 0.05373 | Yes
GEN-2024-023 | 02 NEBRASKA | G00ALL 29SP | 635018 NORTHBORO 3 345 635570 ORIENT 3 345 1 | P55:345:MEC:PONY CREEK OR SOUTHLAND | 0.05967 | Yes
GEN-2024-023 | 02 NEBRASKA | G00ALL 29SP | 635017 ATCHISON 3 345 640139 COOPER 3 345 1 | P55:345:MEC:PONY CREEK OR SOUTHLAND | 0.05967 | Yes
GEN-2024-023 | 02 NEBRASKA | G00ALL 29SP | 635017 ATCHISON 3 345 635018 NORTHBORO 3 345 1 | P55:345:MEC:PONY CREEK OR SOUTHLAND | 0.05967 | Yes
GEN-2024-023 | 02 NEBRASKA | G00ALL 29SP | 635200 RAUN 3 345 762779 G18-043 TAP 345 1 | P55:345:MEC:PONY CREEK OR SOUTHLAND | 0.08683 | Yes
GEN-2024-023 | 02 NEBRASKA | G00ALL 29SP | 635200 RAUN 3 345 645552 S3452 REACT3 345 1 | P55:345:MEC:PONY CREEK OR SOUTHLAND | 0.08919 | Yes
GEN-2024-023 | 02 NEBRASKA | G00ALL 29SP | 635635 MADISON3 345 635640 NORWALK 3 345 1 | P55:345:MEC:RACCOON TRAIL | 0.05284 | Yes
GEN-2024-023 | 02 NEBRASKA | G00ALL 29SP | 635200 RAUN 3 345 762779 G18-043 TAP 345 1 | P55:345:MEC:RACCOON TRAIL | 0.08992 | Yes
GEN-2024-023 | 02 NEBRASKA | G00ALL 29SP | 635200 RAUN 3 345 645552 S3452 REACT3 345 1 | P55:345:MEC:RACCOON TRAIL | 0.09235 | Yes
GEN-2024-023 | 02 NEBRASKA | G00ALL 29SP | 635018 NORTHBORO 3 345 635570 ORIENT 3 345 1 | P55:345:MEC:ROLLING HILLS | 0.05967 | Yes
GEN-2024-023 | 02 NEBRASKA | G00ALL 29SP | 635017 ATCHISON 3 345 640139 COOPER 3 345 1 | P55:345:MEC:ROLLING HILLS | 0.05967 | Yes
GEN-2024-023 | 02 NEBRASKA | G00ALL 29SP | 635017 ATCHISON 3 345 635018 NORTHBORO 3 345 1 | P55:345:MEC:ROLLING HILLS | 0.05967 | Yes
GEN-2024-023 | 02 NEBRASKA | G00ALL 29SP | 635570 ORIENT 3 345 635635 MADISON3 345 1 | P55:345:MEC:SOUTHERN HILLS | 0.05945 | Yes
GEN-2024-023 | 02 NEBRASKA | G00ALL 29SP | 635000 CBLUFFS3 345 645456 S3456 3 345 1 | P55:345:OPPD:S3740 3::FN13:EHV: | 0.05386 | Yes
GEN-2024-023 | 02 NEBRASKA | G00ALL 29SP | 631193 HUNTLEY3 345 631197 LEDYARD3 345 1 | P55:345:XEL:MNN1 | 0.05081 | Yes
GEN-2024-023 | 02 NEBRASKA | G00ALL 29SP | 601006 SPLT RK3 345 652864 SIOUXCY-LNX3 345 1 | P55:345:XEL:PRI1 | 0.05902 | Yes
GEN-2024-023 | 02 NEBRASKA | G00ALL 29SP | 636000 WEBSTER3 345 636010 LEHIGH 3 345 1 | P55:345:XEL:PRI1 | 0.0555 | Yes
GEN-2024-023 | 02 NEBRASKA | G00ALL 29SP | 631138 LAKEFLD3 345 635368 OBRIEN 3 345 1 | P55:345:XEL:PRI1 | 0.05495 | Yes
GEN-2024-023 | 02 NEBRASKA | G00ALL 29SP | 635200 RAUN 3 345 762779 G18-043 TAP 345 1 | P55:345:XEL:PRI1 | 0.08506 | Yes
GEN-2024-023 | 02 NEBRASKA | G00ALL 29SP | 631193 HUNTLEY3 345 631197 LEDYARD3 345 1 | P55:345:XEL:PRI1 | 0.05088 | Yes
GEN-2024-023 | 02 NEBRASKA | G00ALL 29SP | 635200 RAUN 3 345 645552 S3452 REACT3 345 1 | P55:345:XEL:PRI1 | 0.08739 | Yes
GEN-2024-023 | 02 NEBRASKA | G00ALL 29SP | 635200 RAUN 3 345 652564 SIOUXCY3 345 1 | 631138 LAKEFLD3 345 635368 OBRIEN 3 345 1 | 0.13244 | Yes
GEN-2024-023 | 02 NEBRASKA | G00ALL 29SP | 601006 SPLT RK3 345 652864 SIOUXCY-LNX3 345 1 | 631138 LAKEFLD3 345 635368 OBRIEN 3 345 1 | 0.0679 | Yes
GEN-2024-023 | 02 NEBRASKA | G00ALL 29SP | 631193 HUNTLEY3 345 631197 LEDYARD3 345 1 | 631138 LAKEFLD3 345 635368 OBRIEN 3 345 1 | 0.07285 | Yes
GEN-2024-023 | 02 NEBRASKA | G00ALL 29SP | 631197 LEDYARD3 345 635369 KOSSUTH 3 345 1 | 631138 LAKEFLD3 345 635368 OBRIEN 3 345 1 | 0.05458 | Yes
GEN-2024-023 | 02 NEBRASKA | G00ALL 29SP | 631138 LAKEFLD3 345 635368 OBRIEN 3 345 1 | 631193 HUNTLEY3 345 631197 LEDYARD3 345 1 | 0.07304 | Yes
GEN-2024-023 | 02 NEBRASKA | G00ALL 29SP | 635000 CBLUFFS3 345 645456 S3456 3 345 1 | 635017 ATCHISON 3 345 635018 NORTHBORO 3 345 1 | 0.08215 | Yes
GEN-2024-023 | 02 NEBRASKA | G00ALL 29SP | 635200 RAUN 3 345 762779 G18-043 TAP 345 1 | 635200 RAUN 3 345 645552 S3452 REACT3 345 1 | 0.12094 | Yes
GEN-2024-023 | 02 NEBRASKA | G00ALL 29SP | 635200 RAUN 3 345 645552 S3452 REACT3 345 1 | 635200 RAUN 3 345 762779 G18-043 TAP 345 1 | 0.12215 | Yes
GEN-2024-023 | 02 NEBRASKA | G00ALL 29SP | 636003 BEAVER CRK 3 345 636010 LEHIGH 3 345 1 | 635219 GARD AVE 3 345 636017 LEHIGH GARX3 345 1 | 0.0529 | Yes
GEN-2024-023 | 02 NEBRASKA | G00ALL 29SP | 635200 RAUN 3 345 652564 SIOUXCY3 345 1 | 635368 OBRIEN 3 345 635400 HIGHLAND 3 345 1 | 0.13788 | Yes
GEN-2024-023 | 02 NEBRASKA | G00ALL 29SP | 601006 SPLT RK3 345 652864 SIOUXCY-LNX3 345 1 | 635368 OBRIEN 3 345 635400 HIGHLAND 3 345 1 | 0.06822 | Yes
GEN-2024-023 | 02 NEBRASKA | G00ALL 29SP | 636000 WEBSTER3 345 636010 LEHIGH 3 345 1 | 635368 OBRIEN 3 345 635400 HIGHLAND 3 345 1 | 0.06811 | Yes
GEN-2024-023 | 02 NEBRASKA | G00ALL 29SP | 631138 LAKEFLD3 345 635368 OBRIEN 3 345 1 | 635369 KOSSUTH 3 345 635425 PALO ALTO 3 345 1 | 0.05052 | Yes
GEN-2024-023 | 02 NEBRASKA | G00ALL 29SP | 636000 WEBSTER3 345 636010 LEHIGH 3 345 1 | 635369 KOSSUTH 3 345 635425 PALO ALTO 3 345 1 | 0.05373 | Yes
GEN-2024-023 | 02 NEBRASKA | G00ALL 29SP | 635018 NORTHBORO 3 345 635570 ORIENT 3 345 1 | 635580 ARBOR HILL 3 345 635623 BADGER CRK 3 345 1 | 0.05712 | Yes
GEN-2024-023 | 02 NEBRASKA | G00ALL 29SP | 635017 ATCHISON 3 345 640139 COOPER 3 345 1 | 635580 ARBOR HILL 3 345 635623 BADGER CRK 3 345 1 | 0.05712 | Yes
GEN-2024-023 | 02 NEBRASKA | G00ALL 29SP | 635017 ATCHISON 3 345 635018 NORTHBORO 3 345 1 | 635580 ARBOR HILL 3 345 635623 BADGER CRK 3 345 1 | 0.05712 | Yes
GEN-2024-023 | 02 NEBRASKA | G00ALL 29SP | 635622 RCCN TRL 3 345 635630 BOONEVILLE 3 345 1 | 635580 ARBOR HILL 3 345 635623 BADGER CRK 3 345 1 | 0.0527 | Yes
GEN-2024-023 | 02 NEBRASKA | G00ALL 29SP | 635200 RAUN 3 345 762779 G18-043 TAP 345 1 | 635580 ARBOR HILL 3 345 635623 BADGER CRK 3 345 1 | 0.08824 | Yes
GEN-2024-023 | 02 NEBRASKA | G00ALL 29SP | 635200 RAUN 3 345 645552 S3452 REACT3 345 1 | 635580 ARBOR HILL 3 345 635623 BADGER CRK 3 345 1 | 0.09063 | Yes
GEN-2024-023 | 02 NEBRASKA | G00ALL 29SP | 636003 BEAVER CRK 3 345 636010 LEHIGH 3 345 1 | 636010 LEHIGH 3 345 636017 LEHIGH GARX3 345 Z | 0.0529 | Yes
GEN-2024-023 | 02 NEBRASKA | G00ALL 29SP | 635200 RAUN 3 345 762779 G18-043 TAP 345 1 | 645452 S3452 3 345 645552 S3452 REACT3 345 Z1 | 0.12094 | Yes
GEN-2024-023 | 02 NEBRASKA | G00ALL 29SP | 635200 RAUN 3 345 652564 SIOUXCY3 345 1 | Base Case | 0.12216 | Yes
GEN-2024-023 | 02 NEBRASKA | G00ALL 29SP | 635018 NORTHBORO 3 345 635570 ORIENT 3 345 1 | Base Case | 0.05241 | Yes
GEN-2024-023 | 02 NEBRASKA | G00ALL 29SP | 635017 ATCHISON 3 345 640139 COOPER 3 345 1 | Base Case | 0.05241 | Yes
GEN-2024-023 | 02 NEBRASKA | G00ALL 29SP | 635017 ATCHISON 3 345 635018 NORTHBORO 3 345 1 | Base Case | 0.05241 | Yes
GEN-2024-023 | 02 NEBRASKA | G00ALL 29SP | 601006 SPLT RK3 345 652864 SIOUXCY-LNX3 345 1 | Base Case | 0.059 | Yes
GEN-2024-023 | 02 NEBRASKA | G00ALL 29SP | 631138 LAKEFLD3 345 635368 OBRIEN 3 345 1 | Base Case | 0.05496 | Yes
GEN-2024-023 | 02 NEBRASKA | G00ALL 29SP | 636000 WEBSTER3 345 636010 LEHIGH 3 345 1 | Base Case | 0.05556 | Yes
GEN-2024-023 | 02 NEBRASKA | G00ALL 29SP | 635200 RAUN 3 345 762779 G18-043 TAP 345 1 | Base Case | 0.08507 | Yes
GEN-2024-023 | 02 NEBRASKA | G00ALL 29SP | 631193 HUNTLEY3 345 631197 LEDYARD3 345 1 | Base Case | 0.05091 | Yes
GEN-2024-023 | 02 NEBRASKA | G00ALL 29SP | 635000 CBLUFFS3 345 645456 S3456 3 345 1 | Base Case | 0.05883 | Yes
GEN-2024-023 | 02 NEBRASKA | G00ALL 29SP | 635200 RAUN 3 345 645552 S3452 REACT3 345 1 | Base Case | 0.08739 | Yes
GEN-2024-023 | 02 NEBRASKA | G00ALL 29SP | 635600 GRIMES 3 345 636003 BEAVER CRK 3 345 1 | Base Case | 0.0513 | Yes
GEN-2024-023 | 02 NEBRASKA | G00ALL 29SP | 636003 BEAVER CRK 3 345 636010 LEHIGH 3 345 1 | Base Case | 0.0513 | Yes
GEN-2024-038 | 02 NEBRASKA | G02 29SP | 635018 NORTHBORO 3 345 635570 ORIENT 3 345 1 | P11:345:MEC:GDMEC:3:ST | 0.07625 | Yes
GEN-2024-038 | 02 NEBRASKA | G02 29SP | 635017 ATCHISON 3 345 635018 NORTHBORO 3 345 1 | P11:345:MEC:GDMEC:3:ST | 0.07625 | Yes
GEN-2024-038 | 02 NEBRASKA | G02 29SP | 635017 ATCHISON 3 345 640139 COOPER 3 345 1 | P11:345:MEC:GDMEC:3:ST | 0.07625 | Yes
GEN-2024-038 | 02 NEBRASKA | G02 29SP | 635200 RAUN 3 345 762779 G18-043 TAP 345 1 | P11:345:MEC:WSEC:3 | 0.0519 | Yes
GEN-2024-038 | 02 NEBRASKA | G02 29SP | 635200 RAUN 3 345 645552 S3452 REACT3 345 1 | P11:345:MEC:WSEC:3 | 0.05318 | Yes
GEN-2024-038 | 02 NEBRASKA | G02 29SP | 635200 RAUN 3 345 762779 G18-043 TAP 345 1 | P11:345:MEC:WSEC:4 | 0.0519 | Yes
GEN-2024-038 | 02 NEBRASKA | G02 29SP | 635200 RAUN 3 345 645552 S3452 REACT3 345 1 | P11:345:MEC:WSEC:4 | 0.05318 | Yes
GEN-2024-038 | 02 NEBRASKA | G02 29SP | 635200 RAUN 3 345 652564 SIOUXCY3 345 1 | P12:230.0:UMZ:# N-1 #:: LINE TWIN CH4-SIOUXCY4-1 :HV: | 0.05627 | Yes
GEN-2024-038 | 02 NEBRASKA | G02 29SP | 635018 NORTHBORO 3 345 635570 ORIENT 3 345 1 | P12:345:MEC:ARBOR HILL:FALLOW AVE:1 | 0.07904 | Yes
GEN-2024-038 | 02 NEBRASKA | G02 29SP | 635017 ATCHISON 3 345 635018 NORTHBORO 3 345 1 | P12:345:MEC:ARBOR HILL:FALLOW AVE:1 | 0.07904 | Yes
GEN-2024-038 | 02 NEBRASKA | G02 29SP | 635017 ATCHISON 3 345 640139 COOPER 3 345 1 | P12:345:MEC:ARBOR HILL:FALLOW AVE:1 | 0.07904 | Yes
GEN-2024-038 | 02 NEBRASKA | G02 29SP | 635200 RAUN 3 345 652564 SIOUXCY3 345 1 | P12:345:MEC:CHEROKEE:HIGHLAND:1 | 0.06439 | Yes
GEN-2024-038 | 02 NEBRASKA | G02 29SP | 635200 RAUN 3 345 652564 SIOUXCY3 345 1 | P12:345:MEC:GARD AVE:LEHIGH:1REACTOR:EHV: | 0.05611 | Yes
GEN-2024-038 | 02 NEBRASKA | G02 29SP | 635600 GRIMES 3 345 635622 RCCN TRL 3 345 2 | P12:345:MEC:GRIMES:RCCN TRL:1 | 0.05254 | Yes
GEN-2024-038 | 02 NEBRASKA | G02 29SP | 635600 GRIMES 3 345 635622 RCCN TRL 3 345 1 | P12:345:MEC:GRIMES:RCCN TRL:2 | 0.05252 | Yes
GEN-2024-038 | 02 NEBRASKA | G02 29SP | 635622 RCCN TRL 3 345 635630 BOONEVILLE 3 345 1 | P12:345:MEC:MADISON:NORWALK:1 | 0.05644 | Yes
GEN-2024-038 | 02 NEBRASKA | G02 29SP | 635200 RAUN 3 345 652564 SIOUXCY3 345 1 | P12:345:MEC:OBRIEN:HIGHLAND:1REACTOR:EHV: | 0.06439 | Yes
GEN-2024-038 | 02 NEBRASKA | G02 29SP | 635568 S HILLS 3 345 635630 BOONEVILLE 3 345 1 | P12:345:MEC:ORIENT:MADISON:1 | 0.06681 | Yes
GEN-2024-038 | 02 NEBRASKA | G02 29SP | 635568 S HILLS 3 345 635570 ORIENT 3 345 1 | P12:345:MEC:ORIENT:MADISON:1 | 0.06681 | Yes
GEN-2024-038 | 02 NEBRASKA | G02 29SP | 635018 NORTHBORO 3 345 635570 ORIENT 3 345 1 | P12:345:MEC:PONY CRK:ROLL HILLS:1 | 0.07702 | Yes
GEN-2024-038 | 02 NEBRASKA | G02 29SP | 635017 ATCHISON 3 345 635018 NORTHBORO 3 345 1 | P12:345:MEC:PONY CRK:ROLL HILLS:1 | 0.07702 | Yes
GEN-2024-038 | 02 NEBRASKA | G02 29SP | 635017 ATCHISON 3 345 640139 COOPER 3 345 1 | P12:345:MEC:PONY CRK:ROLL HILLS:1 | 0.07702 | Yes
GEN-2024-038 | 02 NEBRASKA | G02 29SP | 635018 NORTHBORO 3 345 635570 ORIENT 3 345 1 | P12:345:MEC:ROLL HILLS:ORIENT:1 | 0.07702 | Yes
GEN-2024-038 | 02 NEBRASKA | G02 29SP | 635017 ATCHISON 3 345 635018 NORTHBORO 3 345 1 | P12:345:MEC:ROLL HILLS:ORIENT:1 | 0.07702 | Yes
GEN-2024-038 | 02 NEBRASKA | G02 29SP | 635017 ATCHISON 3 345 640139 COOPER 3 345 1 | P12:345:MEC:ROLL HILLS:ORIENT:1 | 0.07702 | Yes
GEN-2024-038 | 02 NEBRASKA | G02 29SP | 635570 ORIENT 3 345 635635 MADISON3 345 1 | P12:345:MEC:S HILLS:BOONEVILLE:1 | 0.06312 | Yes
GEN-2024-038 | 02 NEBRASKA | G02 29SP | 635570 ORIENT 3 345 635635 MADISON3 345 1 | P12:345:MEC:S HILLS:ORIENT:1 | 0.06312 | Yes
GEN-2024-038 | 02 NEBRASKA | G02 29SP | 635200 RAUN 3 345 645552 S3452 REACT3 345 1 | P12:345:OPPD-MEC:S3451-RAUN:::EHV: | 0.07438 | Yes
GEN-2024-038 | 02 NEBRASKA | G02 29SP | 635622 RCCN TRL 3 345 635630 BOONEVILLE 3 345 1 | P13:345-161:MEC:NORWALK:9T1:MULTI | 0.05709 | Yes
GEN-2024-038 | 02 NEBRASKA | G02 29SP | 635200 RAUN 3 345 645552 S3452 REACT3 345 1 | P22:345:OPPD:S3451-RAUN:::EHV: | 0.07438 | Yes
GEN-2024-038 | 02 NEBRASKA | G02 29SP | 635200 RAUN 3 345 762779 G18-043 TAP 345 1 | P22:345:OPPD:S3458 NEBCTY2G:LT::EHV: | 0.0519 | Yes
GEN-2024-038 | 02 NEBRASKA | G02 29SP | 635200 RAUN 3 345 645552 S3452 REACT3 345 1 | P22:345:OPPD:S3458 NEBCTY2G:LT::EHV: | 0.05318 | Yes
GEN-2024-038 | 02 NEBRASKA | G02 29SP | 635018 NORTHBORO 3 345 635570 ORIENT 3 345 1 | P23:345:MEC:ARBOR HILL:901::EHV: | 0.07904 | Yes
GEN-2024-038 | 02 NEBRASKA | G02 29SP | 635017 ATCHISON 3 345 635018 NORTHBORO 3 345 1 | P23:345:MEC:ARBOR HILL:901::EHV: | 0.07904 | Yes
GEN-2024-038 | 02 NEBRASKA | G02 29SP | 635017 ATCHISON 3 345 640139 COOPER 3 345 1 | P23:345:MEC:ARBOR HILL:901::EHV: | 0.07904 | Yes
GEN-2024-038 | 02 NEBRASKA | G02 29SP | 635018 NORTHBORO 3 345 635570 ORIENT 3 345 1 | P23:345:MEC:ARBOR HILL:902::EHV: | 0.07904 | Yes
GEN-2024-038 | 02 NEBRASKA | G02 29SP | 635017 ATCHISON 3 345 635018 NORTHBORO 3 345 1 | P23:345:MEC:ARBOR HILL:902::EHV: | 0.07904 | Yes
GEN-2024-038 | 02 NEBRASKA | G02 29SP | 635017 ATCHISON 3 345 640139 COOPER 3 345 1 | P23:345:MEC:ARBOR HILL:902::EHV: | 0.07904 | Yes
GEN-2024-038 | 02 NEBRASKA | G02 29SP | 635018 NORTHBORO 3 345 635570 ORIENT 3 345 1 | P23:345:MEC:ARBOR HILL:903::EHV: | 0.07904 | Yes
GEN-2024-038 | 02 NEBRASKA | G02 29SP | 635017 ATCHISON 3 345 635018 NORTHBORO 3 345 1 | P23:345:MEC:ARBOR HILL:903::EHV: | 0.07904 | Yes
GEN-2024-038 | 02 NEBRASKA | G02 29SP | 635017 ATCHISON 3 345 640139 COOPER 3 345 1 | P23:345:MEC:ARBOR HILL:903::EHV: | 0.07904 | Yes
GEN-2024-038 | 02 NEBRASKA | G02 29SP | 635570 ORIENT 3 345 635635 MADISON3 345 1 | P23:345:MEC:BOONEVILLE:902::EHV: | 0.05926 | Yes
GEN-2024-038 | 02 NEBRASKA | G02 29SP | 635200 RAUN 3 345 762779 G18-043 TAP 345 1 | P23:345:MEC:CBEC:905::EHV: | 0.05249 | Yes
GEN-2024-038 | 02 NEBRASKA | G02 29SP | 635200 RAUN 3 345 645552 S3452 REACT3 345 1 | P23:345:MEC:CBEC:905::EHV: | 0.0538 | Yes
GEN-2024-038 | 02 NEBRASKA | G02 29SP | 635200 RAUN 3 345 762779 G18-043 TAP 345 1 | P23:345:MEC:CBEC:908::EHV: | 0.05191 | Yes
GEN-2024-038 | 02 NEBRASKA | G02 29SP | 635200 RAUN 3 345 645552 S3452 REACT3 345 1 | P23:345:MEC:CBEC:908::EHV: | 0.05318 | Yes
GEN-2024-038 | 02 NEBRASKA | G02 29SP | 635018 NORTHBORO 3 345 635570 ORIENT 3 345 1 | P23:345:MEC:FALLOW:901::EHV: | 0.07904 | Yes
GEN-2024-038 | 02 NEBRASKA | G02 29SP | 635017 ATCHISON 3 345 635018 NORTHBORO 3 345 1 | P23:345:MEC:FALLOW:901::EHV: | 0.07904 | Yes
GEN-2024-038 | 02 NEBRASKA | G02 29SP | 635017 ATCHISON 3 345 640139 COOPER 3 345 1 | P23:345:MEC:FALLOW:901::EHV: | 0.07904 | Yes
GEN-2024-038 | 02 NEBRASKA | G02 29SP | 635018 NORTHBORO 3 345 635570 ORIENT 3 345 1 | P23:345:MEC:FALLOW:902::EHV: | 0.07904 | Yes
GEN-2024-038 | 02 NEBRASKA | G02 29SP | 635017 ATCHISON 3 345 635018 NORTHBORO 3 345 1 | P23:345:MEC:FALLOW:902::EHV: | 0.07904 | Yes
GEN-2024-038 | 02 NEBRASKA | G02 29SP | 635017 ATCHISON 3 345 640139 COOPER 3 345 1 | P23:345:MEC:FALLOW:902::EHV: | 0.07904 | Yes
GEN-2024-038 | 02 NEBRASKA | G02 29SP | 635635 MADISON3 345 635640 NORWALK 3 345 1 | P23:345:MEC:GRIMES:903::EHV: | 0.05456 | Yes
GEN-2024-038 | 02 NEBRASKA | G02 29SP | 635200 RAUN 3 345 652564 SIOUXCY3 345 1 | P23:345:MEC:HIGHLAND:901::EHV: | 0.06439 | Yes
GEN-2024-038 | 02 NEBRASKA | G02 29SP | 635200 RAUN 3 345 652564 SIOUXCY3 345 1 | P23:345:MEC:HIGHLAND:902::EHV: | 0.06439 | Yes
GEN-2024-038 | 02 NEBRASKA | G02 29SP | 635200 RAUN 3 345 652564 SIOUXCY3 345 1 | P23:345:MEC:HIGHLAND:903::EHV: | 0.06439 | Yes
GEN-2024-038 | 02 NEBRASKA | G02 29SP | 635200 RAUN 3 345 652564 SIOUXCY3 345 1 | P23:345:MEC:HIGHLAND:908::EHV: | 0.06439 | Yes
GEN-2024-038 | 02 NEBRASKA | G02 29SP | 635200 RAUN 3 345 652564 SIOUXCY3 345 1 | P23:345:MEC:LEHIGH:350::EHV: | 0.0583 | Yes
GEN-2024-038 | 02 NEBRASKA | G02 29SP | 635200 RAUN 3 345 652564 SIOUXCY3 345 1 | P23:345:MEC:LEHIGH:360::EHV: | 0.0583 | Yes
GEN-2024-038 | 02 NEBRASKA | G02 29SP | 635200 RAUN 3 345 762779 G18-043 TAP 345 1 | P23:345:MEC:LEHIGH:360::EHV: | 0.05515 | Yes
GEN-2024-038 | 02 NEBRASKA | G02 29SP | 635200 RAUN 3 345 645552 S3452 REACT3 345 1 | P23:345:MEC:LEHIGH:360::EHV: | 0.0565 | Yes
GEN-2024-038 | 02 NEBRASKA | G02 29SP | 635200 RAUN 3 345 652564 SIOUXCY3 345 1 | P23:345:MEC:LEHIGH:390::EHV: | 0.05611 | Yes
GEN-2024-038 | 02 NEBRASKA | G02 29SP | 635568 S HILLS 3 345 635630 BOONEVILLE 3 345 1 | P23:345:MEC:MADISON:901::EHV: | 0.06525 | Yes
GEN-2024-038 | 02 NEBRASKA | G02 29SP | 635568 S HILLS 3 345 635570 ORIENT 3 345 1 | P23:345:MEC:MADISON:901::EHV: | 0.06525 | Yes
GEN-2024-038 | 02 NEBRASKA | G02 29SP | 635568 S HILLS 3 345 635630 BOONEVILLE 3 345 1 | P23:345:MEC:MADISON:902::EHV: | 0.06525 | Yes
GEN-2024-038 | 02 NEBRASKA | G02 29SP | 635568 S HILLS 3 345 635570 ORIENT 3 345 1 | P23:345:MEC:MADISON:902::EHV: | 0.06525 | Yes
GEN-2024-038 | 02 NEBRASKA | G02 29SP | 635568 S HILLS 3 345 635630 BOONEVILLE 3 345 1 | P23:345:MEC:MADISON:903::EHV: | 0.06525 | Yes
GEN-2024-038 | 02 NEBRASKA | G02 29SP | 635568 S HILLS 3 345 635570 ORIENT 3 345 1 | P23:345:MEC:MADISON:903::EHV: | 0.06525 | Yes
GEN-2024-038 | 02 NEBRASKA | G02 29SP | 635200 RAUN 3 345 652564 SIOUXCY3 345 1 | P23:345:MEC:OBRIEN:903::EHV: | 0.06527 | Yes
GEN-2024-038 | 02 NEBRASKA | G02 29SP | 635200 RAUN 3 345 652564 SIOUXCY3 345 1 | P23:345:MEC:OBRIEN:906::EHV: | 0.06555 | Yes
GEN-2024-038 | 02 NEBRASKA | G02 29SP | 635568 S HILLS 3 345 635630 BOONEVILLE 3 345 1 | P23:345:MEC:ORIENT:905::EHV: | 0.06924 | Yes
GEN-2024-038 | 02 NEBRASKA | G02 29SP | 635568 S HILLS 3 345 635570 ORIENT 3 345 1 | P23:345:MEC:ORIENT:905::EHV: | 0.06924 | Yes
GEN-2024-038 | 02 NEBRASKA | G02 29SP | 635200 RAUN 3 345 652564 SIOUXCY3 345 1 | P23:345:MEC:RAUN:150::EHV: | 0.06635 | Yes
GEN-2024-038 | 02 NEBRASKA | G02 29SP | 635018 NORTHBORO 3 345 635570 ORIENT 3 345 1 | P23:345:MEC:ROLLING HILLS:901::EHV: | 0.07702 | Yes
GEN-2024-038 | 02 NEBRASKA | G02 29SP | 635017 ATCHISON 3 345 635018 NORTHBORO 3 345 1 | P23:345:MEC:ROLLING HILLS:901::EHV: | 0.07702 | Yes
GEN-2024-038 | 02 NEBRASKA | G02 29SP | 635017 ATCHISON 3 345 640139 COOPER 3 345 1 | P23:345:MEC:ROLLING HILLS:901::EHV: | 0.07702 | Yes
GEN-2024-038 | 02 NEBRASKA | G02 29SP | 635018 NORTHBORO 3 345 635570 ORIENT 3 345 1 | P23:345:MEC:ROLLING HILLS:902::EHV: | 0.07702 | Yes
GEN-2024-038 | 02 NEBRASKA | G02 29SP | 635017 ATCHISON 3 345 635018 NORTHBORO 3 345 1 | P23:345:MEC:ROLLING HILLS:902::EHV: | 0.07702 | Yes
GEN-2024-038 | 02 NEBRASKA | G02 29SP | 635017 ATCHISON 3 345 640139 COOPER 3 345 1 | P23:345:MEC:ROLLING HILLS:902::EHV: | 0.07702 | Yes
GEN-2024-038 | 02 NEBRASKA | G02 29SP | 635018 NORTHBORO 3 345 635570 ORIENT 3 345 1 | P23:345:MEC:ROLLING HILLS:903::EHV: | 0.07702 | Yes
GEN-2024-038 | 02 NEBRASKA | G02 29SP | 635017 ATCHISON 3 345 635018 NORTHBORO 3 345 1 | P23:345:MEC:ROLLING HILLS:903::EHV: | 0.07702 | Yes
GEN-2024-038 | 02 NEBRASKA | G02 29SP | 635017 ATCHISON 3 345 640139 COOPER 3 345 1 | P23:345:MEC:ROLLING HILLS:903::EHV: | 0.07702 | Yes
GEN-2024-038 | 02 NEBRASKA | G02 29SP | 635018 NORTHBORO 3 345 635570 ORIENT 3 345 1 | P23:345:MEC:ROLLING HILLS:908::EHV: | 0.07702 | Yes
GEN-2024-038 | 02 NEBRASKA | G02 29SP | 635017 ATCHISON 3 345 635018 NORTHBORO 3 345 1 | P23:345:MEC:ROLLING HILLS:908::EHV: | 0.07702 | Yes
GEN-2024-038 | 02 NEBRASKA | G02 29SP | 635017 ATCHISON 3 345 640139 COOPER 3 345 1 | P23:345:MEC:ROLLING HILLS:908::EHV: | 0.07702 | Yes
GEN-2024-038 | 02 NEBRASKA | G02 29SP | 635570 ORIENT 3 345 635635 MADISON3 345 1 | P23:345:MEC:SOUTHERN HILLS:902::EHV: | 0.06312 | Yes
GEN-2024-038 | 02 NEBRASKA | G02 29SP | 635570 ORIENT 3 345 635635 MADISON3 345 1 | P23:345:MEC:SOUTHERN HILLS:903::EHV: | 0.06312 | Yes
GEN-2024-038 | 02 NEBRASKA | G02 29SP | 635570 ORIENT 3 345 635635 MADISON3 345 1 | P23:345:MEC:SOUTHERN HILLS:904::EHV: | 0.06312 | Yes
GEN-2024-038 | 02 NEBRASKA | G02 29SP | 635018 NORTHBORO 3 345 635570 ORIENT 3 345 1 | P23:345:OPPD:FUTURE 56-55&56-58:::EHV: | 0.07917 | Yes
GEN-2024-038 | 02 NEBRASKA | G02 29SP | 635017 ATCHISON 3 345 635018 NORTHBORO 3 345 1 | P23:345:OPPD:FUTURE 56-55&56-58:::EHV: | 0.07917 | Yes
GEN-2024-038 | 02 NEBRASKA | G02 29SP | 635017 ATCHISON 3 345 640139 COOPER 3 345 1 | P23:345:OPPD:FUTURE 56-55&56-58:::EHV: | 0.07917 | Yes
GEN-2024-038 | 02 NEBRASKA | G02 29SP | 635200 RAUN 3 345 645552 S3452 REACT3 345 1 | P23:345:OPPD:S3451-RAUN:::EHV: | 0.07438 | Yes
GEN-2024-038 | 02 NEBRASKA | G02 29SP | 635200 RAUN 3 345 645552 S3452 REACT3 345 1 | P23:345:OPPD:S3458 NEBCTY1G:LT::EHV: | 0.05318 | Yes
GEN-2024-038 | 02 NEBRASKA | G02 29SP | 635200 RAUN 3 345 762779 G18-043 TAP 345 1 | P23:345:OPPD:S3458 NEBCTY2G:LT::EHV: | 0.0519 | Yes
GEN-2024-038 | 02 NEBRASKA | G02 29SP | 635200 RAUN 3 345 645552 S3452 REACT3 345 1 | P23:345:OPPD:S3458 NEBCTY2G:LT::EHV: | 0.05318 | Yes
GEN-2024-038 | 02 NEBRASKA | G02 29SP | 635000 CBLUFFS3 345 645456 S3456 3 345 1 | P42:345:NPPD:BKR-CPR-3304:::: | 0.05266 | Yes
GEN-2024-038 | 02 NEBRASKA | G02 29SP | 635018 NORTHBORO 3 345 635570 ORIENT 3 345 1 | P55:345:MEC:ARBOR HILL | 0.07904 | Yes
GEN-2024-038 | 02 NEBRASKA | G02 29SP | 635017 ATCHISON 3 345 635018 NORTHBORO 3 345 1 | P55:345:MEC:ARBOR HILL | 0.07904 | Yes
GEN-2024-038 | 02 NEBRASKA | G02 29SP | 635017 ATCHISON 3 345 640139 COOPER 3 345 1 | P55:345:MEC:ARBOR HILL | 0.07904 | Yes
GEN-2024-038 | 02 NEBRASKA | G02 29SP | 635018 NORTHBORO 3 345 635570 ORIENT 3 345 1 | P55:345:MEC:FALLOW AVE | 0.07904 | Yes
GEN-2024-038 | 02 NEBRASKA | G02 29SP | 635017 ATCHISON 3 345 635018 NORTHBORO 3 345 1 | P55:345:MEC:FALLOW AVE | 0.07904 | Yes
GEN-2024-038 | 02 NEBRASKA | G02 29SP | 635017 ATCHISON 3 345 640139 COOPER 3 345 1 | P55:345:MEC:FALLOW AVE | 0.07904 | Yes
GEN-2024-038 | 02 NEBRASKA | G02 29SP | 635018 NORTHBORO 3 345 635570 ORIENT 3 345 1 | P55:345:MEC:GDMEC | 0.07548 | Yes
GEN-2024-038 | 02 NEBRASKA | G02 29SP | 635017 ATCHISON 3 345 635018 NORTHBORO 3 345 1 | P55:345:MEC:GDMEC | 0.07548 | Yes
GEN-2024-038 | 02 NEBRASKA | G02 29SP | 635017 ATCHISON 3 345 640139 COOPER 3 345 1 | P55:345:MEC:GDMEC | 0.07548 | Yes
GEN-2024-038 | 02 NEBRASKA | G02 29SP | 635200 RAUN 3 345 652564 SIOUXCY3 345 1 | P55:345:MEC:HIGHLAND | 0.06439 | Yes
GEN-2024-038 | 02 NEBRASKA | G02 29SP | 635200 RAUN 3 345 652564 SIOUXCY3 345 1 | P55:345:MEC:LEHIGH | 0.0583 | Yes
GEN-2024-038 | 02 NEBRASKA | G02 29SP | 635200 RAUN 3 345 645552 S3452 REACT3 345 1 | P55:345:MEC:LEHIGH | 0.0565 | Yes
GEN-2024-038 | 02 NEBRASKA | G02 29SP | 635568 S HILLS 3 345 635630 BOONEVILLE 3 345 1 | P55:345:MEC:MADISON | 0.06525 | Yes
GEN-2024-038 | 02 NEBRASKA | G02 29SP | 635568 S HILLS 3 345 635570 ORIENT 3 345 1 | P55:345:MEC:MADISON | 0.06525 | Yes
GEN-2024-038 | 02 NEBRASKA | G02 29SP | 635018 NORTHBORO 3 345 635570 ORIENT 3 345 1 | P55:345:MEC:PONY CREEK OR SOUTHLAND | 0.07702 | Yes
GEN-2024-038 | 02 NEBRASKA | G02 29SP | 635017 ATCHISON 3 345 635018 NORTHBORO 3 345 1 | P55:345:MEC:PONY CREEK OR SOUTHLAND | 0.07702 | Yes
GEN-2024-038 | 02 NEBRASKA | G02 29SP | 635017 ATCHISON 3 345 640139 COOPER 3 345 1 | P55:345:MEC:PONY CREEK OR SOUTHLAND | 0.07702 | Yes
GEN-2024-038 | 02 NEBRASKA | G02 29SP | 635635 MADISON3 345 635640 NORWALK 3 345 1 | P55:345:MEC:RACCOON TRAIL | 0.05219 | Yes
GEN-2024-038 | 02 NEBRASKA | G02 29SP | 635018 NORTHBORO 3 345 635570 ORIENT 3 345 1 | P55:345:MEC:ROLLING HILLS | 0.07702 | Yes
GEN-2024-038 | 02 NEBRASKA | G02 29SP | 635017 ATCHISON 3 345 635018 NORTHBORO 3 345 1 | P55:345:MEC:ROLLING HILLS | 0.07702 | Yes
GEN-2024-038 | 02 NEBRASKA | G02 29SP | 635017 ATCHISON 3 345 640139 COOPER 3 345 1 | P55:345:MEC:ROLLING HILLS | 0.07702 | Yes
GEN-2024-038 | 02 NEBRASKA | G02 29SP | 635570 ORIENT 3 345 635635 MADISON3 345 1 | P55:345:MEC:SOUTHERN HILLS | 0.06312 | Yes
GEN-2024-038 | 02 NEBRASKA | G02 29SP | 635200 RAUN 3 345 762779 G18-043 TAP 345 1 | P55:345:OPPD:S3740 3::FN13:EHV: | 0.05029 | Yes
GEN-2024-038 | 02 NEBRASKA | G02 29SP | 635200 RAUN 3 345 645552 S3452 REACT3 345 1 | P55:345:OPPD:S3740 3::FN13:EHV: | 0.05149 | Yes
GEN-2024-038 | 02 NEBRASKA | G02 29SP | 635200 RAUN 3 345 762779 G18-043 TAP 345 1 | 635200 RAUN 3 345 645552 S3452 REACT3 345 1 | 0.07373 | Yes
GEN-2024-038 | 02 NEBRASKA | G02 29SP | 635200 RAUN 3 345 652564 SIOUXCY3 345 1 | 635219 GARD AVE 3 345 636017 LEHIGH GARX3 345 1 | 0.05611 | Yes
GEN-2024-038 | 02 NEBRASKA | G02 29SP | 635200 RAUN 3 345 652564 SIOUXCY3 345 1 | 635368 OBRIEN 3 345 635400 HIGHLAND 3 345 1 | 0.06439 | Yes
GEN-2024-038 | 02 NEBRASKA | G02 29SP | 635018 NORTHBORO 3 345 635570 ORIENT 3 345 1 | 635580 ARBOR HILL 3 345 635623 BADGER CRK 3 345 1 | 0.07904 | Yes
GEN-2024-038 | 02 NEBRASKA | G02 29SP | 635017 ATCHISON 3 345 635018 NORTHBORO 3 345 1 | 635580 ARBOR HILL 3 345 635623 BADGER CRK 3 345 1 | 0.07904 | Yes
GEN-2024-038 | 02 NEBRASKA | G02 29SP | 635017 ATCHISON 3 345 640139 COOPER 3 345 1 | 635580 ARBOR HILL 3 345 635623 BADGER CRK 3 345 1 | 0.07904 | Yes
GEN-2024-038 | 02 NEBRASKA | G02 29SP | 635200 RAUN 3 345 652564 SIOUXCY3 345 1 | 636010 LEHIGH 3 345 636017 LEHIGH GARX3 345 Z | 0.05611 | Yes
GEN-2024-038 | 02 NEBRASKA | G02 29SP | 635200 RAUN 3 345 645552 S3452 REACT3 345 1 | 645451 S3451 3 345 645551 S3451-RAUN 3 345 Z1 | 0.07438 | Yes
GEN-2024-038 | 02 NEBRASKA | G02 29SP | 635200 RAUN 3 345 762779 G18-043 TAP 345 1 | 645452 S3452 3 345 645552 S3452 REACT3 345 Z1 | 0.07373 | Yes
GEN-2024-038 | 02 NEBRASKA | G02 29SP | 635200 RAUN 3 345 645552 S3452 REACT3 345 1 | 645551 S3451-RAUN 3 345 762779 G18-043 TAP 345 1 | 0.07438 | Yes
GEN-2024-038 | 02 NEBRASKA | G02 29SP | 635200 RAUN 3 345 762779 G18-043 TAP 345 1 | 762779 G18-043 TAP 345 762780 GEN-2018-043 345 1 | 0.0519 | Yes
GEN-2024-038 | 02 NEBRASKA | G02 29SP | 635200 RAUN 3 345 652564 SIOUXCY3 345 1 | Base Case | 0.05578 | Yes
GEN-2024-038 | 02 NEBRASKA | G02 29SP | 635018 NORTHBORO 3 345 635570 ORIENT 3 345 1 | Base Case | 0.07625 | Yes
GEN-2024-038 | 02 NEBRASKA | G02 29SP | 635017 ATCHISON 3 345 635018 NORTHBORO 3 345 1 | Base Case | 0.07625 | Yes
GEN-2024-038 | 02 NEBRASKA | G02 29SP | 635017 ATCHISON 3 345 640139 COOPER 3 345 1 | Base Case | 0.07625 | Yes
GEN-2024-038 | 02 NEBRASKA | G02 29SP | 635200 RAUN 3 345 762779 G18-043 TAP 345 1 | Base Case | 0.0519 | Yes
GEN-2024-038 | 02 NEBRASKA | G02 29SP | 635200 RAUN 3 345 645552 S3452 REACT3 345 1 | Base Case | 0.05318 | Yes
GEN-2024-038 | 02 NEBRASKA | G02 29SP | 635200 RAUN 3 345 762779 G18-043 TAP 345 1 | GEN-2018-043_POI_762779_Generator_outage | 0.0519 | Yes
GEN-2024-038 | 02 NEBRASKA | G02 29SP | 635200 RAUN 3 345 652564 SIOUXCY3 345 1 | GEN-2023-199_POI_640386_Generator_outage | 0.05578 | Yes
GEN-2024-038 | 02 NEBRASKA | G02 29SP | 635200 RAUN 3 345 645552 S3452 REACT3 345 1 | GEN645011 1 | 0.05318 | Yes
GEN-2024-038 | 02 NEBRASKA | G02 29SP | 635200 RAUN 3 345 762779 G18-043 TAP 345 1 | GEN645012 2 | 0.0519 | Yes
GEN-2024-038 | 02 NEBRASKA | G02 29SP | 635200 RAUN 3 345 645552 S3452 REACT3 345 1 | GEN645012 2 | 0.05318 | Yes
GEN-2024-038 | 02 NEBRASKA | G02 29SP | 635200 RAUN 3 345 762779 G18-043 TAP 345 1 | GEN645012 2_Dup1 | 0.0519 | Yes
GEN-2024-038 | 02 NEBRASKA | G02 29SP | 635200 RAUN 3 345 645552 S3452 REACT3 345 1 | GEN645012 2_Dup1 | 0.05318 | Yes
GEN-2024-039 | 02 NEBRASKA | G02 29SP | 635018 NORTHBORO 3 345 635570 ORIENT 3 345 1 | P11:345:MEC:GDMEC:3:ST | 0.06319 | Yes
GEN-2024-039 | 02 NEBRASKA | G02 29SP | 635017 ATCHISON 3 345 635018 NORTHBORO 3 345 1 | P11:345:MEC:GDMEC:3:ST | 0.06319 | Yes
GEN-2024-039 | 02 NEBRASKA | G02 29SP | 635017 ATCHISON 3 345 640139 COOPER 3 345 1 | P11:345:MEC:GDMEC:3:ST | 0.06319 | Yes
GEN-2024-039 | 02 NEBRASKA | G02 29SP | 635200 RAUN 3 345 762779 G18-043 TAP 345 1 | P11:345:MEC:WSEC:3 | 0.05098 | Yes
GEN-2024-039 | 02 NEBRASKA | G02 29SP | 635200 RAUN 3 345 645552 S3452 REACT3 345 1 | P11:345:MEC:WSEC:3 | 0.05215 | Yes
GEN-2024-039 | 02 NEBRASKA | G02 29SP | 635200 RAUN 3 345 762779 G18-043 TAP 345 1 | P11:345:MEC:WSEC:4 | 0.05098 | Yes
GEN-2024-039 | 02 NEBRASKA | G02 29SP | 635200 RAUN 3 345 645552 S3452 REACT3 345 1 | P11:345:MEC:WSEC:4 | 0.05215 | Yes
GEN-2024-039 | 02 NEBRASKA | G02 29SP | 635200 RAUN 3 345 652564 SIOUXCY3 345 1 | P12:230.0:UMZ:# N-1 #:: LINE TWIN CH4-SIOUXCY4-1 :HV: | 0.05588 | Yes
GEN-2024-039 | 02 NEBRASKA | G02 29SP | 635018 NORTHBORO 3 345 635570 ORIENT 3 345 1 | P12:345:MEC:ARBOR HILL:FALLOW AVE:1 | 0.06614 | Yes
GEN-2024-039 | 02 NEBRASKA | G02 29SP | 635017 ATCHISON 3 345 635018 NORTHBORO 3 345 1 | P12:345:MEC:ARBOR HILL:FALLOW AVE:1 | 0.06614 | Yes
GEN-2024-039 | 02 NEBRASKA | G02 29SP | 635017 ATCHISON 3 345 640139 COOPER 3 345 1 | P12:345:MEC:ARBOR HILL:FALLOW AVE:1 | 0.06614 | Yes
GEN-2024-039 | 02 NEBRASKA | G02 29SP | 635200 RAUN 3 345 652564 SIOUXCY3 345 1 | P12:345:MEC:CHEROKEE:HIGHLAND:1 | 0.06373 | Yes
GEN-2024-039 | 02 NEBRASKA | G02 29SP | 635200 RAUN 3 345 652564 SIOUXCY3 345 1 | P12:345:MEC:GARD AVE:LEHIGH:1REACTOR:EHV: | 0.05561 | Yes
GEN-2024-039 | 02 NEBRASKA | G02 29SP | 635200 RAUN 3 345 652564 SIOUXCY3 345 1 | P12:345:MEC:OBRIEN:HIGHLAND:1REACTOR:EHV: | 0.06373 | Yes
GEN-2024-039 | 02 NEBRASKA | G02 29SP | 635568 S HILLS 3 345 635630 BOONEVILLE 3 345 1 | P12:345:MEC:ORIENT:MADISON:1 | 0.0592 | Yes
GEN-2024-039 | 02 NEBRASKA | G02 29SP | 635568 S HILLS 3 345 635570 ORIENT 3 345 1 | P12:345:MEC:ORIENT:MADISON:1 | 0.0592 | Yes
GEN-2024-039 | 02 NEBRASKA | G02 29SP | 635018 NORTHBORO 3 345 635570 ORIENT 3 345 1 | P12:345:MEC:PONY CRK:ROLL HILLS:1 | 0.06536 | Yes
GEN-2024-039 | 02 NEBRASKA | G02 29SP | 635017 ATCHISON 3 345 635018 NORTHBORO 3 345 1 | P12:345:MEC:PONY CRK:ROLL HILLS:1 | 0.06536 | Yes
GEN-2024-039 | 02 NEBRASKA | G02 29SP | 635017 ATCHISON 3 345 640139 COOPER 3 345 1 | P12:345:MEC:PONY CRK:ROLL HILLS:1 | 0.06536 | Yes
GEN-2024-039 | 02 NEBRASKA | G02 29SP | 635018 NORTHBORO 3 345 635570 ORIENT 3 345 1 | P12:345:MEC:ROLL HILLS:ORIENT:1 | 0.06536 | Yes
GEN-2024-039 | 02 NEBRASKA | G02 29SP | 635017 ATCHISON 3 345 635018 NORTHBORO 3 345 1 | P12:345:MEC:ROLL HILLS:ORIENT:1 | 0.06536 | Yes
GEN-2024-039 | 02 NEBRASKA | G02 29SP | 635017 ATCHISON 3 345 640139 COOPER 3 345 1 | P12:345:MEC:ROLL HILLS:ORIENT:1 | 0.06536 | Yes
GEN-2024-039 | 02 NEBRASKA | G02 29SP | 635570 ORIENT 3 345 635635 MADISON3 345 1 | P12:345:MEC:S HILLS:BOONEVILLE:1 | 0.05597 | Yes
GEN-2024-039 | 02 NEBRASKA | G02 29SP | 635570 ORIENT 3 345 635635 MADISON3 345 1 | P12:345:MEC:S HILLS:ORIENT:1 | 0.05597 | Yes
GEN-2024-039 | 02 NEBRASKA | G02 29SP | 635200 RAUN 3 345 645552 S3452 REACT3 345 1 | P12:345:OPPD-MEC:S3451-RAUN:::EHV: | 0.07298 | Yes
GEN-2024-039 | 02 NEBRASKA | G02 29SP | 635622 RCCN TRL 3 345 635630 BOONEVILLE 3 345 1 | P13:345-161:MEC:NORWALK:9T1:MULTI | 0.05048 | Yes
GEN-2024-039 | 02 NEBRASKA | G02 29SP | 635200 RAUN 3 345 645552 S3452 REACT3 345 1 | P22:345:OPPD:S3451-RAUN:::EHV: | 0.07298 | Yes
GEN-2024-039 | 02 NEBRASKA | G02 29SP | 635200 RAUN 3 345 762779 G18-043 TAP 345 1 | P22:345:OPPD:S3458 NEBCTY2G:LT::EHV: | 0.05098 | Yes
GEN-2024-039 | 02 NEBRASKA | G02 29SP | 635200 RAUN 3 345 645552 S3452 REACT3 345 1 | P22:345:OPPD:S3458 NEBCTY2G:LT::EHV: | 0.05215 | Yes
GEN-2024-039 | 02 NEBRASKA | G02 29SP | 635018 NORTHBORO 3 345 635570 ORIENT 3 345 1 | P23:345:MEC:ARBOR HILL:901::EHV: | 0.06614 | Yes
GEN-2024-039 | 02 NEBRASKA | G02 29SP | 635017 ATCHISON 3 345 635018 NORTHBORO 3 345 1 | P23:345:MEC:ARBOR HILL:901::EHV: | 0.06614 | Yes
GEN-2024-039 | 02 NEBRASKA | G02 29SP | 635017 ATCHISON 3 345 640139 COOPER 3 345 1 | P23:345:MEC:ARBOR HILL:901::EHV: | 0.06614 | Yes
GEN-2024-039 | 02 NEBRASKA | G02 29SP | 635018 NORTHBORO 3 345 635570 ORIENT 3 345 1 | P23:345:MEC:ARBOR HILL:902::EHV: | 0.06614 | Yes
GEN-2024-039 | 02 NEBRASKA | G02 29SP | 635017 ATCHISON 3 345 635018 NORTHBORO 3 345 1 | P23:345:MEC:ARBOR HILL:902::EHV: | 0.06614 | Yes
GEN-2024-039 | 02 NEBRASKA | G02 29SP | 635017 ATCHISON 3 345 640139 COOPER 3 345 1 | P23:345:MEC:ARBOR HILL:902::EHV: | 0.06614 | Yes
GEN-2024-039 | 02 NEBRASKA | G02 29SP | 635018 NORTHBORO 3 345 635570 ORIENT 3 345 1 | P23:345:MEC:ARBOR HILL:903::EHV: | 0.06614 | Yes
GEN-2024-039 | 02 NEBRASKA | G02 29SP | 635017 ATCHISON 3 345 635018 NORTHBORO 3 345 1 | P23:345:MEC:ARBOR HILL:903::EHV: | 0.06614 | Yes
GEN-2024-039 | 02 NEBRASKA | G02 29SP | 635017 ATCHISON 3 345 640139 COOPER 3 345 1 | P23:345:MEC:ARBOR HILL:903::EHV: | 0.06614 | Yes
GEN-2024-039 | 02 NEBRASKA | G02 29SP | 635570 ORIENT 3 345 635635 MADISON3 345 1 | P23:345:MEC:BOONEVILLE:902::EHV: | 0.05261 | Yes
GEN-2024-039 | 02 NEBRASKA | G02 29SP | 635200 RAUN 3 345 762779 G18-043 TAP 345 1 | P23:345:MEC:CBEC:905::EHV: | 0.05157 | Yes
GEN-2024-039 | 02 NEBRASKA | G02 29SP | 635200 RAUN 3 345 645552 S3452 REACT3 345 1 | P23:345:MEC:CBEC:905::EHV: | 0.05278 | Yes
GEN-2024-039 | 02 NEBRASKA | G02 29SP | 635200 RAUN 3 345 762779 G18-043 TAP 345 1 | P23:345:MEC:CBEC:908::EHV: | 0.05099 | Yes
GEN-2024-039 | 02 NEBRASKA | G02 29SP | 635200 RAUN 3 345 645552 S3452 REACT3 345 1 | P23:345:MEC:CBEC:908::EHV: | 0.05216 | Yes
GEN-2024-039 | 02 NEBRASKA | G02 29SP | 635018 NORTHBORO 3 345 635570 ORIENT 3 345 1 | P23:345:MEC:FALLOW:901::EHV: | 0.06614 | Yes
GEN-2024-039 | 02 NEBRASKA | G02 29SP | 635017 ATCHISON 3 345 635018 NORTHBORO 3 345 1 | P23:345:MEC:FALLOW:901::EHV: | 0.06614 | Yes
GEN-2024-039 | 02 NEBRASKA | G02 29SP | 635017 ATCHISON 3 345 640139 COOPER 3 345 1 | P23:345:MEC:FALLOW:901::EHV: | 0.06614 | Yes
GEN-2024-039 | 02 NEBRASKA | G02 29SP | 635018 NORTHBORO 3 345 635570 ORIENT 3 345 1 | P23:345:MEC:FALLOW:902::EHV: | 0.06614 | Yes
GEN-2024-039 | 02 NEBRASKA | G02 29SP | 635017 ATCHISON 3 345 635018 NORTHBORO 3 345 1 | P23:345:MEC:FALLOW:902::EHV: | 0.06614 | Yes
GEN-2024-039 | 02 NEBRASKA | G02 29SP | 635017 ATCHISON 3 345 640139 COOPER 3 345 1 | P23:345:MEC:FALLOW:902::EHV: | 0.06614 | Yes
GEN-2024-039 | 02 NEBRASKA | G02 29SP | 635635 MADISON3 345 635640 NORWALK 3 345 1 | P23:345:MEC:GRIMES:903::EHV: | 0.05004 | Yes
GEN-2024-039 | 02 NEBRASKA | G02 29SP | 635200 RAUN 3 345 652564 SIOUXCY3 345 1 | P23:345:MEC:HIGHLAND:901::EHV: | 0.06373 | Yes
GEN-2024-039 | 02 NEBRASKA | G02 29SP | 635200 RAUN 3 345 652564 SIOUXCY3 345 1 | P23:345:MEC:HIGHLAND:902::EHV: | 0.06373 | Yes
GEN-2024-039 | 02 NEBRASKA | G02 29SP | 635200 RAUN 3 345 652564 SIOUXCY3 345 1 | P23:345:MEC:HIGHLAND:903::EHV: | 0.06373 | Yes
GEN-2024-039 | 02 NEBRASKA | G02 29SP | 635200 RAUN 3 345 652564 SIOUXCY3 345 1 | P23:345:MEC:HIGHLAND:908::EHV: | 0.06373 | Yes
GEN-2024-039 | 02 NEBRASKA | G02 29SP | 635200 RAUN 3 345 652564 SIOUXCY3 345 1 | P23:345:MEC:LEHIGH:350::EHV: | 0.05769 | Yes
GEN-2024-039 | 02 NEBRASKA | G02 29SP | 635200 RAUN 3 345 652564 SIOUXCY3 345 1 | P23:345:MEC:LEHIGH:360::EHV: | 0.05769 | Yes
GEN-2024-039 | 02 NEBRASKA | G02 29SP | 635200 RAUN 3 345 762779 G18-043 TAP 345 1 | P23:345:MEC:LEHIGH:360::EHV: | 0.05394 | Yes
GEN-2024-039 | 02 NEBRASKA | G02 29SP | 635200 RAUN 3 345 645552 S3452 REACT3 345 1 | P23:345:MEC:LEHIGH:360::EHV: | 0.05517 | Yes
GEN-2024-039 | 02 NEBRASKA | G02 29SP | 635200 RAUN 3 345 652564 SIOUXCY3 345 1 | P23:345:MEC:LEHIGH:390::EHV: | 0.05561 | Yes
GEN-2024-039 | 02 NEBRASKA | G02 29SP | 635568 S HILLS 3 345 635630 BOONEVILLE 3 345 1 | P23:345:MEC:MADISON:901::EHV: | 0.05779 | Yes
GEN-2024-039 | 02 NEBRASKA | G02 29SP | 635568 S HILLS 3 345 635570 ORIENT 3 345 1 | P23:345:MEC:MADISON:901::EHV: | 0.05779 | Yes
GEN-2024-039 | 02 NEBRASKA | G02 29SP | 635568 S HILLS 3 345 635630 BOONEVILLE 3 345 1 | P23:345:MEC:MADISON:902::EHV: | 0.05779 | Yes
GEN-2024-039 | 02 NEBRASKA | G02 29SP | 635568 S HILLS 3 345 635570 ORIENT 3 345 1 | P23:345:MEC:MADISON:902::EHV: | 0.05779 | Yes
GEN-2024-039 | 02 NEBRASKA | G02 29SP | 635568 S HILLS 3 345 635630 BOONEVILLE 3 345 1 | P23:345:MEC:MADISON:903::EHV: | 0.05779 | Yes
GEN-2024-039 | 02 NEBRASKA | G02 29SP | 635568 S HILLS 3 345 635570 ORIENT 3 345 1 | P23:345:MEC:MADISON:903::EHV: | 0.05779 | Yes
GEN-2024-039 | 02 NEBRASKA | G02 29SP | 635200 RAUN 3 345 652564 SIOUXCY3 345 1 | P23:345:MEC:OBRIEN:903::EHV: | 0.06459 | Yes
GEN-2024-039 | 02 NEBRASKA | G02 29SP | 635200 RAUN 3 345 652564 SIOUXCY3 345 1 | P23:345:MEC:OBRIEN:906::EHV: | 0.06486 | Yes
GEN-2024-039 | 02 NEBRASKA | G02 29SP | 635568 S HILLS 3 345 635630 BOONEVILLE 3 345 1 | P23:345:MEC:ORIENT:905::EHV: | 0.05873 | Yes
GEN-2024-039 | 02 NEBRASKA | G02 29SP | 635568 S HILLS 3 345 635570 ORIENT 3 345 1 | P23:345:MEC:ORIENT:905::EHV: | 0.05873 | Yes
GEN-2024-039 | 02 NEBRASKA | G02 29SP | 635200 RAUN 3 345 652564 SIOUXCY3 345 1 | P23:345:MEC:RAUN:150::EHV: | 0.06589 | Yes
GEN-2024-039 | 02 NEBRASKA | G02 29SP | 635018 NORTHBORO 3 345 635570 ORIENT 3 345 1 | P23:345:MEC:ROLLING HILLS:901::EHV: | 0.06536 | Yes
GEN-2024-039 | 02 NEBRASKA | G02 29SP | 635017 ATCHISON 3 345 635018 NORTHBORO 3 345 1 | P23:345:MEC:ROLLING HILLS:901::EHV: | 0.06536 | Yes
GEN-2024-039 | 02 NEBRASKA | G02 29SP | 635017 ATCHISON 3 345 640139 COOPER 3 345 1 | P23:345:MEC:ROLLING HILLS:901::EHV: | 0.06536 | Yes
GEN-2024-039 | 02 NEBRASKA | G02 29SP | 635018 NORTHBORO 3 345 635570 ORIENT 3 345 1 | P23:345:MEC:ROLLING HILLS:902::EHV: | 0.06536 | Yes
GEN-2024-039 | 02 NEBRASKA | G02 29SP | 635017 ATCHISON 3 345 635018 NORTHBORO 3 345 1 | P23:345:MEC:ROLLING HILLS:902::EHV: | 0.06536 | Yes
GEN-2024-039 | 02 NEBRASKA | G02 29SP | 635017 ATCHISON 3 345 640139 COOPER 3 345 1 | P23:345:MEC:ROLLING HILLS:902::EHV: | 0.06536 | Yes
GEN-2024-039 | 02 NEBRASKA | G02 29SP | 635018 NORTHBORO 3 345 635570 ORIENT 3 345 1 | P23:345:MEC:ROLLING HILLS:903::EHV: | 0.06536 | Yes
GEN-2024-039 | 02 NEBRASKA | G02 29SP | 635017 ATCHISON 3 345 635018 NORTHBORO 3 345 1 | P23:345:MEC:ROLLING HILLS:903::EHV: | 0.06536 | Yes
GEN-2024-039 | 02 NEBRASKA | G02 29SP | 635017 ATCHISON 3 345 640139 COOPER 3 345 1 | P23:345:MEC:ROLLING HILLS:903::EHV: | 0.06536 | Yes
GEN-2024-039 | 02 NEBRASKA | G02 29SP | 635018 NORTHBORO 3 345 635570 ORIENT 3 345 1 | P23:345:MEC:ROLLING HILLS:908::EHV: | 0.06536 | Yes
GEN-2024-039 | 02 NEBRASKA | G02 29SP | 635017 ATCHISON 3 345 635018 NORTHBORO 3 345 1 | P23:345:MEC:ROLLING HILLS:908::EHV: | 0.06536 | Yes
GEN-2024-039 | 02 NEBRASKA | G02 29SP | 635017 ATCHISON 3 345 640139 COOPER 3 345 1 | P23:345:MEC:ROLLING HILLS:908::EHV: | 0.06536 | Yes
GEN-2024-039 | 02 NEBRASKA | G02 29SP | 635570 ORIENT 3 345 635635 MADISON3 345 1 | P23:345:MEC:SOUTHERN HILLS:902::EHV: | 0.05597 | Yes
GEN-2024-039 | 02 NEBRASKA | G02 29SP | 635570 ORIENT 3 345 635635 MADISON3 345 1 | P23:345:MEC:SOUTHERN HILLS:903::EHV: | 0.05597 | Yes
GEN-2024-039 | 02 NEBRASKA | G02 29SP | 635570 ORIENT 3 345 635635 MADISON3 345 1 | P23:345:MEC:SOUTHERN HILLS:904::EHV: | 0.05597 | Yes
GEN-2024-039 | 02 NEBRASKA | G02 29SP | 635018 NORTHBORO 3 345 635570 ORIENT 3 345 1 | P23:345:OPPD:FUTURE 56-55&56-58:::EHV: | 0.06508 | Yes
GEN-2024-039 | 02 NEBRASKA | G02 29SP | 635017 ATCHISON 3 345 635018 NORTHBORO 3 345 1 | P23:345:OPPD:FUTURE 56-55&56-58:::EHV: | 0.06508 | Yes
GEN-2024-039 | 02 NEBRASKA | G02 29SP | 635017 ATCHISON 3 345 640139 COOPER 3 345 1 | P23:345:OPPD:FUTURE 56-55&56-58:::EHV: | 0.06508 | Yes
GEN-2024-039 | 02 NEBRASKA | G02 29SP | 635200 RAUN 3 345 645552 S3452 REACT3 345 1 | P23:345:OPPD:S3451-RAUN:::EHV: | 0.07298 | Yes
GEN-2024-039 | 02 NEBRASKA | G02 29SP | 635200 RAUN 3 345 645552 S3452 REACT3 345 1 | P23:345:OPPD:S3458 NEBCTY1G:LT::EHV: | 0.05215 | Yes
GEN-2024-039 | 02 NEBRASKA | G02 29SP | 635200 RAUN 3 345 762779 G18-043 TAP 345 1 | P23:345:OPPD:S3458 NEBCTY2G:LT::EHV: | 0.05098 | Yes
GEN-2024-039 | 02 NEBRASKA | G02 29SP | 635200 RAUN 3 345 645552 S3452 REACT3 345 1 | P23:345:OPPD:S3458 NEBCTY2G:LT::EHV: | 0.05215 | Yes
GEN-2024-039 | 02 NEBRASKA | G02 29SP | 635018 NORTHBORO 3 345 635570 ORIENT 3 345 1 | P55:345:MEC:ARBOR HILL | 0.06614 | Yes
GEN-2024-039 | 02 NEBRASKA | G02 29SP | 635017 ATCHISON 3 345 635018 NORTHBORO 3 345 1 | P55:345:MEC:ARBOR HILL | 0.06614 | Yes
GEN-2024-039 | 02 NEBRASKA | G02 29SP | 635017 ATCHISON 3 345 640139 COOPER 3 345 1 | P55:345:MEC:ARBOR HILL | 0.06614 | Yes
GEN-2024-039 | 02 NEBRASKA | G02 29SP | 635018 NORTHBORO 3 345 635570 ORIENT 3 345 1 | P55:345:MEC:FALLOW AVE | 0.06614 | Yes
GEN-2024-039 | 02 NEBRASKA | G02 29SP | 635017 ATCHISON 3 345 635018 NORTHBORO 3 345 1 | P55:345:MEC:FALLOW AVE | 0.06614 | Yes
GEN-2024-039 | 02 NEBRASKA | G02 29SP | 635017 ATCHISON 3 345 640139 COOPER 3 345 1 | P55:345:MEC:FALLOW AVE | 0.06614 | Yes
GEN-2024-039 | 02 NEBRASKA | G02 29SP | 635018 NORTHBORO 3 345 635570 ORIENT 3 345 1 | P55:345:MEC:GDMEC | 0.0625 | Yes
GEN-2024-039 | 02 NEBRASKA | G02 29SP | 635017 ATCHISON 3 345 635018 NORTHBORO 3 345 1 | P55:345:MEC:GDMEC | 0.0625 | Yes
GEN-2024-039 | 02 NEBRASKA | G02 29SP | 635017 ATCHISON 3 345 640139 COOPER 3 345 1 | P55:345:MEC:GDMEC | 0.0625 | Yes
GEN-2024-039 | 02 NEBRASKA | G02 29SP | 635200 RAUN 3 345 652564 SIOUXCY3 345 1 | P55:345:MEC:HIGHLAND | 0.06373 | Yes
GEN-2024-039 | 02 NEBRASKA | G02 29SP | 635200 RAUN 3 345 652564 SIOUXCY3 345 1 | P55:345:MEC:LEHIGH | 0.05769 | Yes
GEN-2024-039 | 02 NEBRASKA | G02 29SP | 635200 RAUN 3 345 645552 S3452 REACT3 345 1 | P55:345:MEC:LEHIGH | 0.05517 | Yes
GEN-2024-039 | 02 NEBRASKA | G02 29SP | 635568 S HILLS 3 345 635630 BOONEVILLE 3 345 1 | P55:345:MEC:MADISON | 0.05779 | Yes
GEN-2024-039 | 02 NEBRASKA | G02 29SP | 635568 S HILLS 3 345 635570 ORIENT 3 345 1 | P55:345:MEC:MADISON | 0.05779 | Yes
GEN-2024-039 | 02 NEBRASKA | G02 29SP | 635018 NORTHBORO 3 345 635570 ORIENT 3 345 1 | P55:345:MEC:PONY CREEK OR SOUTHLAND | 0.06536 | Yes
GEN-2024-039 | 02 NEBRASKA | G02 29SP | 635017 ATCHISON 3 345 635018 NORTHBORO 3 345 1 | P55:345:MEC:PONY CREEK OR SOUTHLAND | 0.06536 | Yes
GEN-2024-039 | 02 NEBRASKA | G02 29SP | 635017 ATCHISON 3 345 640139 COOPER 3 345 1 | P55:345:MEC:PONY CREEK OR SOUTHLAND | 0.06536 | Yes
GEN-2024-039 | 02 NEBRASKA | G02 29SP | 635018 NORTHBORO 3 345 635570 ORIENT 3 345 1 | P55:345:MEC:ROLLING HILLS | 0.06536 | Yes
GEN-2024-039 | 02 NEBRASKA | G02 29SP | 635017 ATCHISON 3 345 635018 NORTHBORO 3 345 1 | P55:345:MEC:ROLLING HILLS | 0.06536 | Yes
GEN-2024-039 | 02 NEBRASKA | G02 29SP | 635017 ATCHISON 3 345 640139 COOPER 3 345 1 | P55:345:MEC:ROLLING HILLS | 0.06536 | Yes
GEN-2024-039 | 02 NEBRASKA | G02 29SP | 635570 ORIENT 3 345 635635 MADISON3 345 1 | P55:345:MEC:SOUTHERN HILLS | 0.05597 | Yes
GEN-2024-039 | 02 NEBRASKA | G02 29SP | 635200 RAUN 3 345 762779 G18-043 TAP 345 1 | P55:345:OPPD:S3740 3::FN13:EHV: | 0.05004 | Yes
GEN-2024-039 | 02 NEBRASKA | G02 29SP | 635200 RAUN 3 345 645552 S3452 REACT3 345 1 | P55:345:OPPD:S3740 3::FN13:EHV: | 0.05116 | Yes
GEN-2024-039 | 02 NEBRASKA | G02 29SP | 635200 RAUN 3 345 762779 G18-043 TAP 345 1 | 635200 RAUN 3 345 645552 S3452 REACT3 345 1 | 0.07239 | Yes
GEN-2024-039 | 02 NEBRASKA | G02 29SP | 635200 RAUN 3 345 652564 SIOUXCY3 345 1 | 635219 GARD AVE 3 345 636017 LEHIGH GARX3 345 1 | 0.05561 | Yes
GEN-2024-039 | 02 NEBRASKA | G02 29SP | 635200 RAUN 3 345 652564 SIOUXCY3 345 1 | 635368 OBRIEN 3 345 635400 HIGHLAND 3 345 1 | 0.06373 | Yes
GEN-2024-039 | 02 NEBRASKA | G02 29SP | 635018 NORTHBORO 3 345 635570 ORIENT 3 345 1 | 635580 ARBOR HILL 3 345 635623 BADGER CRK 3 345 1 | 0.06614 | Yes
GEN-2024-039 | 02 NEBRASKA | G02 29SP | 635017 ATCHISON 3 345 635018 NORTHBORO 3 345 1 | 635580 ARBOR HILL 3 345 635623 BADGER CRK 3 345 1 | 0.06614 | Yes
GEN-2024-039 | 02 NEBRASKA | G02 29SP | 635017 ATCHISON 3 345 640139 COOPER 3 345 1 | 635580 ARBOR HILL 3 345 635623 BADGER CRK 3 345 1 | 0.06614 | Yes
GEN-2024-039 | 02 NEBRASKA | G02 29SP | 635200 RAUN 3 345 652564 SIOUXCY3 345 1 | 636010 LEHIGH 3 345 636017 LEHIGH GARX3 345 Z | 0.05561 | Yes
GEN-2024-039 | 02 NEBRASKA | G02 29SP | 635200 RAUN 3 345 645552 S3452 REACT3 345 1 | 645451 S3451 3 345 645551 S3451-RAUN 3 345 Z1 | 0.07298 | Yes
GEN-2024-039 | 02 NEBRASKA | G02 29SP | 635200 RAUN 3 345 762779 G18-043 TAP 345 1 | 645452 S3452 3 345 645552 S3452 REACT3 345 Z1 | 0.07239 | Yes
GEN-2024-039 | 02 NEBRASKA | G02 29SP | 635200 RAUN 3 345 645552 S3452 REACT3 345 1 | 645551 S3451-RAUN 3 345 762779 G18-043 TAP 345 1 | 0.07298 | Yes
GEN-2024-039 | 02 NEBRASKA | G02 29SP | 635200 RAUN 3 345 762779 G18-043 TAP 345 1 | 762779 G18-043 TAP 345 762780 GEN-2018-043 345 1 | 0.05098 | Yes
GEN-2024-039 | 02 NEBRASKA | G02 29SP | 635200 RAUN 3 345 652564 SIOUXCY3 345 1 | Base Case | 0.05513 | Yes
GEN-2024-039 | 02 NEBRASKA | G02 29SP | 635018 NORTHBORO 3 345 635570 ORIENT 3 345 1 | Base Case | 0.06319 | Yes
GEN-2024-039 | 02 NEBRASKA | G02 29SP | 635017 ATCHISON 3 345 635018 NORTHBORO 3 345 1 | Base Case | 0.06319 | Yes
GEN-2024-039 | 02 NEBRASKA | G02 29SP | 635017 ATCHISON 3 345 640139 COOPER 3 345 1 | Base Case | 0.06319 | Yes
GEN-2024-039 | 02 NEBRASKA | G02 29SP | 635200 RAUN 3 345 762779 G18-043 TAP 345 1 | Base Case | 0.05098 | Yes
GEN-2024-039 | 02 NEBRASKA | G02 29SP | 635200 RAUN 3 345 645552 S3452 REACT3 345 1 | Base Case | 0.05215 | Yes
GEN-2024-039 | 02 NEBRASKA | G02 29SP | 635200 RAUN 3 345 762779 G18-043 TAP 345 1 | GEN-2018-043_POI_762779_Generator_outage | 0.05098 | Yes
GEN-2024-039 | 02 NEBRASKA | G02 29SP | 635200 RAUN 3 345 652564 SIOUXCY3 345 1 | GEN-2023-199_POI_640386_Generator_outage | 0.05513 | Yes
GEN-2024-039 | 02 NEBRASKA | G02 29SP | 635200 RAUN 3 345 645552 S3452 REACT3 345 1 | GEN645011 1 | 0.05215 | Yes
GEN-2024-039 | 02 NEBRASKA | G02 29SP | 635200 RAUN 3 345 762779 G18-043 TAP 345 1 | GEN645012 2 | 0.05098 | Yes
GEN-2024-039 | 02 NEBRASKA | G02 29SP | 635200 RAUN 3 345 645552 S3452 REACT3 345 1 | GEN645012 2 | 0.05215 | Yes
GEN-2024-039 | 02 NEBRASKA | G02 29SP | 635200 RAUN 3 345 762779 G18-043 TAP 345 1 | GEN645012 2_Dup1 | 0.05098 | Yes
GEN-2024-039 | 02 NEBRASKA | G02 29SP | 635200 RAUN 3 345 645552 S3452 REACT3 345 1 | GEN645012 2_Dup1 | 0.05215 | Yes
GEN-2024-040 | 02 NEBRASKA | G02 29SP | 635018 NORTHBORO 3 345 635570 ORIENT 3 345 1 | P11:345:MEC:GDMEC:3:ST | 0.07275 | Yes
GEN-2024-040 | 02 NEBRASKA | G02 29SP | 635017 ATCHISON 3 345 635018 NORTHBORO 3 345 1 | P11:345:MEC:GDMEC:3:ST | 0.07275 | Yes
GEN-2024-040 | 02 NEBRASKA | G02 29SP | 635017 ATCHISON 3 345 640139 COOPER 3 345 1 | P11:345:MEC:GDMEC:3:ST | 0.07275 | Yes
GEN-2024-040 | 02 NEBRASKA | G02 29SP | 635200 RAUN 3 345 762779 G18-043 TAP 345 1 | P11:345:MEC:WSEC:3 | 0.05832 | Yes
GEN-2024-040 | 02 NEBRASKA | G02 29SP | 635200 RAUN 3 345 645552 S3452 REACT3 345 1 | P11:345:MEC:WSEC:3 | 0.06045 | Yes
GEN-2024-040 | 02 NEBRASKA | G02 29SP | 635200 RAUN 3 345 762779 G18-043 TAP 345 1 | P11:345:MEC:WSEC:4 | 0.05832 | Yes
GEN-2024-040 | 02 NEBRASKA | G02 29SP | 635200 RAUN 3 345 645552 S3452 REACT3 345 1 | P11:345:MEC:WSEC:4 | 0.06045 | Yes
GEN-2024-040 | 02 NEBRASKA | G02 29SP | 635200 RAUN 3 345 652564 SIOUXCY3 345 1 | P12:230.0:UMZ:# N-1 #:: LINE TWIN CH4-SIOUXCY4-1 :HV: | 0.06002 | Yes
GEN-2024-040 | 02 NEBRASKA | G02 29SP | 635568 S HILLS 3 345 635630 BOONEVILLE 3 345 1 | P12:345:MEC:ARBOR HILL:FALLOW AVE:1 | 0.05017 | Yes
GEN-2024-040 | 02 NEBRASKA | G02 29SP | 635018 NORTHBORO 3 345 635570 ORIENT 3 345 1 | P12:345:MEC:ARBOR HILL:FALLOW AVE:1 | 0.07627 | Yes
GEN-2024-040 | 02 NEBRASKA | G02 29SP | 635568 S HILLS 3 345 635570 ORIENT 3 345 1 | P12:345:MEC:ARBOR HILL:FALLOW AVE:1 | 0.05017 | Yes
GEN-2024-040 | 02 NEBRASKA | G02 29SP | 635017 ATCHISON 3 345 635018 NORTHBORO 3 345 1 | P12:345:MEC:ARBOR HILL:FALLOW AVE:1 | 0.07627 | Yes
GEN-2024-040 | 02 NEBRASKA | G02 29SP | 635017 ATCHISON 3 345 640139 COOPER 3 345 1 | P12:345:MEC:ARBOR HILL:FALLOW AVE:1 | 0.07627 | Yes
GEN-2024-040 | 02 NEBRASKA | G02 29SP | 635622 RCCN TRL 3 345 635630 BOONEVILLE 3 345 1 | P12:345:MEC:ARBOR HILL:FALLOW AVE:1 | 0.05106 | Yes
GEN-2024-040 | 02 NEBRASKA | G02 29SP | 635200 RAUN 3 345 652564 SIOUXCY3 345 1 | P12:345:MEC:CHEROKEE:HIGHLAND:1 | 0.06936 | Yes
GEN-2024-040 | 02 NEBRASKA | G02 29SP | 635200 RAUN 3 345 652564 SIOUXCY3 345 1 | P12:345:MEC:GARD AVE:LEHIGH:1REACTOR:EHV: | 0.06062 | Yes
GEN-2024-040 | 02 NEBRASKA | G02 29SP | 635600 GRIMES 3 345 635622 RCCN TRL 3 345 2 | P12:345:MEC:GRIMES:RCCN TRL:1 | 0.057 | Yes
GEN-2024-040 | 02 NEBRASKA | G02 29SP | 635600 GRIMES 3 345 635622 RCCN TRL 3 345 1 | P12:345:MEC:GRIMES:RCCN TRL:2 | 0.05697 | Yes
GEN-2024-040 | 02 NEBRASKA | G02 29SP | 635622 RCCN TRL 3 345 635630 BOONEVILLE 3 345 1 | P12:345:MEC:MADISON:NORWALK:1 | 0.05759 | Yes
GEN-2024-040 | 02 NEBRASKA | G02 29SP | 635200 RAUN 3 345 652564 SIOUXCY3 345 1 | P12:345:MEC:OBRIEN:HIGHLAND:1REACTOR:EHV: | 0.06936 | Yes
GEN-2024-040 | 02 NEBRASKA | G02 29SP | 635568 S HILLS 3 345 635630 BOONEVILLE 3 345 1 | P12:345:MEC:ORIENT:MADISON:1 | 0.0692 | Yes
GEN-2024-040 | 02 NEBRASKA | G02 29SP | 635568 S HILLS 3 345 635570 ORIENT 3 345 1 | P12:345:MEC:ORIENT:MADISON:1 | 0.0692 | Yes
GEN-2024-040 | 02 NEBRASKA | G02 29SP | 635000 CBLUFFS3 345 645456 S3456 3 345 1 | P12:345:MEC:ORIENT:NORTHBORO:1 | 0.07956 | Yes
GEN-2024-040 | 02 NEBRASKA | G02 29SP | 635568 S HILLS 3 345 635630 BOONEVILLE 3 345 1 | P12:345:MEC:OVERLAND:FALLOW AVE:1 | 0.05017 | Yes
GEN-2024-040 | 02 NEBRASKA | G02 29SP | 635568 S HILLS 3 345 635570 ORIENT 3 345 1 | P12:345:MEC:OVERLAND:FALLOW AVE:1 | 0.05017 | Yes
GEN-2024-040 | 02 NEBRASKA | G02 29SP | 635622 RCCN TRL 3 345 635630 BOONEVILLE 3 345 1 | P12:345:MEC:OVERLAND:FALLOW AVE:1 | 0.05106 | Yes
GEN-2024-040 | 02 NEBRASKA | G02 29SP | 635018 NORTHBORO 3 345 635570 ORIENT 3 345 1 | P12:345:MEC:PONY CRK:ROLL HILLS:1 | 0.07567 | Yes
GEN-2024-040 | 02 NEBRASKA | G02 29SP | 635017 ATCHISON 3 345 635018 NORTHBORO 3 345 1 | P12:345:MEC:PONY CRK:ROLL HILLS:1 | 0.07567 | Yes
GEN-2024-040 | 02 NEBRASKA | G02 29SP | 635017 ATCHISON 3 345 640139 COOPER 3 345 1 | P12:345:MEC:PONY CRK:ROLL HILLS:1 | 0.07567 | Yes
GEN-2024-040 | 02 NEBRASKA | G02 29SP | 635018 NORTHBORO 3 345 635570 ORIENT 3 345 1 | P12:345:MEC:ROLL HILLS:ORIENT:1 | 0.07567 | Yes
GEN-2024-040 | 02 NEBRASKA | G02 29SP | 635017 ATCHISON 3 345 635018 NORTHBORO 3 345 1 | P12:345:MEC:ROLL HILLS:ORIENT:1 | 0.07567 | Yes
GEN-2024-040 | 02 NEBRASKA | G02 29SP | 635017 ATCHISON 3 345 640139 COOPER 3 345 1 | P12:345:MEC:ROLL HILLS:ORIENT:1 | 0.07567 | Yes
GEN-2024-040 | 02 NEBRASKA | G02 29SP | 635570 ORIENT 3 345 635635 MADISON3 345 1 | P12:345:MEC:S HILLS:BOONEVILLE:1 | 0.06548 | Yes
GEN-2024-040 | 02 NEBRASKA | G02 29SP | 635570 ORIENT 3 345 635635 MADISON3 345 1 | P12:345:MEC:S HILLS:ORIENT:1 | 0.06548 | Yes
GEN-2024-040 | 02 NEBRASKA | G02 29SP | 635200 RAUN 3 345 645552 S3452 REACT3 345 1 | P12:345:OPPD-MEC:S3451-RAUN:::EHV: | 0.08427 | Yes
GEN-2024-040 | 02 NEBRASKA | G02 29SP | 635622 RCCN TRL 3 345 635630 BOONEVILLE 3 345 1 | P13:345-161:MEC:NORWALK:9T1:MULTI | 0.05826 | Yes
GEN-2024-040 | 02 NEBRASKA | G02 29SP | 635200 RAUN 3 345 645552 S3452 REACT3 345 1 | P22:345:OPPD:S3451-RAUN:::EHV: | 0.08427 | Yes
GEN-2024-040 | 02 NEBRASKA | G02 29SP | 635200 RAUN 3 345 762779 G18-043 TAP 345 1 | P22:345:OPPD:S3458 NEBCTY2G:LT::EHV: | 0.05832 | Yes
GEN-2024-040 | 02 NEBRASKA | G02 29SP | 635200 RAUN 3 345 645552 S3452 REACT3 345 1 | P22:345:OPPD:S3458 NEBCTY2G:LT::EHV: | 0.06045 | Yes
GEN-2024-040 | 02 NEBRASKA | G02 29SP | 635568 S HILLS 3 345 635630 BOONEVILLE 3 345 1 | P23:345:MEC:ARBOR HILL:901::EHV: | 0.05017 | Yes
GEN-2024-040 | 02 NEBRASKA | G02 29SP | 635018 NORTHBORO 3 345 635570 ORIENT 3 345 1 | P23:345:MEC:ARBOR HILL:901::EHV: | 0.07627 | Yes
GEN-2024-040 | 02 NEBRASKA | G02 29SP | 635568 S HILLS 3 345 635570 ORIENT 3 345 1 | P23:345:MEC:ARBOR HILL:901::EHV: | 0.05017 | Yes
GEN-2024-040 | 02 NEBRASKA | G02 29SP | 635017 ATCHISON 3 345 635018 NORTHBORO 3 345 1 | P23:345:MEC:ARBOR HILL:901::EHV: | 0.07627 | Yes
GEN-2024-040 | 02 NEBRASKA | G02 29SP | 635017 ATCHISON 3 345 640139 COOPER 3 345 1 | P23:345:MEC:ARBOR HILL:901::EHV: | 0.07627 | Yes
GEN-2024-040 | 02 NEBRASKA | G02 29SP | 635622 RCCN TRL 3 345 635630 BOONEVILLE 3 345 1 | P23:345:MEC:ARBOR HILL:901::EHV: | 0.05106 | Yes
GEN-2024-040 | 02 NEBRASKA | G02 29SP | 635568 S HILLS 3 345 635630 BOONEVILLE 3 345 1 | P23:345:MEC:ARBOR HILL:902::EHV: | 0.05017 | Yes
GEN-2024-040 | 02 NEBRASKA | G02 29SP | 635018 NORTHBORO 3 345 635570 ORIENT 3 345 1 | P23:345:MEC:ARBOR HILL:902::EHV: | 0.07627 | Yes
GEN-2024-040 | 02 NEBRASKA | G02 29SP | 635568 S HILLS 3 345 635570 ORIENT 3 345 1 | P23:345:MEC:ARBOR HILL:902::EHV: | 0.05017 | Yes
GEN-2024-040 | 02 NEBRASKA | G02 29SP | 635017 ATCHISON 3 345 635018 NORTHBORO 3 345 1 | P23:345:MEC:ARBOR HILL:902::EHV: | 0.07627 | Yes
GEN-2024-040 | 02 NEBRASKA | G02 29SP | 635017 ATCHISON 3 345 640139 COOPER 3 345 1 | P23:345:MEC:ARBOR HILL:902::EHV: | 0.07627 | Yes
GEN-2024-040 | 02 NEBRASKA | G02 29SP | 635622 RCCN TRL 3 345 635630 BOONEVILLE 3 345 1 | P23:345:MEC:ARBOR HILL:902::EHV: | 0.05106 | Yes
GEN-2024-040 | 02 NEBRASKA | G02 29SP | 635568 S HILLS 3 345 635630 BOONEVILLE 3 345 1 | P23:345:MEC:ARBOR HILL:903::EHV: | 0.05017 | Yes
GEN-2024-040 | 02 NEBRASKA | G02 29SP | 635018 NORTHBORO 3 345 635570 ORIENT 3 345 1 | P23:345:MEC:ARBOR HILL:903::EHV: | 0.07627 | Yes
GEN-2024-040 | 02 NEBRASKA | G02 29SP | 635568 S HILLS 3 345 635570 ORIENT 3 345 1 | P23:345:MEC:ARBOR HILL:903::EHV: | 0.05017 | Yes
GEN-2024-040 | 02 NEBRASKA | G02 29SP | 635017 ATCHISON 3 345 635018 NORTHBORO 3 345 1 | P23:345:MEC:ARBOR HILL:903::EHV: | 0.07627 | Yes
GEN-2024-040 | 02 NEBRASKA | G02 29SP | 635017 ATCHISON 3 345 640139 COOPER 3 345 1 | P23:345:MEC:ARBOR HILL:903::EHV: | 0.07627 | Yes
GEN-2024-040 | 02 NEBRASKA | G02 29SP | 635622 RCCN TRL 3 345 635630 BOONEVILLE 3 345 1 | P23:345:MEC:ARBOR HILL:903::EHV: | 0.05106 | Yes
GEN-2024-040 | 02 NEBRASKA | G02 29SP | 635570 ORIENT 3 345 635635 MADISON3 345 1 | P23:345:MEC:BOONEVILLE:902::EHV: | 0.06172 | Yes
GEN-2024-040 | 02 NEBRASKA | G02 29SP | 635200 RAUN 3 345 762779 G18-043 TAP 345 1 | P23:345:MEC:CBEC:905::EHV: | 0.05932 | Yes
GEN-2024-040 | 02 NEBRASKA | G02 29SP | 635200 RAUN 3 345 645552 S3452 REACT3 345 1 | P23:345:MEC:CBEC:905::EHV: | 0.06152 | Yes
GEN-2024-040 | 02 NEBRASKA | G02 29SP | 635200 RAUN 3 345 762779 G18-043 TAP 345 1 | P23:345:MEC:CBEC:908::EHV: | 0.05833 | Yes
GEN-2024-040 | 02 NEBRASKA | G02 29SP | 635200 RAUN 3 345 645552 S3452 REACT3 345 1 | P23:345:MEC:CBEC:908::EHV: | 0.06046 | Yes
GEN-2024-040 | 02 NEBRASKA | G02 29SP | 635568 S HILLS 3 345 635630 BOONEVILLE 3 345 1 | P23:345:MEC:FALLOW:901::EHV: | 0.05017 | Yes
GEN-2024-040 | 02 NEBRASKA | G02 29SP | 635018 NORTHBORO 3 345 635570 ORIENT 3 345 1 | P23:345:MEC:FALLOW:901::EHV: | 0.07627 | Yes
GEN-2024-040 | 02 NEBRASKA | G02 29SP | 635568 S HILLS 3 345 635570 ORIENT 3 345 1 | P23:345:MEC:FALLOW:901::EHV: | 0.05017 | Yes
GEN-2024-040 | 02 NEBRASKA | G02 29SP | 635017 ATCHISON 3 345 635018 NORTHBORO 3 345 1 | P23:345:MEC:FALLOW:901::EHV: | 0.07627 | Yes
GEN-2024-040 | 02 NEBRASKA | G02 29SP | 635017 ATCHISON 3 345 640139 COOPER 3 345 1 | P23:345:MEC:FALLOW:901::EHV: | 0.07627 | Yes
GEN-2024-040 | 02 NEBRASKA | G02 29SP | 635622 RCCN TRL 3 345 635630 BOONEVILLE 3 345 1 | P23:345:MEC:FALLOW:901::EHV: | 0.05106 | Yes
GEN-2024-040 | 02 NEBRASKA | G02 29SP | 635568 S HILLS 3 345 635630 BOONEVILLE 3 345 1 | P23:345:MEC:FALLOW:902::EHV: | 0.05017 | Yes
GEN-2024-040 | 02 NEBRASKA | G02 29SP | 635018 NORTHBORO 3 345 635570 ORIENT 3 345 1 | P23:345:MEC:FALLOW:902::EHV: | 0.07627 | Yes
GEN-2024-040 | 02 NEBRASKA | G02 29SP | 635568 S HILLS 3 345 635570 ORIENT 3 345 1 | P23:345:MEC:FALLOW:902::EHV: | 0.05017 | Yes
GEN-2024-040 | 02 NEBRASKA | G02 29SP | 635017 ATCHISON 3 345 635018 NORTHBORO 3 345 1 | P23:345:MEC:FALLOW:902::EHV: | 0.07627 | Yes
GEN-2024-040 | 02 NEBRASKA | G02 29SP | 635017 ATCHISON 3 345 640139 COOPER 3 345 1 | P23:345:MEC:FALLOW:902::EHV: | 0.07627 | Yes
GEN-2024-040 | 02 NEBRASKA | G02 29SP | 635622 RCCN TRL 3 345 635630 BOONEVILLE 3 345 1 | P23:345:MEC:FALLOW:902::EHV: | 0.05106 | Yes
GEN-2024-040 | 02 NEBRASKA | G02 29SP | 635568 S HILLS 3 345 635630 BOONEVILLE 3 345 1 | P23:345:MEC:FALLOW:903::EHV: | 0.05017 | Yes
GEN-2024-040 | 02 NEBRASKA | G02 29SP | 635568 S HILLS 3 345 635570 ORIENT 3 345 1 | P23:345:MEC:FALLOW:903::EHV: | 0.05017 | Yes
GEN-2024-040 | 02 NEBRASKA | G02 29SP | 635622 RCCN TRL 3 345 635630 BOONEVILLE 3 345 1 | P23:345:MEC:FALLOW:903::EHV: | 0.05106 | Yes
GEN-2024-040 | 02 NEBRASKA | G02 29SP | 635635 MADISON3 345 635640 NORWALK 3 345 1 | P23:345:MEC:GRIMES:903::EHV: | 0.05884 | Yes
GEN-2024-040 | 02 NEBRASKA | G02 29SP | 635640 NORWALK 3 345 635650 SE POLK 3 345 1 | P23:345:MEC:GRIMES:903::EHV: | 0.05301 | Yes
GEN-2024-040 | 02 NEBRASKA | G02 29SP | 635200 RAUN 3 345 652564 SIOUXCY3 345 1 | P23:345:MEC:HIGHLAND:901::EHV: | 0.06936 | Yes
GEN-2024-040 | 02 NEBRASKA | G02 29SP | 635200 RAUN 3 345 652564 SIOUXCY3 345 1 | P23:345:MEC:HIGHLAND:902::EHV: | 0.06936 | Yes
GEN-2024-040 | 02 NEBRASKA | G02 29SP | 635200 RAUN 3 345 652564 SIOUXCY3 345 1 | P23:345:MEC:HIGHLAND:903::EHV: | 0.06936 | Yes
GEN-2024-040 | 02 NEBRASKA | G02 29SP | 635200 RAUN 3 345 652564 SIOUXCY3 345 1 | P23:345:MEC:HIGHLAND:908::EHV: | 0.06936 | Yes
GEN-2024-040 | 02 NEBRASKA | G02 29SP | 635200 RAUN 3 345 652564 SIOUXCY3 345 1 | P23:345:MEC:LEHIGH:350::EHV: | 0.06289 | Yes
GEN-2024-040 | 02 NEBRASKA | G02 29SP | 635200 RAUN 3 345 652564 SIOUXCY3 345 1 | P23:345:MEC:LEHIGH:360::EHV: | 0.06289 | Yes
GEN-2024-040 | 02 NEBRASKA | G02 29SP | 635200 RAUN 3 345 762779 G18-043 TAP 345 1 | P23:345:MEC:LEHIGH:360::EHV: | 0.06139 | Yes
GEN-2024-040 | 02 NEBRASKA | G02 29SP | 635200 RAUN 3 345 645552 S3452 REACT3 345 1 | P23:345:MEC:LEHIGH:360::EHV: | 0.06358 | Yes
GEN-2024-040 | 02 NEBRASKA | G02 29SP | 635200 RAUN 3 345 652564 SIOUXCY3 345 1 | P23:345:MEC:LEHIGH:390::EHV: | 0.06062 | Yes
GEN-2024-040 | 02 NEBRASKA | G02 29SP | 635568 S HILLS 3 345 635630 BOONEVILLE 3 345 1 | P23:345:MEC:MADISON:901::EHV: | 0.0675 | Yes
GEN-2024-040 | 02 NEBRASKA | G02 29SP | 635568 S HILLS 3 345 635570 ORIENT 3 345 1 | P23:345:MEC:MADISON:901::EHV: | 0.0675 | Yes
GEN-2024-040 | 02 NEBRASKA | G02 29SP | 635622 RCCN TRL 3 345 635630 BOONEVILLE 3 345 1 | P23:345:MEC:MADISON:901::EHV: | 0.05032 | Yes
GEN-2024-040 | 02 NEBRASKA | G02 29SP | 635568 S HILLS 3 345 635630 BOONEVILLE 3 345 1 | P23:345:MEC:MADISON:902::EHV: | 0.0675 | Yes
GEN-2024-040 | 02 NEBRASKA | G02 29SP | 635568 S HILLS 3 345 635570 ORIENT 3 345 1 | P23:345:MEC:MADISON:902::EHV: | 0.0675 | Yes
GEN-2024-040 | 02 NEBRASKA | G02 29SP | 635568 S HILLS 3 345 635630 BOONEVILLE 3 345 1 | P23:345:MEC:MADISON:903::EHV: | 0.0675 | Yes
GEN-2024-040 | 02 NEBRASKA | G02 29SP | 635568 S HILLS 3 345 635570 ORIENT 3 345 1 | P23:345:MEC:MADISON:903::EHV: | 0.0675 | Yes
GEN-2024-040 | 02 NEBRASKA | G02 29SP | 635000 CBLUFFS3 345 645456 S3456 3 345 1 | P23:345:MEC:NORTHBORO:901::EHV: | 0.07956 | Yes
GEN-2024-040 | 02 NEBRASKA | G02 29SP | 635200 RAUN 3 345 652564 SIOUXCY3 345 1 | P23:345:MEC:OBRIEN:903::EHV: | 0.07026 | Yes
GEN-2024-040 | 02 NEBRASKA | G02 29SP | 635200 RAUN 3 345 652564 SIOUXCY3 345 1 | P23:345:MEC:OBRIEN:906::EHV: | 0.07052 | Yes
GEN-2024-040 | 02 NEBRASKA | G02 29SP | 635568 S HILLS 3 345 635630 BOONEVILLE 3 345 1 | P23:345:MEC:ORIENT:905::EHV: | 0.06797 | Yes
GEN-2024-040 | 02 NEBRASKA | G02 29SP | 635568 S HILLS 3 345 635570 ORIENT 3 345 1 | P23:345:MEC:ORIENT:905::EHV: | 0.06797 | Yes
GEN-2024-040 | 02 NEBRASKA | G02 29SP | 635568 S HILLS 3 345 635630 BOONEVILLE 3 345 1 | P23:345:MEC:OVERLAND TRAIL:902::EHV: | 0.05029 | Yes
GEN-2024-040 | 02 NEBRASKA | G02 29SP | 635568 S HILLS 3 345 635570 ORIENT 3 345 1 | P23:345:MEC:OVERLAND TRAIL:902::EHV: | 0.05029 | Yes
GEN-2024-040 | 02 NEBRASKA | G02 29SP | 635622 RCCN TRL 3 345 635630 BOONEVILLE 3 345 1 | P23:345:MEC:OVERLAND TRAIL:902::EHV: | 0.05112 | Yes
GEN-2024-040 | 02 NEBRASKA | G02 29SP | 635200 RAUN 3 345 652564 SIOUXCY3 345 1 | P23:345:MEC:RAUN:150::EHV: | 0.07206 | Yes
GEN-2024-040 | 02 NEBRASKA | G02 29SP | 635200 RAUN 3 345 645552 S3452 REACT3 345 1 | P23:345:MEC:RAUN:150::EHV: | 0.0554 | Yes
GEN-2024-040 | 02 NEBRASKA | G02 29SP | 635018 NORTHBORO 3 345 635570 ORIENT 3 345 1 | P23:345:MEC:ROLLING HILLS:901::EHV: | 0.07567 | Yes
GEN-2024-040 | 02 NEBRASKA | G02 29SP | 635017 ATCHISON 3 345 635018 NORTHBORO 3 345 1 | P23:345:MEC:ROLLING HILLS:901::EHV: | 0.07567 | Yes
GEN-2024-040 | 02 NEBRASKA | G02 29SP | 635017 ATCHISON 3 345 640139 COOPER 3 345 1 | P23:345:MEC:ROLLING HILLS:901::EHV: | 0.07567 | Yes
GEN-2024-040 | 02 NEBRASKA | G02 29SP | 635018 NORTHBORO 3 345 635570 ORIENT 3 345 1 | P23:345:MEC:ROLLING HILLS:902::EHV: | 0.07567 | Yes
GEN-2024-040 | 02 NEBRASKA | G02 29SP | 635017 ATCHISON 3 345 635018 NORTHBORO 3 345 1 | P23:345:MEC:ROLLING HILLS:902::EHV: | 0.07567 | Yes
GEN-2024-040 | 02 NEBRASKA | G02 29SP | 635017 ATCHISON 3 345 640139 COOPER 3 345 1 | P23:345:MEC:ROLLING HILLS:902::EHV: | 0.07567 | Yes
GEN-2024-040 | 02 NEBRASKA | G02 29SP | 635018 NORTHBORO 3 345 635570 ORIENT 3 345 1 | P23:345:MEC:ROLLING HILLS:903::EHV: | 0.07567 | Yes
GEN-2024-040 | 02 NEBRASKA | G02 29SP | 635017 ATCHISON 3 345 635018 NORTHBORO 3 345 1 | P23:345:MEC:ROLLING HILLS:903::EHV: | 0.07567 | Yes
GEN-2024-040 | 02 NEBRASKA | G02 29SP | 635017 ATCHISON 3 345 640139 COOPER 3 345 1 | P23:345:MEC:ROLLING HILLS:903::EHV: | 0.07567 | Yes
GEN-2024-040 | 02 NEBRASKA | G02 29SP | 635018 NORTHBORO 3 345 635570 ORIENT 3 345 1 | P23:345:MEC:ROLLING HILLS:908::EHV: | 0.07567 | Yes
GEN-2024-040 | 02 NEBRASKA | G02 29SP | 635017 ATCHISON 3 345 635018 NORTHBORO 3 345 1 | P23:345:MEC:ROLLING HILLS:908::EHV: | 0.07567 | Yes
GEN-2024-040 | 02 NEBRASKA | G02 29SP | 635017 ATCHISON 3 345 640139 COOPER 3 345 1 | P23:345:MEC:ROLLING HILLS:908::EHV: | 0.07567 | Yes
GEN-2024-040 | 02 NEBRASKA | G02 29SP | 635570 ORIENT 3 345 635635 MADISON3 345 1 | P23:345:MEC:SOUTHERN HILLS:902::EHV: | 0.06548 | Yes
GEN-2024-040 | 02 NEBRASKA | G02 29SP | 635570 ORIENT 3 345 635635 MADISON3 345 1 | P23:345:MEC:SOUTHERN HILLS:903::EHV: | 0.06548 | Yes
GEN-2024-040 | 02 NEBRASKA | G02 29SP | 635570 ORIENT 3 345 635635 MADISON3 345 1 | P23:345:MEC:SOUTHERN HILLS:904::EHV: | 0.06548 | Yes
GEN-2024-040 | 02 NEBRASKA | G02 29SP | 635018 NORTHBORO 3 345 635570 ORIENT 3 345 1 | P23:345:OPPD:FUTURE 56-55&56-58:::EHV: | 0.08677 | Yes
GEN-2024-040 | 02 NEBRASKA | G02 29SP | 635017 ATCHISON 3 345 635018 NORTHBORO 3 345 1 | P23:345:OPPD:FUTURE 56-55&56-58:::EHV: | 0.08677 | Yes
GEN-2024-040 | 02 NEBRASKA | G02 29SP | 635017 ATCHISON 3 345 640139 COOPER 3 345 1 | P23:345:OPPD:FUTURE 56-55&56-58:::EHV: | 0.08677 | Yes
GEN-2024-040 | 02 NEBRASKA | G02 29SP | 635200 RAUN 3 345 645552 S3452 REACT3 345 1 | P23:345:OPPD:S3451-RAUN:::EHV: | 0.08427 | Yes
GEN-2024-040 | 02 NEBRASKA | G02 29SP | 635200 RAUN 3 345 645552 S3452 REACT3 345 1 | P23:345:OPPD:S3458 NEBCTY1G:LT::EHV: | 0.06045 | Yes
GEN-2024-040 | 02 NEBRASKA | G02 29SP | 635200 RAUN 3 345 762779 G18-043 TAP 345 1 | P23:345:OPPD:S3458 NEBCTY2G:LT::EHV: | 0.05832 | Yes
GEN-2024-040 | 02 NEBRASKA | G02 29SP | 635200 RAUN 3 345 645552 S3452 REACT3 345 1 | P23:345:OPPD:S3458 NEBCTY2G:LT::EHV: | 0.06045 | Yes
GEN-2024-040 | 02 NEBRASKA | G02 29SP | 635000 CBLUFFS3 345 645456 S3456 3 345 1 | P42:345:NPPD:BKR-CPR-3304:::: | 0.08787 | Yes
GEN-2024-040 | 02 NEBRASKA | G02 29SP | 635568 S HILLS 3 345 635630 BOONEVILLE 3 345 1 | P55:345:MEC:ARBOR HILL | 0.05017 | Yes
GEN-2024-040 | 02 NEBRASKA | G02 29SP | 635018 NORTHBORO 3 345 635570 ORIENT 3 345 1 | P55:345:MEC:ARBOR HILL | 0.07627 | Yes
GEN-2024-040 | 02 NEBRASKA | G02 29SP | 635568 S HILLS 3 345 635570 ORIENT 3 345 1 | P55:345:MEC:ARBOR HILL | 0.05017 | Yes
GEN-2024-040 | 02 NEBRASKA | G02 29SP | 635017 ATCHISON 3 345 635018 NORTHBORO 3 345 1 | P55:345:MEC:ARBOR HILL | 0.07627 | Yes
GEN-2024-040 | 02 NEBRASKA | G02 29SP | 635017 ATCHISON 3 345 640139 COOPER 3 345 1 | P55:345:MEC:ARBOR HILL | 0.07627 | Yes
GEN-2024-040 | 02 NEBRASKA | G02 29SP | 635622 RCCN TRL 3 345 635630 BOONEVILLE 3 345 1 | P55:345:MEC:ARBOR HILL | 0.05106 | Yes
GEN-2024-040 | 02 NEBRASKA | G02 29SP | 635568 S HILLS 3 345 635630 BOONEVILLE 3 345 1 | P55:345:MEC:FALLOW AVE | 0.05017 | Yes
GEN-2024-040 | 02 NEBRASKA | G02 29SP | 635018 NORTHBORO 3 345 635570 ORIENT 3 345 1 | P55:345:MEC:FALLOW AVE | 0.07627 | Yes
GEN-2024-040 | 02 NEBRASKA | G02 29SP | 635568 S HILLS 3 345 635570 ORIENT 3 345 1 | P55:345:MEC:FALLOW AVE | 0.05017 | Yes
GEN-2024-040 | 02 NEBRASKA | G02 29SP | 635017 ATCHISON 3 345 635018 NORTHBORO 3 345 1 | P55:345:MEC:FALLOW AVE | 0.07627 | Yes
GEN-2024-040 | 02 NEBRASKA | G02 29SP | 635017 ATCHISON 3 345 640139 COOPER 3 345 1 | P55:345:MEC:FALLOW AVE | 0.07627 | Yes
GEN-2024-040 | 02 NEBRASKA | G02 29SP | 635622 RCCN TRL 3 345 635630 BOONEVILLE 3 345 1 | P55:345:MEC:FALLOW AVE | 0.05106 | Yes
GEN-2024-040 | 02 NEBRASKA | G02 29SP | 635018 NORTHBORO 3 345 635570 ORIENT 3 345 1 | P55:345:MEC:GDMEC | 0.07193 | Yes
GEN-2024-040 | 02 NEBRASKA | G02 29SP | 635017 ATCHISON 3 345 635018 NORTHBORO 3 345 1 | P55:345:MEC:GDMEC | 0.07193 | Yes
GEN-2024-040 | 02 NEBRASKA | G02 29SP | 635017 ATCHISON 3 345 640139 COOPER 3 345 1 | P55:345:MEC:GDMEC | 0.07193 | Yes
GEN-2024-040 | 02 NEBRASKA | G02 29SP | 635200 RAUN 3 345 652564 SIOUXCY3 345 1 | P55:345:MEC:HIGHLAND | 0.06936 | Yes
GEN-2024-040 | 02 NEBRASKA | G02 29SP | 635200 RAUN 3 345 652564 SIOUXCY3 345 1 | P55:345:MEC:LEHIGH | 0.06289 | Yes
GEN-2024-040 | 02 NEBRASKA | G02 29SP | 635200 RAUN 3 345 645552 S3452 REACT3 345 1 | P55:345:MEC:LEHIGH | 0.06358 | Yes
GEN-2024-040 | 02 NEBRASKA | G02 29SP | 635568 S HILLS 3 345 635630 BOONEVILLE 3 345 1 | P55:345:MEC:MADISON | 0.0675 | Yes
GEN-2024-040 | 02 NEBRASKA | G02 29SP | 635568 S HILLS 3 345 635570 ORIENT 3 345 1 | P55:345:MEC:MADISON | 0.0675 | Yes
GEN-2024-040 | 02 NEBRASKA | G02 29SP | 635000 CBLUFFS3 345 635014 OVERLAND 3 345 1 | P55:345:MEC:ORIENT | 0.05184 | Yes
GEN-2024-040 | 02 NEBRASKA | G02 29SP | 635018 NORTHBORO 3 345 635570 ORIENT 3 345 1 | P55:345:MEC:PONY CREEK OR SOUTHLAND | 0.07567 | Yes
GEN-2024-040 | 02 NEBRASKA | G02 29SP | 635017 ATCHISON 3 345 635018 NORTHBORO 3 345 1 | P55:345:MEC:PONY CREEK OR SOUTHLAND | 0.07567 | Yes
GEN-2024-040 | 02 NEBRASKA | G02 29SP | 635017 ATCHISON 3 345 640139 COOPER 3 345 1 | P55:345:MEC:PONY CREEK OR SOUTHLAND | 0.07567 | Yes
GEN-2024-040 | 02 NEBRASKA | G02 29SP | 635635 MADISON3 345 635640 NORWALK 3 345 1 | P55:345:MEC:RACCOON TRAIL | 0.05555 | Yes
GEN-2024-040 | 02 NEBRASKA | G02 29SP | 635640 NORWALK 3 345 635650 SE POLK 3 345 1 | P55:345:MEC:RACCOON TRAIL | 0.05015 | Yes
GEN-2024-040 | 02 NEBRASKA | G02 29SP | 635018 NORTHBORO 3 345 635570 ORIENT 3 345 1 | P55:345:MEC:ROLLING HILLS | 0.07567 | Yes
GEN-2024-040 | 02 NEBRASKA | G02 29SP | 635017 ATCHISON 3 345 635018 NORTHBORO 3 345 1 | P55:345:MEC:ROLLING HILLS | 0.07567 | Yes
GEN-2024-040 | 02 NEBRASKA | G02 29SP | 635017 ATCHISON 3 345 640139 COOPER 3 345 1 | P55:345:MEC:ROLLING HILLS | 0.07567 | Yes
GEN-2024-040 | 02 NEBRASKA | G02 29SP | 635570 ORIENT 3 345 635635 MADISON3 345 1 | P55:345:MEC:SOUTHERN HILLS | 0.06548 | Yes
GEN-2024-040 | 02 NEBRASKA | G02 29SP | 635000 CBLUFFS3 345 645456 S3456 3 345 1 | P55:345:OPPD:S3458 3::FN13:EHV: | 0.05288 | Yes
GEN-2024-040 | 02 NEBRASKA | G02 29SP | 635200 RAUN 3 345 762779 G18-043 TAP 345 1 | P55:345:OPPD:S3740 3::FN13:EHV: | 0.05111 | Yes
GEN-2024-040 | 02 NEBRASKA | G02 29SP | 635200 RAUN 3 345 645552 S3452 REACT3 345 1 | P55:345:OPPD:S3740 3::FN13:EHV: | 0.05294 | Yes
GEN-2024-040 | 02 NEBRASKA | G02 29SP | 635200 RAUN 3 345 762779 G18-043 TAP 345 1 | 635200 RAUN 3 345 645552 S3452 REACT3 345 1 | 0.08313 | Yes
GEN-2024-040 | 02 NEBRASKA | G02 29SP | 635200 RAUN 3 345 652564 SIOUXCY3 345 1 | 635219 GARD AVE 3 345 636017 LEHIGH GARX3 345 1 | 0.06062 | Yes
GEN-2024-040 | 02 NEBRASKA | G02 29SP | 635200 RAUN 3 345 652564 SIOUXCY3 345 1 | 635368 OBRIEN 3 345 635400 HIGHLAND 3 345 1 | 0.06936 | Yes
GEN-2024-040 | 02 NEBRASKA | G02 29SP | 635568 S HILLS 3 345 635630 BOONEVILLE 3 345 1 | 635580 ARBOR HILL 3 345 635623 BADGER CRK 3 345 1 | 0.05017 | Yes
GEN-2024-040 | 02 NEBRASKA | G02 29SP | 635018 NORTHBORO 3 345 635570 ORIENT 3 345 1 | 635580 ARBOR HILL 3 345 635623 BADGER CRK 3 345 1 | 0.07627 | Yes
GEN-2024-040 | 02 NEBRASKA | G02 29SP | 635568 S HILLS 3 345 635570 ORIENT 3 345 1 | 635580 ARBOR HILL 3 345 635623 BADGER CRK 3 345 1 | 0.05017 | Yes
GEN-2024-040 | 02 NEBRASKA | G02 29SP | 635017 ATCHISON 3 345 635018 NORTHBORO 3 345 1 | 635580 ARBOR HILL 3 345 635623 BADGER CRK 3 345 1 | 0.07627 | Yes
GEN-2024-040 | 02 NEBRASKA | G02 29SP | 635017 ATCHISON 3 345 640139 COOPER 3 345 1 | 635580 ARBOR HILL 3 345 635623 BADGER CRK 3 345 1 | 0.07627 | Yes
GEN-2024-040 | 02 NEBRASKA | G02 29SP | 635622 RCCN TRL 3 345 635630 BOONEVILLE 3 345 1 | 635580 ARBOR HILL 3 345 635623 BADGER CRK 3 345 1 | 0.05106 | Yes
GEN-2024-040 | 02 NEBRASKA | G02 29SP | 635200 RAUN 3 345 652564 SIOUXCY3 345 1 | 636010 LEHIGH 3 345 636017 LEHIGH GARX3 345 Z | 0.06062 | Yes
GEN-2024-040 | 02 NEBRASKA | G02 29SP | 635200 RAUN 3 345 645552 S3452 REACT3 345 1 | 645451 S3451 3 345 645551 S3451-RAUN 3 345 Z1 | 0.08427 | Yes
GEN-2024-040 | 02 NEBRASKA | G02 29SP | 635200 RAUN 3 345 762779 G18-043 TAP 345 1 | 645452 S3452 3 345 645552 S3452 REACT3 345 Z1 | 0.08313 | Yes
GEN-2024-040 | 02 NEBRASKA | G02 29SP | 635200 RAUN 3 345 645552 S3452 REACT3 345 1 | 645551 S3451-RAUN 3 345 762779 G18-043 TAP 345 1 | 0.08427 | Yes
GEN-2024-040 | 02 NEBRASKA | G02 29SP | 635200 RAUN 3 345 762779 G18-043 TAP 345 1 | 762779 G18-043 TAP 345 762780 GEN-2018-043 345 1 | 0.05832 | Yes
GEN-2024-040 | 02 NEBRASKA | G02 29SP | 635200 RAUN 3 345 652564 SIOUXCY3 345 1 | Base Case | 0.05987 | Yes
GEN-2024-040 | 02 NEBRASKA | G02 29SP | 635018 NORTHBORO 3 345 635570 ORIENT 3 345 1 | Base Case | 0.07275 | Yes
GEN-2024-040 | 02 NEBRASKA | G02 29SP | 635017 ATCHISON 3 345 635018 NORTHBORO 3 345 1 | Base Case | 0.07275 | Yes
GEN-2024-040 | 02 NEBRASKA | G02 29SP | 635017 ATCHISON 3 345 640139 COOPER 3 345 1 | Base Case | 0.07275 | Yes
GEN-2024-040 | 02 NEBRASKA | G02 29SP | 635200 RAUN 3 345 762779 G18-043 TAP 345 1 | Base Case | 0.05832 | Yes
GEN-2024-040 | 02 NEBRASKA | G02 29SP | 635200 RAUN 3 345 645552 S3452 REACT3 345 1 | Base Case | 0.06045 | Yes
GEN-2024-040 | 02 NEBRASKA | G02 29SP | 635200 RAUN 3 345 762779 G18-043 TAP 345 1 | GEN-2018-043_POI_762779_Generator_outage | 0.05832 | Yes
GEN-2024-040 | 02 NEBRASKA | G02 29SP | 635200 RAUN 3 345 652564 SIOUXCY3 345 1 | GEN-2023-199_POI_640386_Generator_outage | 0.05987 | Yes
GEN-2024-040 | 02 NEBRASKA | G02 29SP | 635200 RAUN 3 345 645552 S3452 REACT3 345 1 | GEN645011 1 | 0.06045 | Yes
GEN-2024-040 | 02 NEBRASKA | G02 29SP | 635200 RAUN 3 345 762779 G18-043 TAP 345 1 | GEN645012 2 | 0.05832 | Yes
GEN-2024-040 | 02 NEBRASKA | G02 29SP | 635200 RAUN 3 345 645552 S3452 REACT3 345 1 | GEN645012 2 | 0.06045 | Yes
GEN-2024-040 | 02 NEBRASKA | G02 29SP | 635200 RAUN 3 345 762779 G18-043 TAP 345 1 | GEN645012 2_Dup1 | 0.05832 | Yes
GEN-2024-040 | 02 NEBRASKA | G02 29SP | 635200 RAUN 3 345 645552 S3452 REACT3 345 1 | GEN645012 2_Dup1 | 0.06045 | Yes
GEN-2024-051 | 02 NEBRASKA | G02 29SP | 635000 CBLUFFS3 345 645456 S3456 3 345 1 | P11:345:MEC:WSEC:3 | 0.07147 | Yes
GEN-2024-051 | 02 NEBRASKA | G02 29SP | 635200 RAUN 3 345 645552 S3452 REACT3 345 1 | P11:345:MEC:WSEC:3 | 0.05037 | Yes
GEN-2024-051 | 02 NEBRASKA | G02 29SP | 635000 CBLUFFS3 345 645456 S3456 3 345 1 | P11:345:MEC:WSEC:4 | 0.07147 | Yes
GEN-2024-051 | 02 NEBRASKA | G02 29SP | 635200 RAUN 3 345 645552 S3452 REACT3 345 1 | P11:345:MEC:WSEC:4 | 0.05037 | Yes
GEN-2024-051 | 02 NEBRASKA | G02 29SP | 635200 RAUN 3 345 652564 SIOUXCY3 345 1 | P12:230.0:UMZ:# N-1 #:: LINE TWIN CH4-SIOUXCY4-1 :HV: | 0.06201 | Yes
GEN-2024-051 | 02 NEBRASKA | G02 29SP | 635000 CBLUFFS3 345 645456 S3456 3 345 1 | P12:345:MEC:ARBOR HILL:FALLOW AVE:1 | 0.05519 | Yes
GEN-2024-051 | 02 NEBRASKA | G02 29SP | 635000 CBLUFFS3 345 645456 S3456 3 345 1 | P12:345:MEC:CBLUFFS:OVERLAND:1 | 0.0581 | Yes
GEN-2024-051 | 02 NEBRASKA | G02 29SP | 635200 RAUN 3 345 652564 SIOUXCY3 345 1 | P12:345:MEC:CHEROKEE:HIGHLAND:1 | 0.06838 | Yes
GEN-2024-051 | 02 NEBRASKA | G02 29SP | 635200 RAUN 3 345 652564 SIOUXCY3 345 1 | P12:345:MEC:GARD AVE:LEHIGH:1REACTOR:EHV: | 0.05989 | Yes
GEN-2024-051 | 02 NEBRASKA | G02 29SP | 635200 RAUN 3 345 652564 SIOUXCY3 345 1 | P12:345:MEC:OBRIEN:HIGHLAND:1REACTOR:EHV: | 0.06838 | Yes
GEN-2024-051 | 02 NEBRASKA | G02 29SP | 635000 CBLUFFS3 345 645456 S3456 3 345 1 | P12:345:MEC:ORIENT:NORTHBORO:1 | 0.07587 | Yes
GEN-2024-051 | 02 NEBRASKA | G02 29SP | 635200 RAUN 3 345 645552 S3452 REACT3 345 1 | P12:345:OPPD-MEC:S3451-RAUN:::EHV: | 0.07031 | Yes
GEN-2024-051 | 02 NEBRASKA | G02 29SP | 635200 RAUN 3 345 645552 S3452 REACT3 345 1 | P22:345:OPPD:S3451-RAUN:::EHV: | 0.07031 | Yes
GEN-2024-051 | 02 NEBRASKA | G02 29SP | 635200 RAUN 3 345 645552 S3452 REACT3 345 1 | P22:345:OPPD:S3458 NEBCTY2G:LT::EHV: | 0.05037 | Yes
GEN-2024-051 | 02 NEBRASKA | G02 29SP | 635000 CBLUFFS3 345 645456 S3456 3 345 1 | P23:345:MEC:ARBOR HILL:901::EHV: | 0.05519 | Yes
GEN-2024-051 | 02 NEBRASKA | G02 29SP | 635000 CBLUFFS3 345 645456 S3456 3 345 1 | P23:345:MEC:ARBOR HILL:902::EHV: | 0.05519 | Yes
GEN-2024-051 | 02 NEBRASKA | G02 29SP | 635000 CBLUFFS3 345 645456 S3456 3 345 1 | P23:345:MEC:ARBOR HILL:903::EHV: | 0.05519 | Yes
GEN-2024-051 | 02 NEBRASKA | G02 29SP | 635000 CBLUFFS3 345 645456 S3456 3 345 1 | P23:345:MEC:CBEC:905::EHV: | 0.0581 | Yes
GEN-2024-051 | 02 NEBRASKA | G02 29SP | 635200 RAUN 3 345 762779 G18-043 TAP 345 1 | P23:345:MEC:CBEC:905::EHV: | 0.05005 | Yes
GEN-2024-051 | 02 NEBRASKA | G02 29SP | 635200 RAUN 3 345 645552 S3452 REACT3 345 1 | P23:345:MEC:CBEC:905::EHV: | 0.05168 | Yes
GEN-2024-051 | 02 NEBRASKA | G02 29SP | 635000 CBLUFFS3 345 645456 S3456 3 345 1 | P23:345:MEC:CBEC:908::EHV: | 0.07122 | Yes
GEN-2024-051 | 02 NEBRASKA | G02 29SP | 635200 RAUN 3 345 645552 S3452 REACT3 345 1 | P23:345:MEC:CBEC:908::EHV: | 0.05041 | Yes
GEN-2024-051 | 02 NEBRASKA | G02 29SP | 635000 CBLUFFS3 345 645456 S3456 3 345 1 | P23:345:MEC:FALLOW:901::EHV: | 0.05519 | Yes
GEN-2024-051 | 02 NEBRASKA | G02 29SP | 635200 RAUN 3 345 652564 SIOUXCY3 345 1 | P23:345:MEC:HIGHLAND:901::EHV: | 0.06838 | Yes
GEN-2024-051 | 02 NEBRASKA | G02 29SP | 635200 RAUN 3 345 652564 SIOUXCY3 345 1 | P23:345:MEC:HIGHLAND:902::EHV: | 0.06838 | Yes
GEN-2024-051 | 02 NEBRASKA | G02 29SP | 635200 RAUN 3 345 652564 SIOUXCY3 345 1 | P23:345:MEC:HIGHLAND:903::EHV: | 0.06838 | Yes
GEN-2024-051 | 02 NEBRASKA | G02 29SP | 635200 RAUN 3 345 652564 SIOUXCY3 345 1 | P23:345:MEC:HIGHLAND:908::EHV: | 0.06838 | Yes
GEN-2024-051 | 02 NEBRASKA | G02 29SP | 635200 RAUN 3 345 652564 SIOUXCY3 345 1 | P23:345:MEC:LEHIGH:350::EHV: | 0.06141 | Yes
GEN-2024-051 | 02 NEBRASKA | G02 29SP | 635200 RAUN 3 345 652564 SIOUXCY3 345 1 | P23:345:MEC:LEHIGH:360::EHV: | 0.06141 | Yes
GEN-2024-051 | 02 NEBRASKA | G02 29SP | 635200 RAUN 3 345 645552 S3452 REACT3 345 1 | P23:345:MEC:LEHIGH:360::EHV: | 0.05048 | Yes
GEN-2024-051 | 02 NEBRASKA | G02 29SP | 635200 RAUN 3 345 652564 SIOUXCY3 345 1 | P23:345:MEC:LEHIGH:390::EHV: | 0.05989 | Yes
GEN-2024-051 | 02 NEBRASKA | G02 29SP | 635000 CBLUFFS3 345 645456 S3456 3 345 1 | P23:345:MEC:NORTHBORO:901::EHV: | 0.07587 | Yes
GEN-2024-051 | 02 NEBRASKA | G02 29SP | 635200 RAUN 3 345 652564 SIOUXCY3 345 1 | P23:345:MEC:OBRIEN:903::EHV: | 0.06913 | Yes
GEN-2024-051 | 02 NEBRASKA | G02 29SP | 635200 RAUN 3 345 652564 SIOUXCY3 345 1 | P23:345:MEC:OBRIEN:906::EHV: | 0.0692 | Yes
GEN-2024-051 | 02 NEBRASKA | G02 29SP | 635000 CBLUFFS3 345 645456 S3456 3 345 1 | P23:345:MEC:OVERLAND TRAIL:902::EHV: | 0.05377 | Yes
GEN-2024-051 | 02 NEBRASKA | G02 29SP | 635200 RAUN 3 345 652564 SIOUXCY3 345 1 | P23:345:MEC:RAUN:150::EHV: | 0.07521 | Yes
GEN-2024-051 | 02 NEBRASKA | G02 29SP | 635200 RAUN 3 345 645552 S3452 REACT3 345 1 | P23:345:OPPD:S3451-RAUN:::EHV: | 0.07031 | Yes
GEN-2024-051 | 02 NEBRASKA | G02 29SP | 635200 RAUN 3 345 645552 S3452 REACT3 345 1 | P23:345:OPPD:S3458 NEBCTY1G:LT::EHV: | 0.05037 | Yes
GEN-2024-051 | 02 NEBRASKA | G02 29SP | 635200 RAUN 3 345 645552 S3452 REACT3 345 1 | P23:345:OPPD:S3458 NEBCTY2G:LT::EHV: | 0.05037 | Yes
GEN-2024-051 | 02 NEBRASKA | G02 29SP | 635000 CBLUFFS3 345 645456 S3456 3 345 1 | P42:345:NPPD:BKR-CPR-3304:::: | 0.08053 | Yes
GEN-2024-051 | 02 NEBRASKA | G02 29SP | 635000 CBLUFFS3 345 645456 S3456 3 345 1 | P55:345:MEC:ARBOR HILL | 0.05519 | Yes
GEN-2024-051 | 02 NEBRASKA | G02 29SP | 635200 RAUN 3 345 652564 SIOUXCY3 345 1 | P55:345:MEC:HIGHLAND | 0.06838 | Yes
GEN-2024-051 | 02 NEBRASKA | G02 29SP | 635200 RAUN 3 345 652564 SIOUXCY3 345 1 | P55:345:MEC:LEHIGH | 0.06141 | Yes
GEN-2024-051 | 02 NEBRASKA | G02 29SP | 635200 RAUN 3 345 645552 S3452 REACT3 345 1 | P55:345:MEC:LEHIGH | 0.05048 | Yes
GEN-2024-051 | 02 NEBRASKA | G02 29SP | 635000 CBLUFFS3 345 635014 OVERLAND 3 345 1 | P55:345:MEC:ORIENT | 0.05093 | Yes
GEN-2024-051 | 02 NEBRASKA | G02 29SP | 635000 CBLUFFS3 345 645456 S3456 3 345 1 | P55:345:MEC:PONY CREEK OR SOUTHLAND | 0.05344 | Yes
GEN-2024-051 | 02 NEBRASKA | G02 29SP | 635000 CBLUFFS3 345 645456 S3456 3 345 1 | P55:345:MEC:RACCOON TRAIL | 0.05301 | Yes
GEN-2024-051 | 02 NEBRASKA | G02 29SP | 635200 RAUN 3 345 762779 G18-043 TAP 345 1 | P55:345:OPPD:S3458 3::FN13:EHV: | 0.05886 | Yes
GEN-2024-051 | 02 NEBRASKA | G02 29SP | 635000 CBLUFFS3 345 645456 S3456 3 345 1 | P55:345:OPPD:S3458 3::FN13:EHV: | 0.10518 | Yes
GEN-2024-051 | 02 NEBRASKA | G02 29SP | 635200 RAUN 3 345 645552 S3452 REACT3 345 1 | P55:345:OPPD:S3458 3::FN13:EHV: | 0.06079 | Yes
GEN-2024-051 | 02 NEBRASKA | G02 29SP | 635200 RAUN 3 345 762779 G18-043 TAP 345 1 | P55:345:OPPD:S3740 3::FN13:EHV: | 0.05125 | Yes
GEN-2024-051 | 02 NEBRASKA | G02 29SP | 635000 CBLUFFS3 345 645456 S3456 3 345 1 | P55:345:OPPD:S3740 3::FN13:EHV: | 0.07618 | Yes
GEN-2024-051 | 02 NEBRASKA | G02 29SP | 635200 RAUN 3 345 645552 S3452 REACT3 345 1 | P55:345:OPPD:S3740 3::FN13:EHV: | 0.05292 | Yes
GEN-2024-051 | 02 NEBRASKA | G02 29SP | 635200 RAUN 3 345 762779 G18-043 TAP 345 1 | 635200 RAUN 3 345 645552 S3452 REACT3 345 1 | 0.06949 | Yes
GEN-2024-051 | 02 NEBRASKA | G02 29SP | 635200 RAUN 3 345 652564 SIOUXCY3 345 1 | 635219 GARD AVE 3 345 636017 LEHIGH GARX3 345 1 | 0.05989 | Yes
GEN-2024-051 | 02 NEBRASKA | G02 29SP | 635200 RAUN 3 345 652564 SIOUXCY3 345 1 | 635368 OBRIEN 3 345 635400 HIGHLAND 3 345 1 | 0.06838 | Yes
GEN-2024-051 | 02 NEBRASKA | G02 29SP | 635000 CBLUFFS3 345 645456 S3456 3 345 1 | 635580 ARBOR HILL 3 345 635623 BADGER CRK 3 345 1 | 0.05519 | Yes
GEN-2024-051 | 02 NEBRASKA | G02 29SP | 635200 RAUN 3 345 652564 SIOUXCY3 345 1 | 636010 LEHIGH 3 345 636017 LEHIGH GARX3 345 Z | 0.05989 | Yes
GEN-2024-051 | 02 NEBRASKA | G02 29SP | 635200 RAUN 3 345 645552 S3452 REACT3 345 1 | 645451 S3451 3 345 645551 S3451-RAUN 3 345 Z1 | 0.07031 | Yes
GEN-2024-051 | 02 NEBRASKA | G02 29SP | 635200 RAUN 3 345 762779 G18-043 TAP 345 1 | 645452 S3452 3 345 645552 S3452 REACT3 345 Z1 | 0.06949 | Yes
GEN-2024-051 | 02 NEBRASKA | G02 29SP | 635200 RAUN 3 345 645552 S3452 REACT3 345 1 | 645551 S3451-RAUN 3 345 762779 G18-043 TAP 345 1 | 0.07031 | Yes
GEN-2024-051 | 02 NEBRASKA | G02 29SP | 635200 RAUN 3 345 652564 SIOUXCY3 345 1 | Base Case | 0.05647 | Yes
GEN-2024-051 | 02 NEBRASKA | G02 29SP | 635200 RAUN 3 345 645552 S3452 REACT3 345 1 | Base Case | 0.05037 | Yes
GEN-2024-051 | 02 NEBRASKA | G02 29SP | 635000 CBLUFFS3 345 645456 S3456 3 345 1 | Base Case | 0.07147 | Yes
GEN-2024-051 | 02 NEBRASKA | G02 29SP | 635200 RAUN 3 345 652564 SIOUXCY3 345 1 | GEN-2023-199_POI_640386_Generator_outage | 0.05647 | Yes
GEN-2024-051 | 02 NEBRASKA | G02 29SP | 635200 RAUN 3 345 645552 S3452 REACT3 345 1 | GEN645011 1 | 0.05037 | Yes
GEN-2024-051 | 02 NEBRASKA | G02 29SP | 635200 RAUN 3 345 645552 S3452 REACT3 345 1 | GEN645012 2 | 0.05037 | Yes
GEN-2024-051 | 02 NEBRASKA | G02 29SP | 635200 RAUN 3 345 645552 S3452 REACT3 345 1 | GEN645012 2_Dup1 | 0.05037 | Yes
GEN-2024-065 | 02 NEBRASKA | G02 29SP | 601006 SPLT RK3 345 652864 SIOUXCY-LNX3 345 1 | P11:24:OTP:BIGSTN1G:1 | 0.0504 | Yes
GEN-2024-065 | 02 NEBRASKA | G02 29SP | 635368 OBRIEN 3 345 635400 HIGHLAND 3 345 1 | P11:26:XEL:SHERCO33G:3 | 0.05149 | Yes
GEN-2024-065 | 02 NEBRASKA | G02 29SP | 601006 SPLT RK3 345 652864 SIOUXCY-LNX3 345 1 | P11:26:XEL:SHERCO33G:3 | 0.0504 | Yes
GEN-2024-065 | 02 NEBRASKA | G02 29SP | 635399 CHEROKEE 3 345 635400 HIGHLAND 3 345 1 | P11:26:XEL:SHERCO33G:3 | 0.05149 | Yes
GEN-2024-065 | 02 NEBRASKA | G02 29SP | 635200 RAUN 3 345 635398 REMSEN 3 345 1 | P11:26:XEL:SHERCO33G:3 | 0.05149 | Yes
GEN-2024-065 | 02 NEBRASKA | G02 29SP | 635398 REMSEN 3 345 635399 CHEROKEE 3 345 1 | P11:26:XEL:SHERCO33G:3 | 0.05149 | Yes
GEN-2024-065 | 02 NEBRASKA | G02 29SP | 635000 CBLUFFS3 345 645456 S3456 3 345 1 | P11:345:MEC:WSEC:3 | 0.05401 | Yes
GEN-2024-065 | 02 NEBRASKA | G02 29SP | 635201 RAUN 5 161 646300 S1300 5 161 1 | P11:345:MEC:WSEC:3 | 0.09354 | Yes
GEN-2024-065 | 02 NEBRASKA | G02 29SP | 635000 CBLUFFS3 345 645456 S3456 3 345 1 | P11:345:MEC:WSEC:4 | 0.05401 | Yes
GEN-2024-065 | 02 NEBRASKA | G02 29SP | 635201 RAUN 5 161 646300 S1300 5 161 1 | P11:345:MEC:WSEC:4 | 0.09354 | Yes
GEN-2024-065 | 02 NEBRASKA | G02 29SP | 635201 RAUN 5 161 646300 S1300 5 161 1 | P12:161:OPPD:TEKAMAH-S1226:::HV: | 0.15062 | Yes
GEN-2024-065 | 02 NEBRASKA | G02 29SP | 635200 RAUN 3 345 652564 SIOUXCY3 345 1 | P12:230.0:UMZ:# N-1 #:: LINE TWIN CH4-SIOUXCY4-1 :HV: | 0.06761 | Yes
GEN-2024-065 | 02 NEBRASKA | G02 29SP | 635200 RAUN 3 345 640226 HOSKINS3 345 1 | P12:230.0:UMZ:# N-1 #:: LINE TWIN CH4-SIOUXCY4-1 :HV: | 0.05083 | Yes
GEN-2024-065 | 02 NEBRASKA | G02 29SP | 635368 OBRIEN 3 345 635400 HIGHLAND 3 345 1 | P12:345.0:UMZ:# N-1 #:: LINE RAUN 3-SIOUXCY3-1 :EHV: | 0.0572 | Yes
GEN-2024-065 | 02 NEBRASKA | G02 29SP | 635399 CHEROKEE 3 345 635400 HIGHLAND 3 345 1 | P12:345.0:UMZ:# N-1 #:: LINE RAUN 3-SIOUXCY3-1 :EHV: | 0.0572 | Yes
GEN-2024-065 | 02 NEBRASKA | G02 29SP | 635200 RAUN 3 345 635398 REMSEN 3 345 1 | P12:345.0:UMZ:# N-1 #:: LINE RAUN 3-SIOUXCY3-1 :EHV: | 0.0572 | Yes
GEN-2024-065 | 02 NEBRASKA | G02 29SP | 635398 REMSEN 3 345 635399 CHEROKEE 3 345 1 | P12:345.0:UMZ:# N-1 #:: LINE RAUN 3-SIOUXCY3-1 :EHV: | 0.0572 | Yes
GEN-2024-065 | 02 NEBRASKA | G02 29SP | 635200 RAUN 3 345 652564 SIOUXCY3 345 1 | P12:345:MEC:CHEROKEE:HIGHLAND:1 | 0.05189 | Yes
GEN-2024-065 | 02 NEBRASKA | G02 29SP | 635368 OBRIEN 3 345 635400 HIGHLAND 3 345 1 | P12:345:MEC:GARD AVE:LEHIGH:1REACTOR:EHV: | 0.05913 | Yes
GEN-2024-065 | 02 NEBRASKA | G02 29SP | 635399 CHEROKEE 3 345 635400 HIGHLAND 3 345 1 | P12:345:MEC:GARD AVE:LEHIGH:1REACTOR:EHV: | 0.05913 | Yes
GEN-2024-065 | 02 NEBRASKA | G02 29SP | 635200 RAUN 3 345 635398 REMSEN 3 345 1 | P12:345:MEC:GARD AVE:LEHIGH:1REACTOR:EHV: | 0.05913 | Yes
GEN-2024-065 | 02 NEBRASKA | G02 29SP | 635398 REMSEN 3 345 635399 CHEROKEE 3 345 1 | P12:345:MEC:GARD AVE:LEHIGH:1REACTOR:EHV: | 0.05913 | Yes
GEN-2024-065 | 02 NEBRASKA | G02 29SP | 635368 OBRIEN 3 345 635400 HIGHLAND 3 345 1 | P12:345:MEC:IDA CO:GARD AVE:1 | 0.05913 | Yes
GEN-2024-065 | 02 NEBRASKA | G02 29SP | 635399 CHEROKEE 3 345 635400 HIGHLAND 3 345 1 | P12:345:MEC:IDA CO:GARD AVE:1 | 0.05913 | Yes
GEN-2024-065 | 02 NEBRASKA | G02 29SP | 635200 RAUN 3 345 635398 REMSEN 3 345 1 | P12:345:MEC:IDA CO:GARD AVE:1 | 0.05913 | Yes
GEN-2024-065 | 02 NEBRASKA | G02 29SP | 635398 REMSEN 3 345 635399 CHEROKEE 3 345 1 | P12:345:MEC:IDA CO:GARD AVE:1 | 0.05913 | Yes
GEN-2024-065 | 02 NEBRASKA | G02 29SP | 635200 RAUN 3 345 652564 SIOUXCY3 345 1 | P12:345:MEC:OBRIEN:HIGHLAND:1REACTOR:EHV: | 0.05189 | Yes
GEN-2024-065 | 02 NEBRASKA | G02 29SP | 601006 SPLT RK3 345 652864 SIOUXCY-LNX3 345 1 | P12:345:MEC:OBRIEN:HIGHLAND:1REACTOR:EHV: | 0.06024 | Yes
GEN-2024-065 | 02 NEBRASKA | G02 29SP | 601006 SPLT RK3 345 652864 SIOUXCY-LNX3 345 1 | P12:345:MEC-ITCM:OBRIEN:LAKEFIELD:1REACTOR:EHV: | 0.05687 | Yes
GEN-2024-065 | 02 NEBRASKA | G02 29SP | 635368 OBRIEN 3 345 635400 HIGHLAND 3 345 1 | P12:345:MEC-WAPA:RAUN:SIOUXCY:1 | 0.0572 | Yes
GEN-2024-065 | 02 NEBRASKA | G02 29SP | 635399 CHEROKEE 3 345 635400 HIGHLAND 3 345 1 | P12:345:MEC-WAPA:RAUN:SIOUXCY:1 | 0.0572 | Yes
GEN-2024-065 | 02 NEBRASKA | G02 29SP | 635200 RAUN 3 345 635398 REMSEN 3 345 1 | P12:345:MEC-WAPA:RAUN:SIOUXCY:1 | 0.0572 | Yes
GEN-2024-065 | 02 NEBRASKA | G02 29SP | 635398 REMSEN 3 345 635399 CHEROKEE 3 345 1 | P12:345:MEC-WAPA:RAUN:SIOUXCY:1 | 0.0572 | Yes
GEN-2024-065 | 02 NEBRASKA | G02 29SP | 635201 RAUN 5 161 646300 S1300 5 161 1 | P12:345:OPPD-MEC:S3451-RAUN:::EHV: | 0.09627 | Yes
GEN-2024-065 | 02 NEBRASKA | G02 29SP | 601006 SPLT RK3 345 652864 SIOUXCY-LNX3 345 1 | P13:230-24:OTP:BIGSTON4:BIGSTN1G:1 | 0.0504 | Yes
GEN-2024-065 | 02 NEBRASKA | G02 29SP | 601006 SPLT RK3 345 652864 SIOUXCY-LNX3 345 1 | P14:345:ITCM-MEC:LAKEFLD-OBRIEN 50MVAR:MN-SS | 0.05687 | Yes
GEN-2024-065 | 02 NEBRASKA | G02 29SP | 635201 RAUN 5 161 646300 S1300 5 161 1 | P21:161:OPPD:S1226-TEKAMAH:::HV: | 0.15062 | Yes
GEN-2024-065 | 02 NEBRASKA | G02 29SP | 635201 RAUN 5 161 646300 S1300 5 161 1 | P22:345:OPPD:S3451-RAUN:::EHV: | 0.09627 | Yes
GEN-2024-065 | 02 NEBRASKA | G02 29SP | 601006 SPLT RK3 345 652864 SIOUXCY-LNX3 345 1 | P23:345:ITCM:LAKEFLD 885:MN::EHV: | 0.05646 | Yes
GEN-2024-065 | 02 NEBRASKA | G02 29SP | 635201 RAUN 5 161 646300 S1300 5 161 1 | P23:345:MEC:CBEC:905::EHV: | 0.09377 | Yes
GEN-2024-065 | 02 NEBRASKA | G02 29SP | 635000 CBLUFFS3 345 645456 S3456 3 345 1 | P23:345:MEC:CBEC:908::EHV: | 0.05372 | Yes
GEN-2024-065 | 02 NEBRASKA | G02 29SP | 635201 RAUN 5 161 646300 S1300 5 161 1 | P23:345:MEC:CBEC:908::EHV: | 0.09355 | Yes
GEN-2024-065 | 02 NEBRASKA | G02 29SP | 635368 OBRIEN 3 345 635400 HIGHLAND 3 345 1 | P23:345:MEC:GARD AVE:901::EHV: | 0.05913 | Yes
GEN-2024-065 | 02 NEBRASKA | G02 29SP | 635399 CHEROKEE 3 345 635400 HIGHLAND 3 345 1 | P23:345:MEC:GARD AVE:901::EHV: | 0.05913 | Yes
GEN-2024-065 | 02 NEBRASKA | G02 29SP | 635200 RAUN 3 345 635398 REMSEN 3 345 1 | P23:345:MEC:GARD AVE:901::EHV: | 0.05913 | Yes
GEN-2024-065 | 02 NEBRASKA | G02 29SP | 635398 REMSEN 3 345 635399 CHEROKEE 3 345 1 | P23:345:MEC:GARD AVE:901::EHV: | 0.05913 | Yes
GEN-2024-065 | 02 NEBRASKA | G02 29SP | 635368 OBRIEN 3 345 635400 HIGHLAND 3 345 1 | P23:345:MEC:GARD AVE:903::EHV: | 0.05913 | Yes
GEN-2024-065 | 02 NEBRASKA | G02 29SP | 635399 CHEROKEE 3 345 635400 HIGHLAND 3 345 1 | P23:345:MEC:GARD AVE:903::EHV: | 0.05913 | Yes
GEN-2024-065 | 02 NEBRASKA | G02 29SP | 635200 RAUN 3 345 635398 REMSEN 3 345 1 | P23:345:MEC:GARD AVE:903::EHV: | 0.05913 | Yes
GEN-2024-065 | 02 NEBRASKA | G02 29SP | 635398 REMSEN 3 345 635399 CHEROKEE 3 345 1 | P23:345:MEC:GARD AVE:903::EHV: | 0.05913 | Yes
GEN-2024-065 | 02 NEBRASKA | G02 29SP | 635368 OBRIEN 3 345 635400 HIGHLAND 3 345 1 | P23:345:MEC:GARD AVE:904::EHV: | 0.05913 | Yes
GEN-2024-065 | 02 NEBRASKA | G02 29SP | 635399 CHEROKEE 3 345 635400 HIGHLAND 3 345 1 | P23:345:MEC:GARD AVE:904::EHV: | 0.05913 | Yes
GEN-2024-065 | 02 NEBRASKA | G02 29SP | 635200 RAUN 3 345 635398 REMSEN 3 345 1 | P23:345:MEC:GARD AVE:904::EHV: | 0.05913 | Yes
GEN-2024-065 | 02 NEBRASKA | G02 29SP | 635398 REMSEN 3 345 635399 CHEROKEE 3 345 1 | P23:345:MEC:GARD AVE:904::EHV: | 0.05913 | Yes
GEN-2024-065 | 02 NEBRASKA | G02 29SP | 635200 RAUN 3 345 652564 SIOUXCY3 345 1 | P23:345:MEC:HIGHLAND:901::EHV: | 0.05189 | Yes
GEN-2024-065 | 02 NEBRASKA | G02 29SP | 601006 SPLT RK3 345 652864 SIOUXCY-LNX3 345 1 | P23:345:MEC:HIGHLAND:901::EHV: | 0.06024 | Yes
GEN-2024-065 | 02 NEBRASKA | G02 29SP | 635200 RAUN 3 345 652564 SIOUXCY3 345 1 | P23:345:MEC:HIGHLAND:902::EHV: | 0.05189 | Yes
GEN-2024-065 | 02 NEBRASKA | G02 29SP | 601006 SPLT RK3 345 652864 SIOUXCY-LNX3 345 1 | P23:345:MEC:HIGHLAND:902::EHV: | 0.06024 | Yes
GEN-2024-065 | 02 NEBRASKA | G02 29SP | 635200 RAUN 3 345 652564 SIOUXCY3 345 1 | P23:345:MEC:HIGHLAND:903::EHV: | 0.05189 | Yes
GEN-2024-065 | 02 NEBRASKA | G02 29SP | 601006 SPLT RK3 345 652864 SIOUXCY-LNX3 345 1 | P23:345:MEC:HIGHLAND:903::EHV: | 0.06024 | Yes
GEN-2024-065 | 02 NEBRASKA | G02 29SP | 635200 RAUN 3 345 652564 SIOUXCY3 345 1 | P23:345:MEC:HIGHLAND:908::EHV: | 0.05189 | Yes
GEN-2024-065 | 02 NEBRASKA | G02 29SP | 601006 SPLT RK3 345 652864 SIOUXCY-LNX3 345 1 | P23:345:MEC:HIGHLAND:908::EHV: | 0.06024 | Yes
GEN-2024-065 | 02 NEBRASKA | G02 29SP | 635368 OBRIEN 3 345 635400 HIGHLAND 3 345 1 | P23:345:MEC:IDA CO:901::EHV: | 0.05913 | Yes
GEN-2024-065 | 02 NEBRASKA | G02 29SP | 635399 CHEROKEE 3 345 635400 HIGHLAND 3 345 1 | P23:345:MEC:IDA CO:901::EHV: | 0.05913 | Yes
GEN-2024-065 | 02 NEBRASKA | G02 29SP | 635398 REMSEN 3 345 635399 CHEROKEE 3 345 1 | P23:345:MEC:IDA CO:901::EHV: | 0.05913 | Yes
GEN-2024-065 | 02 NEBRASKA | G02 29SP | 635368 OBRIEN 3 345 635400 HIGHLAND 3 345 1 | P23:345:MEC:IDA CO:902::EHV: | 0.05913 | Yes
GEN-2024-065 | 02 NEBRASKA | G02 29SP | 635399 CHEROKEE 3 345 635400 HIGHLAND 3 345 1 | P23:345:MEC:IDA CO:902::EHV: | 0.05913 | Yes
GEN-2024-065 | 02 NEBRASKA | G02 29SP | 635398 REMSEN 3 345 635399 CHEROKEE 3 345 1 | P23:345:MEC:IDA CO:902::EHV: | 0.05913 | Yes
GEN-2024-065 | 02 NEBRASKA | G02 29SP | 635368 OBRIEN 3 345 635400 HIGHLAND 3 345 1 | P23:345:MEC:IDA CO:903::EHV: | 0.05913 | Yes
GEN-2024-065 | 02 NEBRASKA | G02 29SP | 635399 CHEROKEE 3 345 635400 HIGHLAND 3 345 1 | P23:345:MEC:IDA CO:903::EHV: | 0.05913 | Yes
GEN-2024-065 | 02 NEBRASKA | G02 29SP | 635398 REMSEN 3 345 635399 CHEROKEE 3 345 1 | P23:345:MEC:IDA CO:903::EHV: | 0.05913 | Yes
GEN-2024-065 | 02 NEBRASKA | G02 29SP | 635368 OBRIEN 3 345 635400 HIGHLAND 3 345 1 | P23:345:MEC:LEHIGH:350::EHV: | 0.06081 | Yes
GEN-2024-065 | 02 NEBRASKA | G02 29SP | 635399 CHEROKEE 3 345 635400 HIGHLAND 3 345 1 | P23:345:MEC:LEHIGH:350::EHV: | 0.06081 | Yes
GEN-2024-065 | 02 NEBRASKA | G02 29SP | 635200 RAUN 3 345 635398 REMSEN 3 345 1 | P23:345:MEC:LEHIGH:350::EHV: | 0.06081 | Yes
GEN-2024-065 | 02 NEBRASKA | G02 29SP | 635398 REMSEN 3 345 635399 CHEROKEE 3 345 1 | P23:345:MEC:LEHIGH:350::EHV: | 0.06081 | Yes
GEN-2024-065 | 02 NEBRASKA | G02 29SP | 635368 OBRIEN 3 345 635400 HIGHLAND 3 345 1 | P23:345:MEC:LEHIGH:360::EHV: | 0.06081 | Yes
GEN-2024-065 | 02 NEBRASKA | G02 29SP | 635399 CHEROKEE 3 345 635400 HIGHLAND 3 345 1 | P23:345:MEC:LEHIGH:360::EHV: | 0.06081 | Yes
GEN-2024-065 | 02 NEBRASKA | G02 29SP | 635200 RAUN 3 345 635398 REMSEN 3 345 1 | P23:345:MEC:LEHIGH:360::EHV: | 0.06081 | Yes
GEN-2024-065 | 02 NEBRASKA | G02 29SP | 635398 REMSEN 3 345 635399 CHEROKEE 3 345 1 | P23:345:MEC:LEHIGH:360::EHV: | 0.06081 | Yes
GEN-2024-065 | 02 NEBRASKA | G02 29SP | 635368 OBRIEN 3 345 635400 HIGHLAND 3 345 1 | P23:345:MEC:LEHIGH:390::EHV: | 0.05913 | Yes
GEN-2024-065 | 02 NEBRASKA | G02 29SP | 635399 CHEROKEE 3 345 635400 HIGHLAND 3 345 1 | P23:345:MEC:LEHIGH:390::EHV: | 0.05913 | Yes
GEN-2024-065 | 02 NEBRASKA | G02 29SP | 635200 RAUN 3 345 635398 REMSEN 3 345 1 | P23:345:MEC:LEHIGH:390::EHV: | 0.05913 | Yes
GEN-2024-065 | 02 NEBRASKA | G02 29SP | 635398 REMSEN 3 345 635399 CHEROKEE 3 345 1 | P23:345:MEC:LEHIGH:390::EHV: | 0.05913 | Yes
GEN-2024-065 | 02 NEBRASKA | G02 29SP | 635200 RAUN 3 345 652564 SIOUXCY3 345 1 | P23:345:MEC:OBRIEN:903::EHV: | 0.05256 | Yes
GEN-2024-065 | 02 NEBRASKA | G02 29SP | 601006 SPLT RK3 345 652864 SIOUXCY-LNX3 345 1 | P23:345:MEC:OBRIEN:903::EHV: | 0.06141 | Yes
GEN-2024-065 | 02 NEBRASKA | G02 29SP | 601006 SPLT RK3 345 652864 SIOUXCY-LNX3 345 1 | P23:345:MEC:OBRIEN:904::EHV: | 0.05687 | Yes
GEN-2024-065 | 02 NEBRASKA | G02 29SP | 635200 RAUN 3 345 652564 SIOUXCY3 345 1 | P23:345:MEC:OBRIEN:906::EHV: | 0.0523 | Yes
GEN-2024-065 | 02 NEBRASKA | G02 29SP | 601006 SPLT RK3 345 652864 SIOUXCY-LNX3 345 1 | P23:345:MEC:OBRIEN:906::EHV: | 0.06056 | Yes
GEN-2024-065 | 02 NEBRASKA | G02 29SP | 635200 RAUN 3 345 652564 SIOUXCY3 345 1 | P23:345:MEC:RAUN:150::EHV: | 0.06539 | Yes
GEN-2024-065 | 02 NEBRASKA | G02 29SP | 601006 SPLT RK3 345 652864 SIOUXCY-LNX3 345 1 | P23:345:MEC:RAUN:150::EHV: | 0.06671 | Yes
GEN-2024-065 | 02 NEBRASKA | G02 29SP | 635201 RAUN 5 161 646300 S1300 5 161 1 | P23:345:OPPD:S3451-RAUN:::EHV: | 0.09627 | Yes
GEN-2024-065 | 02 NEBRASKA | G02 29SP | 635201 RAUN 5 161 646300 S1300 5 161 1 | P23:345:OPPD:S3458 NEBCTY2G:LT::EHV: | 0.09354 | Yes
GEN-2024-065 | 02 NEBRASKA | G02 29SP | 635368 OBRIEN 3 345 635400 HIGHLAND 3 345 1 | P55:345:MEC:GARD AVE | 0.05913 | Yes
GEN-2024-065 | 02 NEBRASKA | G02 29SP | 635399 CHEROKEE 3 345 635400 HIGHLAND 3 345 1 | P55:345:MEC:GARD AVE | 0.05913 | Yes
GEN-2024-065 | 02 NEBRASKA | G02 29SP | 635200 RAUN 3 345 635398 REMSEN 3 345 1 | P55:345:MEC:GARD AVE | 0.05913 | Yes
GEN-2024-065 | 02 NEBRASKA | G02 29SP | 635398 REMSEN 3 345 635399 CHEROKEE 3 345 1 | P55:345:MEC:GARD AVE | 0.05913 | Yes
GEN-2024-065 | 02 NEBRASKA | G02 29SP | 635200 RAUN 3 345 652564 SIOUXCY3 345 1 | P55:345:MEC:HIGHLAND | 0.05189 | Yes
GEN-2024-065 | 02 NEBRASKA | G02 29SP | 601006 SPLT RK3 345 652864 SIOUXCY-LNX3 345 1 | P55:345:MEC:HIGHLAND | 0.06024 | Yes
GEN-2024-065 | 02 NEBRASKA | G02 29SP | 635368 OBRIEN 3 345 635400 HIGHLAND 3 345 1 | P55:345:MEC:IDA COUNTY | 0.05913 | Yes
GEN-2024-065 | 02 NEBRASKA | G02 29SP | 635399 CHEROKEE 3 345 635400 HIGHLAND 3 345 1 | P55:345:MEC:IDA COUNTY | 0.05913 | Yes
GEN-2024-065 | 02 NEBRASKA | G02 29SP | 635398 REMSEN 3 345 635399 CHEROKEE 3 345 1 | P55:345:MEC:IDA COUNTY | 0.05913 | Yes
GEN-2024-065 | 02 NEBRASKA | G02 29SP | 635368 OBRIEN 3 345 635400 HIGHLAND 3 345 1 | P55:345:MEC:LEHIGH | 0.06081 | Yes
GEN-2024-065 | 02 NEBRASKA | G02 29SP | 635399 CHEROKEE 3 345 635400 HIGHLAND 3 345 1 | P55:345:MEC:LEHIGH | 0.06081 | Yes
GEN-2024-065 | 02 NEBRASKA | G02 29SP | 635200 RAUN 3 345 635398 REMSEN 3 345 1 | P55:345:MEC:LEHIGH | 0.06081 | Yes
GEN-2024-065 | 02 NEBRASKA | G02 29SP | 635398 REMSEN 3 345 635399 CHEROKEE 3 345 1 | P55:345:MEC:LEHIGH | 0.06081 | Yes
GEN-2024-065 | 02 NEBRASKA | G02 29SP | 635000 CBLUFFS3 345 645456 S3456 3 345 1 | P55:345:OPPD:S3458 3::FN13:EHV: | 0.1106 | Yes
GEN-2024-065 | 02 NEBRASKA | G02 29SP | 635680 BONDURANT3 345 635730 MONTEZUMA 3 345 1 | P55:345:OPPD:S3458 3::FN13:EHV: | 0.05009 | Yes
GEN-2024-065 | 02 NEBRASKA | G02 29SP | 635201 RAUN 5 161 646300 S1300 5 161 1 | P55:345:OPPD:S3458 3::FN13:EHV: | 0.09809 | Yes
GEN-2024-065 | 02 NEBRASKA | G02 29SP | 635000 CBLUFFS3 345 645456 S3456 3 345 1 | P55:345:OPPD:S3740 3::FN13:EHV: | 0.06587 | Yes
GEN-2024-065 | 02 NEBRASKA | G02 29SP | 635201 RAUN 5 161 646300 S1300 5 161 1 | P55:345:OPPD:S3740 3::FN13:EHV: | 0.09482 | Yes
GEN-2024-065 | 02 NEBRASKA | G02 29SP | 635368 OBRIEN 3 345 635400 HIGHLAND 3 345 1 | P55:345:XEL:PRI1 | 0.05148 | Yes
GEN-2024-065 | 02 NEBRASKA | G02 29SP | 601006 SPLT RK3 345 652864 SIOUXCY-LNX3 345 1 | P55:345:XEL:PRI1 | 0.05041 | Yes
GEN-2024-065 | 02 NEBRASKA | G02 29SP | 635399 CHEROKEE 3 345 635400 HIGHLAND 3 345 1 | P55:345:XEL:PRI1 | 0.05148 | Yes
GEN-2024-065 | 02 NEBRASKA | G02 29SP | 635200 RAUN 3 345 635398 REMSEN 3 345 1 | P55:345:XEL:PRI1 | 0.05148 | Yes
GEN-2024-065 | 02 NEBRASKA | G02 29SP | 635398 REMSEN 3 345 635399 CHEROKEE 3 345 1 | P55:345:XEL:PRI1 | 0.05148 | Yes
GEN-2024-065 | 02 NEBRASKA | G02 29SP | 601006 SPLT RK3 345 652864 SIOUXCY-LNX3 345 1 | 631138 LAKEFLD3 345 635368 OBRIEN 3 345 1 | 0.05687 | Yes
GEN-2024-065 | 02 NEBRASKA | G02 29SP | 635201 RAUN 5 161 646300 S1300 5 161 1 | 635200 RAUN 3 345 645552 S3452 REACT3 345 1 | 0.09474 | Yes
GEN-2024-065 | 02 NEBRASKA | G02 29SP | 635368 OBRIEN 3 345 635400 HIGHLAND 3 345 1 | 635219 GARD AVE 3 345 636017 LEHIGH GARX3 345 1 | 0.05913 | Yes
GEN-2024-065 | 02 NEBRASKA | G02 29SP | 635399 CHEROKEE 3 345 635400 HIGHLAND 3 345 1 | 635219 GARD AVE 3 345 636017 LEHIGH GARX3 345 1 | 0.05913 | Yes
GEN-2024-065 | 02 NEBRASKA | G02 29SP | 635200 RAUN 3 345 635398 REMSEN 3 345 1 | 635219 GARD AVE 3 345 636017 LEHIGH GARX3 345 1 | 0.05913 | Yes
GEN-2024-065 | 02 NEBRASKA | G02 29SP | 635398 REMSEN 3 345 635399 CHEROKEE 3 345 1 | 635219 GARD AVE 3 345 636017 LEHIGH GARX3 345 1 | 0.05913 | Yes
GEN-2024-065 | 02 NEBRASKA | G02 29SP | 635200 RAUN 3 345 652564 SIOUXCY3 345 1 | 635368 OBRIEN 3 345 635400 HIGHLAND 3 345 1 | 0.05189 | Yes
GEN-2024-065 | 02 NEBRASKA | G02 29SP | 601006 SPLT RK3 345 652864 SIOUXCY-LNX3 345 1 | 635368 OBRIEN 3 345 635400 HIGHLAND 3 345 1 | 0.06024 | Yes
GEN-2024-065 | 02 NEBRASKA | G02 29SP | 635368 OBRIEN 3 345 635400 HIGHLAND 3 345 1 | 636010 LEHIGH 3 345 636017 LEHIGH GARX3 345 Z | 0.05913 | Yes
GEN-2024-065 | 02 NEBRASKA | G02 29SP | 635399 CHEROKEE 3 345 635400 HIGHLAND 3 345 1 | 636010 LEHIGH 3 345 636017 LEHIGH GARX3 345 Z | 0.05913 | Yes
GEN-2024-065 | 02 NEBRASKA | G02 29SP | 635200 RAUN 3 345 635398 REMSEN 3 345 1 | 636010 LEHIGH 3 345 636017 LEHIGH GARX3 345 Z | 0.05913 | Yes
GEN-2024-065 | 02 NEBRASKA | G02 29SP | 635398 REMSEN 3 345 635399 CHEROKEE 3 345 1 | 636010 LEHIGH 3 345 636017 LEHIGH GARX3 345 Z | 0.05913 | Yes
GEN-2024-065 | 02 NEBRASKA | G02 29SP | 635201 RAUN 5 161 646300 S1300 5 161 1 | 645451 S3451 3 345 645551 S3451-RAUN 3 345 Z1 | 0.09627 | Yes
GEN-2024-065 | 02 NEBRASKA | G02 29SP | 635201 RAUN 5 161 646300 S1300 5 161 1 | 645452 S3452 3 345 645552 S3452 REACT3 345 Z1 | 0.09474 | Yes
GEN-2024-065 | 02 NEBRASKA | G02 29SP | 635201 RAUN 5 161 646300 S1300 5 161 1 | 645551 S3451-RAUN 3 345 762779 G18-043 TAP 345 1 | 0.09627 | Yes
GEN-2024-065 | 02 NEBRASKA | G02 29SP | 635201 RAUN 5 161 646300 S1300 5 161 1 | 646300 S1300 5 161 762070 GEN-2017-105 161 1 | 0.09354 | Yes
GEN-2024-065 | 02 NEBRASKA | G02 29SP | 635201 RAUN 5 161 646300 S1300 5 161 1 | 762071 G17-105XFM1 34.5 762070 GEN-2017-105 161 1 | 0.09354 | Yes
GEN-2024-065 | 02 NEBRASKA | G02 29SP | 635368 OBRIEN 3 345 635400 HIGHLAND 3 345 1 | Base Case | 0.05149 | Yes
GEN-2024-065 | 02 NEBRASKA | G02 29SP | 601006 SPLT RK3 345 652864 SIOUXCY-LNX3 345 1 | Base Case | 0.0504 | Yes
GEN-2024-065 | 02 NEBRASKA | G02 29SP | 635399 CHEROKEE 3 345 635400 HIGHLAND 3 345 1 | Base Case | 0.05149 | Yes
GEN-2024-065 | 02 NEBRASKA | G02 29SP | 635398 REMSEN 3 345 635399 CHEROKEE 3 345 1 | Base Case | 0.05149 | Yes
GEN-2024-065 | 02 NEBRASKA | G02 29SP | 635200 RAUN 3 345 635398 REMSEN 3 345 1 | Base Case | 0.05149 | Yes
GEN-2024-065 | 02 NEBRASKA | G02 29SP | 635201 RAUN 5 161 646300 S1300 5 161 1 | Base Case | 0.09354 | Yes
GEN-2024-065 | 02 NEBRASKA | G02 29SP | 635000 CBLUFFS3 345 645456 S3456 3 345 1 | Base Case | 0.05401 | Yes
GEN-2024-065 | 02 NEBRASKA | G02 29SP | 635201 RAUN 5 161 646300 S1300 5 161 1 | GEN-2017-105_POI_646300_Generator_outage | 0.09354 | Yes
GEN-2024-140 | 02 NEBRASKA | G02 29SP | 635200 RAUN 3 345 640226 HOSKINS3 345 1 | P11:345:MEC:NEAL:3 | 0.25585 | Yes
GEN-2024-140 | 02 NEBRASKA | G02 29SP | 635200 RAUN 3 345 640226 HOSKINS3 345 1 | P11:345:MEC:NEAL:4 | 0.25585 | Yes
GEN-2024-140 | 02 NEBRASKA | G02 29SP | 635200 RAUN 3 345 762779 G18-043 TAP 345 1 | P11:345:MEC:WSEC:3 | 0.05917 | Yes
GEN-2024-140 | 02 NEBRASKA | G02 29SP | 635200 RAUN 3 345 645552 S3452 REACT3 345 1 | P11:345:MEC:WSEC:3 | 0.06073 | Yes
GEN-2024-140 | 02 NEBRASKA | G02 29SP | 635200 RAUN 3 345 762779 G18-043 TAP 345 1 | P11:345:MEC:WSEC:4 | 0.05917 | Yes
GEN-2024-140 | 02 NEBRASKA | G02 29SP | 635200 RAUN 3 345 645552 S3452 REACT3 345 1 | P11:345:MEC:WSEC:4 | 0.06073 | Yes
GEN-2024-140 | 02 NEBRASKA | G02 29SP | 635200 RAUN 3 345 652564 SIOUXCY3 345 1 | P12:230.0:UMZ:# N-1 #:: LINE TWIN CH4-SIOUXCY4-1 :HV: | 0.05788 | Yes
GEN-2024-140 | 02 NEBRASKA | G02 29SP | 635200 RAUN 3 345 640226 HOSKINS3 345 1 | P12:230.0:UMZ:# N-1 #:: LINE TWIN CH4-SIOUXCY4-1 :HV: | 0.28218 | Yes
GEN-2024-140 | 02 NEBRASKA | G02 29SP | 635200 RAUN 3 345 640226 HOSKINS3 345 1 | P12:345.0:UMZ:# N-1 #:: LINE HOLT.CO3-GR ISLD-LNX3-1 :EHV: | 0.27731 | Yes
GEN-2024-140 | 02 NEBRASKA | G02 29SP | 635368 OBRIEN 3 345 635400 HIGHLAND 3 345 1 | P12:345.0:UMZ:# N-1 #:: LINE RAUN 3-SIOUXCY3-1 :EHV: | 0.05277 | Yes
GEN-2024-140 | 02 NEBRASKA | G02 29SP | 635399 CHEROKEE 3 345 635400 HIGHLAND 3 345 1 | P12:345.0:UMZ:# N-1 #:: LINE RAUN 3-SIOUXCY3-1 :EHV: | 0.05277 | Yes
GEN-2024-140 | 02 NEBRASKA | G02 29SP | 635200 RAUN 3 345 635398 REMSEN 3 345 1 | P12:345.0:UMZ:# N-1 #:: LINE RAUN 3-SIOUXCY3-1 :EHV: | 0.05277 | Yes
GEN-2024-140 | 02 NEBRASKA | G02 29SP | 635398 REMSEN 3 345 635399 CHEROKEE 3 345 1 | P12:345.0:UMZ:# N-1 #:: LINE RAUN 3-SIOUXCY3-1 :EHV: | 0.05277 | Yes
GEN-2024-140 | 02 NEBRASKA | G02 29SP | 635368 OBRIEN 3 345 635400 HIGHLAND 3 345 1 | P12:345:MEC:GARD AVE:LEHIGH:1REACTOR:EHV: | 0.05819 | Yes
GEN-2024-140 | 02 NEBRASKA | G02 29SP | 635399 CHEROKEE 3 345 635400 HIGHLAND 3 345 1 | P12:345:MEC:GARD AVE:LEHIGH:1REACTOR:EHV: | 0.05819 | Yes
GEN-2024-140 | 02 NEBRASKA | G02 29SP | 635200 RAUN 3 345 635398 REMSEN 3 345 1 | P12:345:MEC:GARD AVE:LEHIGH:1REACTOR:EHV: | 0.05819 | Yes
GEN-2024-140 | 02 NEBRASKA | G02 29SP | 635398 REMSEN 3 345 635399 CHEROKEE 3 345 1 | P12:345:MEC:GARD AVE:LEHIGH:1REACTOR:EHV: | 0.05819 | Yes
GEN-2024-140 | 02 NEBRASKA | G02 29SP | 635368 OBRIEN 3 345 635400 HIGHLAND 3 345 1 | P12:345:MEC:IDA CO:GARD AVE:1 | 0.05819 | Yes
GEN-2024-140 | 02 NEBRASKA | G02 29SP | 635399 CHEROKEE 3 345 635400 HIGHLAND 3 345 1 | P12:345:MEC:IDA CO:GARD AVE:1 | 0.05819 | Yes
GEN-2024-140 | 02 NEBRASKA | G02 29SP | 635200 RAUN 3 345 635398 REMSEN 3 345 1 | P12:345:MEC:IDA CO:GARD AVE:1 | 0.05819 | Yes
GEN-2024-140 | 02 NEBRASKA | G02 29SP | 635398 REMSEN 3 345 635399 CHEROKEE 3 345 1 | P12:345:MEC:IDA CO:GARD AVE:1 | 0.05819 | Yes
GEN-2024-140 | 02 NEBRASKA | G02 29SP | 601006 SPLT RK3 345 652864 SIOUXCY-LNX3 345 1 | P12:345:MEC:OBRIEN:HIGHLAND:1REACTOR:EHV: | 0.05041 | Yes
GEN-2024-140 | 02 NEBRASKA | G02 29SP | 635368 OBRIEN 3 345 635400 HIGHLAND 3 345 1 | P12:345:MEC-WAPA:RAUN:SIOUXCY:1 | 0.05277 | Yes
GEN-2024-140 | 02 NEBRASKA | G02 29SP | 635399 CHEROKEE 3 345 635400 HIGHLAND 3 345 1 | P12:345:MEC-WAPA:RAUN:SIOUXCY:1 | 0.05277 | Yes
GEN-2024-140 | 02 NEBRASKA | G02 29SP | 635200 RAUN 3 345 635398 REMSEN 3 345 1 | P12:345:MEC-WAPA:RAUN:SIOUXCY:1 | 0.05277 | Yes
GEN-2024-140 | 02 NEBRASKA | G02 29SP | 635398 REMSEN 3 345 635399 CHEROKEE 3 345 1 | P12:345:MEC-WAPA:RAUN:SIOUXCY:1 | 0.05277 | Yes
GEN-2024-140 | 02 NEBRASKA | G02 29SP | 635200 RAUN 3 345 640226 HOSKINS3 345 1 | P12:345:NPPD:L3521::NW68&HOLDREGE.COLUMBUSEAST.CKT1:: | 0.29517 | Yes
GEN-2024-140 | 02 NEBRASKA | G02 29SP | 635200 RAUN 3 345 640226 HOSKINS3 345 1 | P12:345:NPPD:LN006::COLUM.E.SHELCRK.CKT1:: | 0.29149 | Yes
GEN-2024-140 | 02 NEBRASKA | G02 29SP | 635200 RAUN 3 345 645552 S3452 REACT3 345 1 | P12:345:OPPD-MEC:S3451-RAUN:::EHV: | 0.08491 | Yes
GEN-2024-140 | 02 NEBRASKA | G02 29SP | 635200 RAUN 3 345 640226 HOSKINS3 345 1 | P21:345:UMZW:# 2421 #:: GI IN NE. GI-GILNX3 OPENED:EHV: | 0.27731 | Yes
GEN-2024-140 | 02 NEBRASKA | G02 29SP | 635200 RAUN 3 345 645552 S3452 REACT3 345 1 | P22:345:OPPD:S3451-RAUN:::EHV: | 0.08491 | Yes
GEN-2024-140 | 02 NEBRASKA | G02 29SP | 635200 RAUN 3 345 762779 G18-043 TAP 345 1 | P22:345:OPPD:S3458 NEBCTY2G:LT::EHV: | 0.05917 | Yes
GEN-2024-140 | 02 NEBRASKA | G02 29SP | 635200 RAUN 3 345 645552 S3452 REACT3 345 1 | P22:345:OPPD:S3458 NEBCTY2G:LT::EHV: | 0.06073 | Yes
GEN-2024-140 | 02 NEBRASKA | G02 29SP | 635200 RAUN 3 345 762779 G18-043 TAP 345 1 | P23:345:MEC:CBEC:905::EHV: | 0.05885 | Yes
GEN-2024-140 | 02 NEBRASKA | G02 29SP | 635200 RAUN 3 345 645552 S3452 REACT3 345 1 | P23:345:MEC:CBEC:905::EHV: | 0.06039 | Yes
GEN-2024-140 | 02 NEBRASKA | G02 29SP | 635200 RAUN 3 345 762779 G18-043 TAP 345 1 | P23:345:MEC:CBEC:908::EHV: | 0.05916 | Yes
GEN-2024-140 | 02 NEBRASKA | G02 29SP | 635200 RAUN 3 345 645552 S3452 REACT3 345 1 | P23:345:MEC:CBEC:908::EHV: | 0.06072 | Yes
GEN-2024-140 | 02 NEBRASKA | G02 29SP | 635368 OBRIEN 3 345 635400 HIGHLAND 3 345 1 | P23:345:MEC:GARD AVE:901::EHV: | 0.05819 | Yes
GEN-2024-140 | 02 NEBRASKA | G02 29SP | 635399 CHEROKEE 3 345 635400 HIGHLAND 3 345 1 | P23:345:MEC:GARD AVE:901::EHV: | 0.05819 | Yes
GEN-2024-140 | 02 NEBRASKA | G02 29SP | 635200 RAUN 3 345 635398 REMSEN 3 345 1 | P23:345:MEC:GARD AVE:901::EHV: | 0.05819 | Yes
GEN-2024-140 | 02 NEBRASKA | G02 29SP | 635398 REMSEN 3 345 635399 CHEROKEE 3 345 1 | P23:345:MEC:GARD AVE:901::EHV: | 0.05819 | Yes
GEN-2024-140 | 02 NEBRASKA | G02 29SP | 635368 OBRIEN 3 345 635400 HIGHLAND 3 345 1 | P23:345:MEC:GARD AVE:903::EHV: | 0.05819 | Yes
GEN-2024-140 | 02 NEBRASKA | G02 29SP | 635399 CHEROKEE 3 345 635400 HIGHLAND 3 345 1 | P23:345:MEC:GARD AVE:903::EHV: | 0.05819 | Yes
GEN-2024-140 | 02 NEBRASKA | G02 29SP | 635200 RAUN 3 345 635398 REMSEN 3 345 1 | P23:345:MEC:GARD AVE:903::EHV: | 0.05819 | Yes
GEN-2024-140 | 02 NEBRASKA | G02 29SP | 635398 REMSEN 3 345 635399 CHEROKEE 3 345 1 | P23:345:MEC:GARD AVE:903::EHV: | 0.05819 | Yes
GEN-2024-140 | 02 NEBRASKA | G02 29SP | 635368 OBRIEN 3 345 635400 HIGHLAND 3 345 1 | P23:345:MEC:GARD AVE:904::EHV: | 0.05819 | Yes
GEN-2024-140 | 02 NEBRASKA | G02 29SP | 635399 CHEROKEE 3 345 635400 HIGHLAND 3 345 1 | P23:345:MEC:GARD AVE:904::EHV: | 0.05819 | Yes
GEN-2024-140 | 02 NEBRASKA | G02 29SP | 635200 RAUN 3 345 635398 REMSEN 3 345 1 | P23:345:MEC:GARD AVE:904::EHV: | 0.05819 | Yes
GEN-2024-140 | 02 NEBRASKA | G02 29SP | 635398 REMSEN 3 345 635399 CHEROKEE 3 345 1 | P23:345:MEC:GARD AVE:904::EHV: | 0.05819 | Yes
GEN-2024-140 | 02 NEBRASKA | G02 29SP | 601006 SPLT RK3 345 652864 SIOUXCY-LNX3 345 1 | P23:345:MEC:HIGHLAND:901::EHV: | 0.05041 | Yes
GEN-2024-140 | 02 NEBRASKA | G02 29SP | 601006 SPLT RK3 345 652864 SIOUXCY-LNX3 345 1 | P23:345:MEC:HIGHLAND:902::EHV: | 0.05041 | Yes
GEN-2024-140 | 02 NEBRASKA | G02 29SP | 601006 SPLT RK3 345 652864 SIOUXCY-LNX3 345 1 | P23:345:MEC:HIGHLAND:903::EHV: | 0.05041 | Yes
GEN-2024-140 | 02 NEBRASKA | G02 29SP | 601006 SPLT RK3 345 652864 SIOUXCY-LNX3 345 1 | P23:345:MEC:HIGHLAND:908::EHV: | 0.05041 | Yes
GEN-2024-140 | 02 NEBRASKA | G02 29SP | 635368 OBRIEN 3 345 635400 HIGHLAND 3 345 1 | P23:345:MEC:IDA CO:901::EHV: | 0.05819 | Yes
GEN-2024-140 | 02 NEBRASKA | G02 29SP | 635399 CHEROKEE 3 345 635400 HIGHLAND 3 345 1 | P23:345:MEC:IDA CO:901::EHV: | 0.05819 | Yes
GEN-2024-140 | 02 NEBRASKA | G02 29SP | 635398 REMSEN 3 345 635399 CHEROKEE 3 345 1 | P23:345:MEC:IDA CO:901::EHV: | 0.05819 | Yes
GEN-2024-140 | 02 NEBRASKA | G02 29SP | 635368 OBRIEN 3 345 635400 HIGHLAND 3 345 1 | P23:345:MEC:IDA CO:902::EHV: | 0.05819 | Yes
GEN-2024-140 | 02 NEBRASKA | G02 29SP | 635399 CHEROKEE 3 345 635400 HIGHLAND 3 345 1 | P23:345:MEC:IDA CO:902::EHV: | 0.05819 | Yes
GEN-2024-140 | 02 NEBRASKA | G02 29SP | 635398 REMSEN 3 345 635399 CHEROKEE 3 345 1 | P23:345:MEC:IDA CO:902::EHV: | 0.05819 | Yes
GEN-2024-140 | 02 NEBRASKA | G02 29SP | 635368 OBRIEN 3 345 635400 HIGHLAND 3 345 1 | P23:345:MEC:IDA CO:903::EHV: | 0.05819 | Yes
GEN-2024-140 | 02 NEBRASKA | G02 29SP | 635399 CHEROKEE 3 345 635400 HIGHLAND 3 345 1 | P23:345:MEC:IDA CO:903::EHV: | 0.05819 | Yes
GEN-2024-140 | 02 NEBRASKA | G02 29SP | 635398 REMSEN 3 345 635399 CHEROKEE 3 345 1 | P23:345:MEC:IDA CO:903::EHV: | 0.05819 | Yes
GEN-2024-140 | 02 NEBRASKA | G02 29SP | 635368 OBRIEN 3 345 635400 HIGHLAND 3 345 1 | P23:345:MEC:LEHIGH:350::EHV: | 0.05717 | Yes
GEN-2024-140 | 02 NEBRASKA | G02 29SP | 635399 CHEROKEE 3 345 635400 HIGHLAND 3 345 1 | P23:345:MEC:LEHIGH:350::EHV: | 0.05717 | Yes
GEN-2024-140 | 02 NEBRASKA | G02 29SP | 635200 RAUN 3 345 635398 REMSEN 3 345 1 | P23:345:MEC:LEHIGH:350::EHV: | 0.05717 | Yes
GEN-2024-140 | 02 NEBRASKA | G02 29SP | 635398 REMSEN 3 345 635399 CHEROKEE 3 345 1 | P23:345:MEC:LEHIGH:350::EHV: | 0.05717 | Yes
GEN-2024-140 | 02 NEBRASKA | G02 29SP | 635368 OBRIEN 3 345 635400 HIGHLAND 3 345 1 | P23:345:MEC:LEHIGH:360::EHV: | 0.05717 | Yes
GEN-2024-140 | 02 NEBRASKA | G02 29SP | 635399 CHEROKEE 3 345 635400 HIGHLAND 3 345 1 | P23:345:MEC:LEHIGH:360::EHV: | 0.05717 | Yes
GEN-2024-140 | 02 NEBRASKA | G02 29SP | 635200 RAUN 3 345 635398 REMSEN 3 345 1 | P23:345:MEC:LEHIGH:360::EHV: | 0.05717 | Yes
GEN-2024-140 | 02 NEBRASKA | G02 29SP | 635398 REMSEN 3 345 635399 CHEROKEE 3 345 1 | P23:345:MEC:LEHIGH:360::EHV: | 0.05717 | Yes
GEN-2024-140 | 02 NEBRASKA | G02 29SP | 635200 RAUN 3 345 762779 G18-043 TAP 345 1 | P23:345:MEC:LEHIGH:360::EHV: | 0.06597 | Yes
GEN-2024-140 | 02 NEBRASKA | G02 29SP | 635200 RAUN 3 345 645552 S3452 REACT3 345 1 | P23:345:MEC:LEHIGH:360::EHV: | 0.06765 | Yes
GEN-2024-140 | 02 NEBRASKA | G02 29SP | 635368 OBRIEN 3 345 635400 HIGHLAND 3 345 1 | P23:345:MEC:LEHIGH:390::EHV: | 0.05819 | Yes
GEN-2024-140 | 02 NEBRASKA | G02 29SP | 635399 CHEROKEE 3 345 635400 HIGHLAND 3 345 1 | P23:345:MEC:LEHIGH:390::EHV: | 0.05819 | Yes
GEN-2024-140 | 02 NEBRASKA | G02 29SP | 635200 RAUN 3 345 635398 REMSEN 3 345 1 | P23:345:MEC:LEHIGH:390::EHV: | 0.05819 | Yes
GEN-2024-140 | 02 NEBRASKA | G02 29SP | 635398 REMSEN 3 345 635399 CHEROKEE 3 345 1 | P23:345:MEC:LEHIGH:390::EHV: | 0.05819 | Yes
GEN-2024-140 | 02 NEBRASKA | G02 29SP | 601006 SPLT RK3 345 652864 SIOUXCY-LNX3 345 1 | P23:345:MEC:OBRIEN:903::EHV: | 0.05095 | Yes
GEN-2024-140 | 02 NEBRASKA | G02 29SP | 601006 SPLT RK3 345 652864 SIOUXCY-LNX3 345 1 | P23:345:MEC:OBRIEN:906::EHV: | 0.05033 | Yes
GEN-2024-140 | 02 NEBRASKA | G02 29SP | 635200 RAUN 3 345 652564 SIOUXCY3 345 1 | P23:345:MEC:RAUN:150::EHV: | 0.05474 | Yes
GEN-2024-140 | 02 NEBRASKA | G02 29SP | 601006 SPLT RK3 345 652864 SIOUXCY-LNX3 345 1 | P23:345:MEC:RAUN:150::EHV: | 0.05785 | Yes
GEN-2024-140 | 02 NEBRASKA | G02 29SP | 635200 RAUN 3 345 645552 S3452 REACT3 345 1 | P23:345:MEC:RAUN:150::EHV: | 0.07583 | Yes
GEN-2024-140 | 02 NEBRASKA | G02 29SP | 635200 RAUN 3 345 645552 S3452 REACT3 345 1 | P23:345:OPPD:S3451-RAUN:::EHV: | 0.08491 | Yes
GEN-2024-140 | 02 NEBRASKA | G02 29SP | 635200 RAUN 3 345 645552 S3452 REACT3 345 1 | P23:345:OPPD:S3458 NEBCTY1G:LT::EHV: | 0.06073 | Yes
GEN-2024-140 | 02 NEBRASKA | G02 29SP | 635200 RAUN 3 345 762779 G18-043 TAP 345 1 | P23:345:OPPD:S3458 NEBCTY2G:LT::EHV: | 0.05917 | Yes
GEN-2024-140 | 02 NEBRASKA | G02 29SP | 635200 RAUN 3 345 645552 S3452 REACT3 345 1 | P23:345:OPPD:S3458 NEBCTY2G:LT::EHV: | 0.06073 | Yes
GEN-2024-140 | 02 NEBRASKA | G02 29SP | 635200 RAUN 3 345 640226 HOSKINS3 345 1 | P23:345:UMZW:# 2425 #:: GI IN NE. GI 1196 BKR FAULT:EHV: | 0.27731 | Yes
GEN-2024-140 | 02 NEBRASKA | G02 29SP | 635200 RAUN 3 345 640226 HOSKINS3 345 1 | P23:345:UMZW:# 2432 #:: GI IN NE. GI 1092 BKR FAULT:EHV: | 0.27731 | Yes
GEN-2024-140 | 02 NEBRASKA | G02 29SP | 635200 RAUN 3 345 640226 HOSKINS3 345 1 | P42:345:LES:L1485::NW68&HOLDREGE.WAGENER.CB3006:: | 0.29522 | Yes
GEN-2024-140 | 02 NEBRASKA | G02 29SP | 635200 RAUN 3 345 640226 HOSKINS3 345 1 | P42:345:LES:L3516::NW68&HOLDREGE.MOORE.CB3005:: | 0.29504 | Yes
GEN-2024-140 | 02 NEBRASKA | G02 29SP | 635200 RAUN 3 345 640226 HOSKINS3 345 1 | P42:345:NPPD:LXXXX.COLMB E.SHELCRK.CB3306:::: | 0.30223 | Yes
GEN-2024-140 | 02 NEBRASKA | G02 29SP | 635200 RAUN 3 345 640226 HOSKINS3 345 1 | P42:345:OPPD-LES:S3454-S3740&WAG:::EHV: | 0.2575 | Yes
GEN-2024-140 | 02 NEBRASKA | G02 29SP | 635200 RAUN 3 345 640226 HOSKINS3 345 1 | P42:345:UMZW:# 2440 #:: GI IN NE. GI-(HOLT)-GRP BRANCH FAULT & GI 1092 STUCK BKR:EHV: | 0.27731 | Yes
GEN-2024-140 | 02 NEBRASKA | G02 29SP | 635200 RAUN 3 345 640226 HOSKINS3 345 1 | P42:345:UMZW:# 2446 #:: GI IN NE. GI-(HOLT)-GRP BRANCH OR KU4B SHUNT FAULT & GI 1196 STUCK BKR:EHV: | 0.27731 | Yes
GEN-2024-140 | 02 NEBRASKA | G02 29SP | 635200 RAUN 3 345 640226 HOSKINS3 345 1 | P45:345:OPPD:S3454-S3740&WAG:::EHV: | 0.2575 | Yes
GEN-2024-140 | 02 NEBRASKA | G02 29SP | 635368 OBRIEN 3 345 635400 HIGHLAND 3 345 1 | P55:345:MEC:GARD AVE | 0.05819 | Yes
GEN-2024-140 | 02 NEBRASKA | G02 29SP | 635399 CHEROKEE 3 345 635400 HIGHLAND 3 345 1 | P55:345:MEC:GARD AVE | 0.05819 | Yes
GEN-2024-140 | 02 NEBRASKA | G02 29SP | 635200 RAUN 3 345 635398 REMSEN 3 345 1 | P55:345:MEC:GARD AVE | 0.05819 | Yes
GEN-2024-140 | 02 NEBRASKA | G02 29SP | 635398 REMSEN 3 345 635399 CHEROKEE 3 345 1 | P55:345:MEC:GARD AVE | 0.05819 | Yes
GEN-2024-140 | 02 NEBRASKA | G02 29SP | 601006 SPLT RK3 345 652864 SIOUXCY-LNX3 345 1 | P55:345:MEC:HIGHLAND | 0.05041 | Yes
GEN-2024-140 | 02 NEBRASKA | G02 29SP | 635368 OBRIEN 3 345 635400 HIGHLAND 3 345 1 | P55:345:MEC:IDA COUNTY | 0.05819 | Yes
GEN-2024-140 | 02 NEBRASKA | G02 29SP | 635399 CHEROKEE 3 345 635400 HIGHLAND 3 345 1 | P55:345:MEC:IDA COUNTY | 0.05819 | Yes
GEN-2024-140 | 02 NEBRASKA | G02 29SP | 635398 REMSEN 3 345 635399 CHEROKEE 3 345 1 | P55:345:MEC:IDA COUNTY | 0.05819 | Yes
GEN-2024-140 | 02 NEBRASKA | G02 29SP | 635368 OBRIEN 3 345 635400 HIGHLAND 3 345 1 | P55:345:MEC:LEHIGH | 0.05717 | Yes
GEN-2024-140 | 02 NEBRASKA | G02 29SP | 635399 CHEROKEE 3 345 635400 HIGHLAND 3 345 1 | P55:345:MEC:LEHIGH | 0.05717 | Yes
GEN-2024-140 | 02 NEBRASKA | G02 29SP | 635200 RAUN 3 345 635398 REMSEN 3 345 1 | P55:345:MEC:LEHIGH | 0.05717 | Yes
GEN-2024-140 | 02 NEBRASKA | G02 29SP | 635398 REMSEN 3 345 635399 CHEROKEE 3 345 1 | P55:345:MEC:LEHIGH | 0.05717 | Yes
GEN-2024-140 | 02 NEBRASKA | G02 29SP | 635200 RAUN 3 345 645552 S3452 REACT3 345 1 | P55:345:MEC:LEHIGH | 0.06765 | Yes
GEN-2024-140 | 02 NEBRASKA | G02 29SP | 635000 CBLUFFS3 345 645456 S3456 3 345 1 | P55:345:OPPD:S3458 3::FN13:EHV: | 0.06041 | Yes
GEN-2024-140 | 02 NEBRASKA | G02 29SP | 635200 RAUN 3 345 762779 G18-043 TAP 345 1 | P55:345:OPPD:S3740 3::FN13:EHV: | 0.05584 | Yes
GEN-2024-140 | 02 NEBRASKA | G02 29SP | 635200 RAUN 3 345 645552 S3452 REACT3 345 1 | P55:345:OPPD:S3740 3::FN13:EHV: | 0.05726 | Yes
GEN-2024-140 | 02 NEBRASKA | G02 29SP | 635200 RAUN 3 345 640226 HOSKINS3 345 1 | P55:345:XEL:PRI1 | 0.25584 | Yes
GEN-2024-140 | 02 NEBRASKA | G02 29SP | 635200 RAUN 3 345 762779 G18-043 TAP 345 1 | 635200 RAUN 3 345 645552 S3452 REACT3 345 1 | 0.0841 | Yes
GEN-2024-140 | 02 NEBRASKA | G02 29SP | 635368 OBRIEN 3 345 635400 HIGHLAND 3 345 1 | 635219 GARD AVE 3 345 636017 LEHIGH GARX3 345 1 | 0.05819 | Yes
GEN-2024-140 | 02 NEBRASKA | G02 29SP | 635399 CHEROKEE 3 345 635400 HIGHLAND 3 345 1 | 635219 GARD AVE 3 345 636017 LEHIGH GARX3 345 1 | 0.05819 | Yes
GEN-2024-140 | 02 NEBRASKA | G02 29SP | 635200 RAUN 3 345 635398 REMSEN 3 345 1 | 635219 GARD AVE 3 345 636017 LEHIGH GARX3 345 1 | 0.05819 | Yes
GEN-2024-140 | 02 NEBRASKA | G02 29SP | 635398 REMSEN 3 345 635399 CHEROKEE 3 345 1 | 635219 GARD AVE 3 345 636017 LEHIGH GARX3 345 1 | 0.05819 | Yes
GEN-2024-140 | 02 NEBRASKA | G02 29SP | 601006 SPLT RK3 345 652864 SIOUXCY-LNX3 345 1 | 635368 OBRIEN 3 345 635400 HIGHLAND 3 345 1 | 0.05041 | Yes
GEN-2024-140 | 02 NEBRASKA | G02 29SP | 635368 OBRIEN 3 345 635400 HIGHLAND 3 345 1 | 636010 LEHIGH 3 345 636017 LEHIGH GARX3 345 Z | 0.05819 | Yes
GEN-2024-140 | 02 NEBRASKA | G02 29SP | 635399 CHEROKEE 3 345 635400 HIGHLAND 3 345 1 | 636010 LEHIGH 3 345 636017 LEHIGH GARX3 345 Z | 0.05819 | Yes
GEN-2024-140 | 02 NEBRASKA | G02 29SP | 635200 RAUN 3 345 635398 REMSEN 3 345 1 | 636010 LEHIGH 3 345 636017 LEHIGH GARX3 345 Z | 0.05819 | Yes
GEN-2024-140 | 02 NEBRASKA | G02 29SP | 635398 REMSEN 3 345 635399 CHEROKEE 3 345 1 | 636010 LEHIGH 3 345 636017 LEHIGH GARX3 345 Z | 0.05819 | Yes
GEN-2024-140 | 02 NEBRASKA | G02 29SP | 635200 RAUN 3 345 640226 HOSKINS3 345 1 | 640226 HOSKINS3 345 763982 G19-069TAP 345 1 | 0.33592 | Yes
GEN-2024-140 | 02 NEBRASKA | G02 29SP | 635200 RAUN 3 345 640226 HOSKINS3 345 1 | 640342 SHELCRK3 345 763982 G19-069TAP 345 1 | 0.33592 | Yes
GEN-2024-140 | 02 NEBRASKA | G02 29SP | 635200 RAUN 3 345 640226 HOSKINS3 345 1 | 640386 TWIN CH4 230 640560 WAKEFIELD 4 230 1 | 0.28233 | Yes
GEN-2024-140 | 02 NEBRASKA | G02 29SP | 635200 RAUN 3 345 645552 S3452 REACT3 345 1 | 645451 S3451 3 345 645551 S3451-RAUN 3 345 Z1 | 0.08491 | Yes
GEN-2024-140 | 02 NEBRASKA | G02 29SP | 635200 RAUN 3 345 762779 G18-043 TAP 345 1 | 645452 S3452 3 345 645552 S3452 REACT3 345 Z1 | 0.0841 | Yes
GEN-2024-140 | 02 NEBRASKA | G02 29SP | 635200 RAUN 3 345 645552 S3452 REACT3 345 1 | 645551 S3451-RAUN 3 345 762779 G18-043 TAP 345 1 | 0.08491 | Yes
GEN-2024-140 | 02 NEBRASKA | G02 29SP | 635200 RAUN 3 345 762779 G18-043 TAP 345 1 | 762779 G18-043 TAP 345 762780 GEN-2018-043 345 1 | 0.05917 | Yes
GEN-2024-140 | 02 NEBRASKA | G02 29SP | 635200 RAUN 3 345 640226 HOSKINS3 345 1 | Base Case | 0.25585 | Yes
GEN-2024-140 | 02 NEBRASKA | G02 29SP | 635200 RAUN 3 345 762779 G18-043 TAP 345 1 | Base Case | 0.05917 | Yes
GEN-2024-140 | 02 NEBRASKA | G02 29SP | 635200 RAUN 3 345 645552 S3452 REACT3 345 1 | Base Case | 0.06073 | Yes
GEN-2024-140 | 02 NEBRASKA | G02 29SP | 635200 RAUN 3 345 762779 G18-043 TAP 345 1 | GEN-2018-043_POI_762779_Generator_outage | 0.05917 | Yes
GEN-2024-140 | 02 NEBRASKA | G02 29SP | 635200 RAUN 3 345 645552 S3452 REACT3 345 1 | GEN645011 1 | 0.06073 | Yes
GEN-2024-140 | 02 NEBRASKA | G02 29SP | 635200 RAUN 3 345 762779 G18-043 TAP 345 1 | GEN645012 2 | 0.05917 | Yes
GEN-2024-140 | 02 NEBRASKA | G02 29SP | 635200 RAUN 3 345 645552 S3452 REACT3 345 1 | GEN645012 2 | 0.06073 | Yes
GEN-2024-140 | 02 NEBRASKA | G02 29SP | 635200 RAUN 3 345 762779 G18-043 TAP 345 1 | GEN645012 2_Dup1 | 0.05917 | Yes
GEN-2024-140 | 02 NEBRASKA | G02 29SP | 635200 RAUN 3 345 645552 S3452 REACT3 345 1 | GEN645012 2_Dup1 | 0.06073 | Yes
GEN-2024-162 | 02 NEBRASKA | G02 29SP | 601006 SPLT RK3 345 652536 WHITE-SRX3 345 1 | P11:17:XEL:ANS74G:4 | 0.059 | Yes
GEN-2024-162 | 02 NEBRASKA | G02 29SP | 601006 SPLT RK3 345 652864 SIOUXCY-LNX3 345 1 | P11:24:OTP:BIGSTN1G:1 | 0.10144 | Yes
GEN-2024-162 | 02 NEBRASKA | G02 29SP | 635368 OBRIEN 3 345 635400 HIGHLAND 3 345 1 | P11:26:XEL:SHERCO33G:3 | 0.0521 | Yes
GEN-2024-162 | 02 NEBRASKA | G02 29SP | 601006 SPLT RK3 345 652864 SIOUXCY-LNX3 345 1 | P11:26:XEL:SHERCO33G:3 | 0.10144 | Yes
GEN-2024-162 | 02 NEBRASKA | G02 29SP | 635399 CHEROKEE 3 345 635400 HIGHLAND 3 345 1 | P11:26:XEL:SHERCO33G:3 | 0.0521 | Yes
GEN-2024-162 | 02 NEBRASKA | G02 29SP | 635200 RAUN 3 345 635398 REMSEN 3 345 1 | P11:26:XEL:SHERCO33G:3 | 0.0521 | Yes
GEN-2024-162 | 02 NEBRASKA | G02 29SP | 635398 REMSEN 3 345 635399 CHEROKEE 3 345 1 | P11:26:XEL:SHERCO33G:3 | 0.0521 | Yes
GEN-2024-162 | 02 NEBRASKA | G02 29SP | 601006 SPLT RK3 345 652536 WHITE-SRX3 345 1 | P11:345:MEC:NEAL:4 | 0.059 | Yes
GEN-2024-162 | 02 NEBRASKA | G02 29SP | 635200 RAUN 3 345 762779 G18-043 TAP 345 1 | P11:345:MEC:WSEC:3 | 0.09753 | Yes
GEN-2024-162 | 02 NEBRASKA | G02 29SP | 635200 RAUN 3 345 645552 S3452 REACT3 345 1 | P11:345:MEC:WSEC:3 | 0.10076 | Yes
GEN-2024-162 | 02 NEBRASKA | G02 29SP | 635200 RAUN 3 345 762779 G18-043 TAP 345 1 | P11:345:MEC:WSEC:4 | 0.09753 | Yes
GEN-2024-162 | 02 NEBRASKA | G02 29SP | 635200 RAUN 3 345 645552 S3452 REACT3 345 1 | P11:345:MEC:WSEC:4 | 0.10076 | Yes
GEN-2024-162 | 02 NEBRASKA | G02 29SP | 635223 PLYMOUTH 5 161 652566 SIOUXCY5 161 1 | P12:161.0:UMZ:# N-1 #:: LINE SPENCER5-SIOUXCY5-1 :HV: | 0.08762 | Yes
GEN-2024-162 | 02 NEBRASKA | G02 29SP | 635223 PLYMOUTH 5 161 652566 SIOUXCY5 161 1 | P12:161:MEC:AIRPORT:LIBERTY:1 | 0.07375 | Yes
GEN-2024-162 | 02 NEBRASKA | G02 29SP | 635223 PLYMOUTH 5 161 652566 SIOUXCY5 161 1 | P12:161:MEC:KELLOGG:AIRPORT:1 | 0.07375 | Yes
GEN-2024-162 | 02 NEBRASKA | G02 29SP | 635223 PLYMOUTH 5 161 652566 SIOUXCY5 161 1 | P12:161:MEC:KELLOGG:LEEDS:1 | 0.05978 | Yes
GEN-2024-162 | 02 NEBRASKA | G02 29SP | 635223 PLYMOUTH 5 161 652566 SIOUXCY5 161 1 | P12:161:MEC:RAUN:INTERCHANGE:1 | 0.07599 | Yes
GEN-2024-162 | 02 NEBRASKA | G02 29SP | 635223 PLYMOUTH 5 161 652566 SIOUXCY5 161 1 | P12:161:MEC:RAUN:LIBERTY:1 | 0.07375 | Yes
GEN-2024-162 | 02 NEBRASKA | G02 29SP | 635223 PLYMOUTH 5 161 652566 SIOUXCY5 161 1 | P12:161:MEC-NIPCO:MORNINGSIDE:SALIX:1 | 0.07068 | Yes
GEN-2024-162 | 02 NEBRASKA | G02 29SP | 635223 PLYMOUTH 5 161 652566 SIOUXCY5 161 1 | P12:161:MEC-NIPCO:NEAL S:SALIX:1 | 0.07168 | Yes
GEN-2024-162 | 02 NEBRASKA | G02 29SP | 601006 SPLT RK3 345 652536 WHITE-SRX3 345 1 | P12:230.0:UMZ:# N-1 #:: LINE OWAN -MW4-JUDSON__-BE4-Z :HV: | 0.059 | Yes
GEN-2024-162 | 02 NEBRASKA | G02 29SP | 635223 PLYMOUTH 5 161 652566 SIOUXCY5 161 1 | P12:230.0:UMZ:# N-1 #:: LINE SIOUXCY2-EAGLE___-NI4-1 :HV: | 0.08575 | Yes
GEN-2024-162 | 02 NEBRASKA | G02 29SP | 635201 RAUN 5 161 635230 LIBERTY5 161 1 | P12:230.0:UMZ:# N-1 #:: LINE SIOUXCY2-SIOUXCY4-Z1 :HV: | 0.07469 | Yes
GEN-2024-162 | 02 NEBRASKA | G02 29SP | 635229 AIRPORT 5 161 635230 LIBERTY5 161 1 | P12:230.0:UMZ:# N-1 #:: LINE SIOUXCY2-SIOUXCY4-Z1 :HV: | 0.07469 | Yes
GEN-2024-162 | 02 NEBRASKA | G02 29SP | 635221 KELLOGG5 161 635229 AIRPORT 5 161 1 | P12:230.0:UMZ:# N-1 #:: LINE SIOUXCY2-SIOUXCY4-Z1 :HV: | 0.07469 | Yes
GEN-2024-162 | 02 NEBRASKA | G02 29SP | 635221 KELLOGG5 161 635226 LEEDS 5 161 1 | P12:230.0:UMZ:# N-1 #:: LINE SIOUXCY2-SIOUXCY4-Z1 :HV: | 0.12085 | Yes
GEN-2024-162 | 02 NEBRASKA | G02 29SP | 635223 PLYMOUTH 5 161 652566 SIOUXCY5 161 1 | P12:230.0:UMZ:# N-1 #:: LINE SIOUXCY4-DENISON 4-1 :HV: | 0.0863 | Yes
GEN-2024-162 | 02 NEBRASKA | G02 29SP | 635200 RAUN 3 345 652564 SIOUXCY3 345 1 | P12:230.0:UMZ:# N-1 #:: LINE TWIN CH4-SIOUXCY4-1 :HV: | 0.05665 | Yes
GEN-2024-162 | 02 NEBRASKA | G02 29SP | 635200 RAUN 3 345 640226 HOSKINS3 345 1 | P12:230.0:UMZ:# N-1 #:: LINE TWIN CH4-SIOUXCY4-1 :HV: | 0.25356 | Yes
GEN-2024-162 | 02 NEBRASKA | G02 29SP | 635201 RAUN 5 161 635230 LIBERTY5 161 1 | P12:345.0:UMZ:# N-1 #:: LINE RAUN 3-SIOUXCY3-1 :EHV: | 0.05268 | Yes
GEN-2024-162 | 02 NEBRASKA | G02 29SP | 635200 RAUN 3 345 635201 RAUN 5 161 2 | P12:345.0:UMZ:# N-1 #:: LINE RAUN 3-SIOUXCY3-1 :EHV: | 0.06125 | Yes
GEN-2024-162 | 02 NEBRASKA | G02 29SP | 635200 RAUN 3 345 996358 635-RAU AC 161 1 | P12:345.0:UMZ:# N-1 #:: LINE RAUN 3-SIOUXCY3-1 :EHV: | 0.0611 | Yes
GEN-2024-162 | 02 NEBRASKA | G02 29SP | 635201 RAUN 5 161 996358 635-RAU AC 161 1 | P12:345.0:UMZ:# N-1 #:: LINE RAUN 3-SIOUXCY3-1 :EHV: | 0.0611 | Yes
GEN-2024-162 | 02 NEBRASKA | G02 29SP | 635229 AIRPORT 5 161 635230 LIBERTY5 161 1 | P12:345.0:UMZ:# N-1 #:: LINE RAUN 3-SIOUXCY3-1 :EHV: | 0.05268 | Yes
GEN-2024-162 | 02 NEBRASKA | G02 29SP | 635221 KELLOGG5 161 635226 LEEDS 5 161 1 | P12:345.0:UMZ:# N-1 #:: LINE RAUN 3-SIOUXCY3-1 :EHV: | 0.08439 | Yes
GEN-2024-162 | 02 NEBRASKA | G02 29SP | 635221 KELLOGG5 161 635229 AIRPORT 5 161 1 | P12:345.0:UMZ:# N-1 #:: LINE RAUN 3-SIOUXCY3-1 :EHV: | 0.05268 | Yes
GEN-2024-162 | 02 NEBRASKA | G02 29SP | 635223 PLYMOUTH 5 161 635226 LEEDS 5 161 1 | P12:345.0:UMZ:# N-1 #:: LINE RAUN 3-SIOUXCY3-1 :EHV: | 0.08439 | Yes
GEN-2024-162 | 02 NEBRASKA | G02 29SP | 601006 SPLT RK3 345 652536 WHITE-SRX3 345 1 | P12:345.0:UMZ:# N-1 #:: LINE RAUN 3-SIOUXCY3-1 :EHV: | 0.07778 | Yes
GEN-2024-162 | 02 NEBRASKA | G02 29SP | 601006 SPLT RK3 345 601034 NOBLES 3 345 1 | P12:345.0:UMZ:# N-1 #:: LINE RAUN 3-SIOUXCY3-1 :EHV: | 0.06233 | Yes
GEN-2024-162 | 02 NEBRASKA | G02 29SP | 635223 PLYMOUTH 5 161 652566 SIOUXCY5 161 1 | P12:345.0:UMZ:# N-1 #:: LINE SIOUXCY3-SIOUXCY-LNX3-Z :EHV: | 0.08925 | Yes
GEN-2024-162 | 02 NEBRASKA | G02 29SP | 635223 PLYMOUTH 5 161 652566 SIOUXCY5 161 1 | P12:345.0:UMZ:# N-1 #:: LINE SPLT RK3-SIOUXCY-LNX3-1 :EHV: | 0.08925 | Yes
GEN-2024-162 | 02 NEBRASKA | G02 29SP | 635200 RAUN 3 345 652564 SIOUXCY3 345 1 | P12:345:MEC:CHEROKEE:HIGHLAND:1 | 0.23144 | Yes
GEN-2024-162 | 02 NEBRASKA | G02 29SP | 635219 GARD AVE 3 345 636017 LEHIGH GARX3 345 1 | P12:345:MEC:CHEROKEE:HIGHLAND:1 | 0.06056 | Yes
GEN-2024-162 | 02 NEBRASKA | G02 29SP | 636010 LEHIGH 3 345 636017 LEHIGH GARX3 345 Z | P12:345:MEC:CHEROKEE:HIGHLAND:1 | 0.06056 | Yes
GEN-2024-162 | 02 NEBRASKA | G02 29SP | 635206 IDA CO 3 345 635219 GARD AVE 3 345 1 | P12:345:MEC:CHEROKEE:HIGHLAND:1 | 0.06056 | Yes
GEN-2024-162 | 02 NEBRASKA | G02 29SP | 635206 IDA CO 3 345 635252 IDA CO W 3 345 1 | P12:345:MEC:CHEROKEE:HIGHLAND:1 | 0.06056 | Yes
GEN-2024-162 | 02 NEBRASKA | G02 29SP | 635200 RAUN 3 345 635252 IDA CO W 3 345 1 | P12:345:MEC:CHEROKEE:HIGHLAND:1 | 0.06056 | Yes
GEN-2024-162 | 02 NEBRASKA | G02 29SP | 635368 OBRIEN 3 345 635400 HIGHLAND 3 345 1 | P12:345:MEC:GARD AVE:LEHIGH:1REACTOR:EHV: | 0.06365 | Yes
GEN-2024-162 | 02 NEBRASKA | G02 29SP | 635200 RAUN 3 345 652564 SIOUXCY3 345 1 | P12:345:MEC:GARD AVE:LEHIGH:1REACTOR:EHV: | 0.23689 | Yes
GEN-2024-162 | 02 NEBRASKA | G02 29SP | 635399 CHEROKEE 3 345 635400 HIGHLAND 3 345 1 | P12:345:MEC:GARD AVE:LEHIGH:1REACTOR:EHV: | 0.06365 | Yes
GEN-2024-162 | 02 NEBRASKA | G02 29SP | 635200 RAUN 3 345 635398 REMSEN 3 345 1 | P12:345:MEC:GARD AVE:LEHIGH:1REACTOR:EHV: | 0.06365 | Yes
GEN-2024-162 | 02 NEBRASKA | G02 29SP | 635398 REMSEN 3 345 635399 CHEROKEE 3 345 1 | P12:345:MEC:GARD AVE:LEHIGH:1REACTOR:EHV: | 0.06365 | Yes
GEN-2024-162 | 02 NEBRASKA | G02 29SP | 635368 OBRIEN 3 345 635400 HIGHLAND 3 345 1 | P12:345:MEC:IDA CO:GARD AVE:1 | 0.06365 | Yes
GEN-2024-162 | 02 NEBRASKA | G02 29SP | 635399 CHEROKEE 3 345 635400 HIGHLAND 3 345 1 | P12:345:MEC:IDA CO:GARD AVE:1 | 0.06365 | Yes
GEN-2024-162 | 02 NEBRASKA | G02 29SP | 635200 RAUN 3 345 635398 REMSEN 3 345 1 | P12:345:MEC:IDA CO:GARD AVE:1 | 0.06365 | Yes
GEN-2024-162 | 02 NEBRASKA | G02 29SP | 635398 REMSEN 3 345 635399 CHEROKEE 3 345 1 | P12:345:MEC:IDA CO:GARD AVE:1 | 0.06365 | Yes
GEN-2024-162 | 02 NEBRASKA | G02 29SP | 635200 RAUN 3 345 652564 SIOUXCY3 345 1 | P12:345:MEC:OBRIEN:HIGHLAND:1REACTOR:EHV: | 0.23144 | Yes
GEN-2024-162 | 02 NEBRASKA | G02 29SP | 635219 GARD AVE 3 345 636017 LEHIGH GARX3 345 1 | P12:345:MEC:OBRIEN:HIGHLAND:1REACTOR:EHV: | 0.06056 | Yes
GEN-2024-162 | 02 NEBRASKA | G02 29SP | 636010 LEHIGH 3 345 636017 LEHIGH GARX3 345 Z | P12:345:MEC:OBRIEN:HIGHLAND:1REACTOR:EHV: | 0.06056 | Yes
GEN-2024-162 | 02 NEBRASKA | G02 29SP | 635206 IDA CO 3 345 635219 GARD AVE 3 345 1 | P12:345:MEC:OBRIEN:HIGHLAND:1REACTOR:EHV: | 0.06056 | Yes
GEN-2024-162 | 02 NEBRASKA | G02 29SP | 601006 SPLT RK3 345 652864 SIOUXCY-LNX3 345 1 | P12:345:MEC:OBRIEN:HIGHLAND:1REACTOR:EHV: | 0.1114 | Yes
GEN-2024-162 | 02 NEBRASKA | G02 29SP | 635206 IDA CO 3 345 635252 IDA CO W 3 345 1 | P12:345:MEC:OBRIEN:HIGHLAND:1REACTOR:EHV: | 0.06056 | Yes
GEN-2024-162 | 02 NEBRASKA | G02 29SP | 635200 RAUN 3 345 635252 IDA CO W 3 345 1 | P12:345:MEC:OBRIEN:HIGHLAND:1REACTOR:EHV: | 0.06056 | Yes
GEN-2024-162 | 02 NEBRASKA | G02 29SP | 631138 LAKEFLD3 345 635368 OBRIEN 3 345 1 | P12:345:MEC:PALO ALTO:KOSSUTH:1REACTOR:EHV: | 0.05001 | Yes
GEN-2024-162 | 02 NEBRASKA | G02 29SP | 635219 GARD AVE 3 345 636017 LEHIGH GARX3 345 1 | P12:345:MEC:PALO ALTO:KOSSUTH:1REACTOR:EHV: | 0.05477 | Yes
GEN-2024-162 | 02 NEBRASKA | G02 29SP | 636010 LEHIGH 3 345 636017 LEHIGH GARX3 345 Z | P12:345:MEC:PALO ALTO:KOSSUTH:1REACTOR:EHV: | 0.05477 | Yes
GEN-2024-162 | 02 NEBRASKA | G02 29SP | 635206 IDA CO 3 345 635219 GARD AVE 3 345 1 | P12:345:MEC:PALO ALTO:KOSSUTH:1REACTOR:EHV: | 0.05477 | Yes
GEN-2024-162 | 02 NEBRASKA | G02 29SP | 635206 IDA CO 3 345 635252 IDA CO W 3 345 1 | P12:345:MEC:PALO ALTO:KOSSUTH:1REACTOR:EHV: | 0.05477 | Yes
GEN-2024-162 | 02 NEBRASKA | G02 29SP | 635200 RAUN 3 345 635252 IDA CO W 3 345 1 | P12:345:MEC:PALO ALTO:KOSSUTH:1REACTOR:EHV: | 0.05477 | Yes
GEN-2024-162 | 02 NEBRASKA | G02 29SP | 601006 SPLT RK3 345 652864 SIOUXCY-LNX3 345 1 | P12:345:MEC-ITCM:OBRIEN:LAKEFIELD:1REACTOR:EHV: | 0.10695 | Yes
GEN-2024-162 | 02 NEBRASKA | G02 29SP | 635201 RAUN 5 161 635230 LIBERTY5 161 1 | P12:345:MEC-WAPA:RAUN:SIOUXCY:1 | 0.05268 | Yes
GEN-2024-162 | 02 NEBRASKA | G02 29SP | 635200 RAUN 3 345 635201 RAUN 5 161 2 | P12:345:MEC-WAPA:RAUN:SIOUXCY:1 | 0.06125 | Yes
GEN-2024-162 | 02 NEBRASKA | G02 29SP | 635200 RAUN 3 345 996358 635-RAU AC 161 1 | P12:345:MEC-WAPA:RAUN:SIOUXCY:1 | 0.0611 | Yes
GEN-2024-162 | 02 NEBRASKA | G02 29SP | 635201 RAUN 5 161 996358 635-RAU AC 161 1 | P12:345:MEC-WAPA:RAUN:SIOUXCY:1 | 0.0611 | Yes
GEN-2024-162 | 02 NEBRASKA | G02 29SP | 635229 AIRPORT 5 161 635230 LIBERTY5 161 1 | P12:345:MEC-WAPA:RAUN:SIOUXCY:1 | 0.05268 | Yes
GEN-2024-162 | 02 NEBRASKA | G02 29SP | 635221 KELLOGG5 161 635226 LEEDS 5 161 1 | P12:345:MEC-WAPA:RAUN:SIOUXCY:1 | 0.08439 | Yes
GEN-2024-162 | 02 NEBRASKA | G02 29SP | 635221 KELLOGG5 161 635229 AIRPORT 5 161 1 | P12:345:MEC-WAPA:RAUN:SIOUXCY:1 | 0.05268 | Yes
GEN-2024-162 | 02 NEBRASKA | G02 29SP | 635223 PLYMOUTH 5 161 635226 LEEDS 5 161 1 | P12:345:MEC-WAPA:RAUN:SIOUXCY:1 | 0.08439 | Yes
GEN-2024-162 | 02 NEBRASKA | G02 29SP | 601006 SPLT RK3 345 652536 WHITE-SRX3 345 1 | P12:345:MEC-WAPA:RAUN:SIOUXCY:1 | 0.07778 | Yes
GEN-2024-162 | 02 NEBRASKA | G02 29SP | 601006 SPLT RK3 345 601034 NOBLES 3 345 1 | P12:345:MEC-WAPA:RAUN:SIOUXCY:1 | 0.06233 | Yes
GEN-2024-162 | 02 NEBRASKA | G02 29SP | 635200 RAUN 3 345 645552 S3452 REACT3 345 1 | P12:345:OPPD-MEC:S3451-RAUN:::EHV: | 0.14061 | Yes
GEN-2024-162 | 02 NEBRASKA | G02 29SP | 601006 SPLT RK3 345 652536 WHITE-SRX3 345 1 | P12:345:XEL:LYONCO3:HAWKSNEST3:1 | 0.05941 | Yes
GEN-2024-162 | 02 NEBRASKA | G02 29SP | 635223 PLYMOUTH 5 161 652566 SIOUXCY5 161 1 | P12:345:XEL-WAPA:SPLTRK3:SIOUXCY-LNX3:1 | 0.08925 | Yes
GEN-2024-162 | 02 NEBRASKA | G02 29SP | 635223 PLYMOUTH 5 161 652566 SIOUXCY5 161 1 | P13:161-69.0:UMZ:# N-1 #:: 2WND SIOUXCY5-SIOUXCY8-1 :HV: | 0.08318 | Yes
GEN-2024-162 | 02 NEBRASKA | G02 29SP | 601006 SPLT RK3 345 652864 SIOUXCY-LNX3 345 1 | P13:230-24:OTP:BIGSTON4:BIGSTN1G:1 | 0.10144 | Yes
GEN-2024-162 | 02 NEBRASKA | G02 29SP | 635223 PLYMOUTH 5 161 652566 SIOUXCY5 161 1 | P13:345-161:MEC:RAUN:AC | 0.07565 | Yes
GEN-2024-162 | 02 NEBRASKA | G02 29SP | 635223 PLYMOUTH 5 161 652566 SIOUXCY5 161 1 | P13:345-161:MEC:RAUN:BD | 0.07564 | Yes
GEN-2024-162 | 02 NEBRASKA | G02 29SP | 635202 NEAL S CD 5 161 635212 NEAL S B 5 161 Z | P13:345-230.0:UMZ:# N-1 #:: 3WND SIOUXCY3-SIOUXCY2-SIOUXC29-1 652_ SC2 KU1B_:EHV: | 0.05525 | Yes
GEN-2024-162 | 02 NEBRASKA | G02 29SP | 635201 RAUN 5 161 635230 LIBERTY5 161 1 | P13:345-230.0:UMZ:# N-1 #:: 3WND SIOUXCY3-SIOUXCY2-SIOUXC29-1 652_ SC2 KU1B_:EHV: | 0.06684 | Yes
GEN-2024-162 | 02 NEBRASKA | G02 29SP | 635200 RAUN 3 345 635201 RAUN 5 161 2 | P13:345-230.0:UMZ:# N-1 #:: 3WND SIOUXCY3-SIOUXCY2-SIOUXC29-1 652_ SC2 KU1B_:EHV: | 0.07904 | Yes
GEN-2024-162 | 02 NEBRASKA | G02 29SP | 635200 RAUN 3 345 996358 635-RAU AC 161 1 | P13:345-230.0:UMZ:# N-1 #:: 3WND SIOUXCY3-SIOUXCY2-SIOUXC29-1 652_ SC2 KU1B_:EHV: | 0.07884 | Yes
GEN-2024-162 | 02 NEBRASKA | G02 29SP | 635201 RAUN 5 161 996358 635-RAU AC 161 1 | P13:345-230.0:UMZ:# N-1 #:: 3WND SIOUXCY3-SIOUXCY2-SIOUXC29-1 652_ SC2 KU1B_:EHV: | 0.07884 | Yes
GEN-2024-162 | 02 NEBRASKA | G02 29SP | 635229 AIRPORT 5 161 635230 LIBERTY5 161 1 | P13:345-230.0:UMZ:# N-1 #:: 3WND SIOUXCY3-SIOUXCY2-SIOUXC29-1 652_ SC2 KU1B_:EHV: | 0.06684 | Yes
GEN-2024-162 | 02 NEBRASKA | G02 29SP | 635212 NEAL S B 5 161 635235 SALIX 5 161 1 | P13:345-230.0:UMZ:# N-1 #:: 3WND SIOUXCY3-SIOUXCY2-SIOUXC29-1 652_ SC2 KU1B_:EHV: | 0.06221 | Yes
GEN-2024-162 | 02 NEBRASKA | G02 29SP | 635221 KELLOGG5 161 635229 AIRPORT 5 161 1 | P13:345-230.0:UMZ:# N-1 #:: 3WND SIOUXCY3-SIOUXCY2-SIOUXC29-1 652_ SC2 KU1B_:EHV: | 0.06684 | Yes
GEN-2024-162 | 02 NEBRASKA | G02 29SP | 635221 KELLOGG5 161 635226 LEEDS 5 161 1 | P13:345-230.0:UMZ:# N-1 #:: 3WND SIOUXCY3-SIOUXCY2-SIOUXC29-1 652_ SC2 KU1B_:EHV: | 0.10713 | Yes
GEN-2024-162 | 02 NEBRASKA | G02 29SP | 635225 MORNINGSIDE5 161 635235 SALIX 5 161 1 | P13:345-230.0:UMZ:# N-1 #:: 3WND SIOUXCY3-SIOUXCY2-SIOUXC29-1 652_ SC2 KU1B_:EHV: | 0.05427 | Yes
GEN-2024-162 | 02 NEBRASKA | G02 29SP | 635223 PLYMOUTH 5 161 635226 LEEDS 5 161 1 | P13:345-230.0:UMZ:# N-1 #:: 3WND SIOUXCY3-SIOUXCY2-SIOUXC29-1 652_ SC2 KU1B_:EHV: | 0.10713 | Yes
GEN-2024-162 | 02 NEBRASKA | G02 29SP | 635223 PLYMOUTH 5 161 635225 MORNINGSIDE5 161 1 | P13:345-230.0:UMZ:# N-1 #:: 3WND SIOUXCY3-SIOUXCY2-SIOUXC29-1 652_ SC2 KU1B_:EHV: | 0.05427 | Yes
GEN-2024-162 | 02 NEBRASKA | G02 29SP | 601006 SPLT RK3 345 652864 SIOUXCY-LNX3 345 1 | P14:345:ITCM-MEC:LAKEFLD-OBRIEN 50MVAR:MN-SS | 0.10695 | Yes
GEN-2024-162 | 02 NEBRASKA | G02 29SP | 635200 RAUN 3 345 645552 S3452 REACT3 345 1 | P22:345:OPPD:S3451-RAUN:::EHV: | 0.14061 | Yes
GEN-2024-162 | 02 NEBRASKA | G02 29SP | 635200 RAUN 3 345 762779 G18-043 TAP 345 1 | P22:345:OPPD:S3458 NEBCTY2G:LT::EHV: | 0.09753 | Yes
GEN-2024-162 | 02 NEBRASKA | G02 29SP | 635200 RAUN 3 345 645552 S3452 REACT3 345 1 | P22:345:OPPD:S3458 NEBCTY2G:LT::EHV: | 0.10076 | Yes
GEN-2024-162 | 02 NEBRASKA | G02 29SP | 601006 SPLT RK3 345 652864 SIOUXCY-LNX3 345 1 | P23:345:ITCM:LAKEFLD 885:MN::EHV: | 0.10583 | Yes
GEN-2024-162 | 02 NEBRASKA | G02 29SP | 635200 RAUN 3 345 762779 G18-043 TAP 345 1 | P23:345:MEC:CBEC:905::EHV: | 0.09751 | Yes
GEN-2024-162 | 02 NEBRASKA | G02 29SP | 635200 RAUN 3 345 645552 S3452 REACT3 345 1 | P23:345:MEC:CBEC:905::EHV: | 0.10074 | Yes
GEN-2024-162 | 02 NEBRASKA | G02 29SP | 635200 RAUN 3 345 762779 G18-043 TAP 345 1 | P23:345:MEC:CBEC:908::EHV: | 0.09752 | Yes
GEN-2024-162 | 02 NEBRASKA | G02 29SP | 635200 RAUN 3 345 645552 S3452 REACT3 345 1 | P23:345:MEC:CBEC:908::EHV: | 0.10075 | Yes
GEN-2024-162 | 02 NEBRASKA | G02 29SP | 635368 OBRIEN 3 345 635400 HIGHLAND 3 345 1 | P23:345:MEC:GARD AVE:901::EHV: | 0.06365 | Yes
GEN-2024-162 | 02 NEBRASKA | G02 29SP | 635399 CHEROKEE 3 345 635400 HIGHLAND 3 345 1 | P23:345:MEC:GARD AVE:901::EHV: | 0.06365 | Yes
GEN-2024-162 | 02 NEBRASKA | G02 29SP | 635200 RAUN 3 345 635398 REMSEN 3 345 1 | P23:345:MEC:GARD AVE:901::EHV: | 0.06365 | Yes
GEN-2024-162 | 02 NEBRASKA | G02 29SP | 635398 REMSEN 3 345 635399 CHEROKEE 3 345 1 | P23:345:MEC:GARD AVE:901::EHV: | 0.06365 | Yes
GEN-2024-162 | 02 NEBRASKA | G02 29SP | 635368 OBRIEN 3 345 635400 HIGHLAND 3 345 1 | P23:345:MEC:GARD AVE:903::EHV: | 0.06365 | Yes
GEN-2024-162 | 02 NEBRASKA | G02 29SP | 635399 CHEROKEE 3 345 635400 HIGHLAND 3 345 1 | P23:345:MEC:GARD AVE:903::EHV: | 0.06365 | Yes
GEN-2024-162 | 02 NEBRASKA | G02 29SP | 635200 RAUN 3 345 635398 REMSEN 3 345 1 | P23:345:MEC:GARD AVE:903::EHV: | 0.06365 | Yes
GEN-2024-162 | 02 NEBRASKA | G02 29SP | 635398 REMSEN 3 345 635399 CHEROKEE 3 345 1 | P23:345:MEC:GARD AVE:903::EHV: | 0.06365 | Yes
GEN-2024-162 | 02 NEBRASKA | G02 29SP | 635368 OBRIEN 3 345 635400 HIGHLAND 3 345 1 | P23:345:MEC:GARD AVE:904::EHV: | 0.06365 | Yes
GEN-2024-162 | 02 NEBRASKA | G02 29SP | 635399 CHEROKEE 3 345 635400 HIGHLAND 3 345 1 | P23:345:MEC:GARD AVE:904::EHV: | 0.06365 | Yes
GEN-2024-162 | 02 NEBRASKA | G02 29SP | 635200 RAUN 3 345 635398 REMSEN 3 345 1 | P23:345:MEC:GARD AVE:904::EHV: | 0.06365 | Yes
GEN-2024-162 | 02 NEBRASKA | G02 29SP | 635398 REMSEN 3 345 635399 CHEROKEE 3 345 1 | P23:345:MEC:GARD AVE:904::EHV: | 0.06365 | Yes
GEN-2024-162 | 02 NEBRASKA | G02 29SP | 635200 RAUN 3 345 652564 SIOUXCY3 345 1 | P23:345:MEC:HIGHLAND:901::EHV: | 0.23144 | Yes
GEN-2024-162 | 02 NEBRASKA | G02 29SP | 636010 LEHIGH 3 345 636017 LEHIGH GARX3 345 Z | P23:345:MEC:HIGHLAND:901::EHV: | 0.06056 | Yes
GEN-2024-162 | 02 NEBRASKA | G02 29SP | 635219 GARD AVE 3 345 636017 LEHIGH GARX3 345 1 | P23:345:MEC:HIGHLAND:901::EHV: | 0.06056 | Yes
GEN-2024-162 | 02 NEBRASKA | G02 29SP | 635206 IDA CO 3 345 635219 GARD AVE 3 345 1 | P23:345:MEC:HIGHLAND:901::EHV: | 0.06056 | Yes
GEN-2024-162 | 02 NEBRASKA | G02 29SP | 601006 SPLT RK3 345 652864 SIOUXCY-LNX3 345 1 | P23:345:MEC:HIGHLAND:901::EHV: | 0.1114 | Yes
GEN-2024-162 | 02 NEBRASKA | G02 29SP | 635206 IDA CO 3 345 635252 IDA CO W 3 345 1 | P23:345:MEC:HIGHLAND:901::EHV: | 0.06056 | Yes
GEN-2024-162 | 02 NEBRASKA | G02 29SP | 635200 RAUN 3 345 635252 IDA CO W 3 345 1 | P23:345:MEC:HIGHLAND:901::EHV: | 0.06056 | Yes
GEN-2024-162 | 02 NEBRASKA | G02 29SP | 635200 RAUN 3 345 652564 SIOUXCY3 345 1 | P23:345:MEC:HIGHLAND:902::EHV: | 0.23144 | Yes
GEN-2024-162 | 02 NEBRASKA | G02 29SP | 636010 LEHIGH 3 345 636017 LEHIGH GARX3 345 Z | P23:345:MEC:HIGHLAND:902::EHV: | 0.06056 | Yes
GEN-2024-162 | 02 NEBRASKA | G02 29SP | 635219 GARD AVE 3 345 636017 LEHIGH GARX3 345 1 | P23:345:MEC:HIGHLAND:902::EHV: | 0.06056 | Yes
GEN-2024-162 | 02 NEBRASKA | G02 29SP | 635206 IDA CO 3 345 635219 GARD AVE 3 345 1 | P23:345:MEC:HIGHLAND:902::EHV: | 0.06056 | Yes
GEN-2024-162 | 02 NEBRASKA | G02 29SP | 601006 SPLT RK3 345 652864 SIOUXCY-LNX3 345 1 | P23:345:MEC:HIGHLAND:902::EHV: | 0.1114 | Yes
GEN-2024-162 | 02 NEBRASKA | G02 29SP | 635206 IDA CO 3 345 635252 IDA CO W 3 345 1 | P23:345:MEC:HIGHLAND:902::EHV: | 0.06056 | Yes
GEN-2024-162 | 02 NEBRASKA | G02 29SP | 635200 RAUN 3 345 635252 IDA CO W 3 345 1 | P23:345:MEC:HIGHLAND:902::EHV: | 0.06056 | Yes
GEN-2024-162 | 02 NEBRASKA | G02 29SP | 635200 RAUN 3 345 652564 SIOUXCY3 345 1 | P23:345:MEC:HIGHLAND:903::EHV: | 0.23144 | Yes
GEN-2024-162 | 02 NEBRASKA | G02 29SP | 635219 GARD AVE 3 345 636017 LEHIGH GARX3 345 1 | P23:345:MEC:HIGHLAND:903::EHV: | 0.06056 | Yes
GEN-2024-162 | 02 NEBRASKA | G02 29SP | 636010 LEHIGH 3 345 636017 LEHIGH GARX3 345 Z | P23:345:MEC:HIGHLAND:903::EHV: | 0.06056 | Yes
GEN-2024-162 | 02 NEBRASKA | G02 29SP | 635206 IDA CO 3 345 635219 GARD AVE 3 345 1 | P23:345:MEC:HIGHLAND:903::EHV: | 0.06056 | Yes
GEN-2024-162 | 02 NEBRASKA | G02 29SP | 601006 SPLT RK3 345 652864 SIOUXCY-LNX3 345 1 | P23:345:MEC:HIGHLAND:903::EHV: | 0.1114 | Yes
GEN-2024-162 | 02 NEBRASKA | G02 29SP | 635206 IDA CO 3 345 635252 IDA CO W 3 345 1 | P23:345:MEC:HIGHLAND:903::EHV: | 0.06056 | Yes
GEN-2024-162 | 02 NEBRASKA | G02 29SP | 635200 RAUN 3 345 635252 IDA CO W 3 345 1 | P23:345:MEC:HIGHLAND:903::EHV: | 0.06056 | Yes
GEN-2024-162 | 02 NEBRASKA | G02 29SP | 635200 RAUN 3 345 652564 SIOUXCY3 345 1 | P23:345:MEC:HIGHLAND:908::EHV: | 0.23144 | Yes
GEN-2024-162 | 02 NEBRASKA | G02 29SP | 635219 GARD AVE 3 345 636017 LEHIGH GARX3 345 1 | P23:345:MEC:HIGHLAND:908::EHV: | 0.06056 | Yes
GEN-2024-162 | 02 NEBRASKA | G02 29SP | 636010 LEHIGH 3 345 636017 LEHIGH GARX3 345 Z | P23:345:MEC:HIGHLAND:908::EHV: | 0.06056 | Yes
GEN-2024-162 | 02 NEBRASKA | G02 29SP | 635206 IDA CO 3 345 635219 GARD AVE 3 345 1 | P23:345:MEC:HIGHLAND:908::EHV: | 0.06056 | Yes
GEN-2024-162 | 02 NEBRASKA | G02 29SP | 601006 SPLT RK3 345 652864 SIOUXCY-LNX3 345 1 | P23:345:MEC:HIGHLAND:908::EHV: | 0.1114 | Yes
GEN-2024-162 | 02 NEBRASKA | G02 29SP | 635206 IDA CO 3 345 635252 IDA CO W 3 345 1 | P23:345:MEC:HIGHLAND:908::EHV: | 0.06056 | Yes
GEN-2024-162 | 02 NEBRASKA | G02 29SP | 635200 RAUN 3 345 635252 IDA CO W 3 345 1 | P23:345:MEC:HIGHLAND:908::EHV: | 0.06056 | Yes
GEN-2024-162 | 02 NEBRASKA | G02 29SP | 635368 OBRIEN 3 345 635400 HIGHLAND 3 345 1 | P23:345:MEC:IDA CO:901::EHV: | 0.06365 | Yes
GEN-2024-162 | 02 NEBRASKA | G02 29SP | 635399 CHEROKEE 3 345 635400 HIGHLAND 3 345 1 | P23:345:MEC:IDA CO:901::EHV: | 0.06365 | Yes
GEN-2024-162 | 02 NEBRASKA | G02 29SP | 635398 REMSEN 3 345 635399 CHEROKEE 3 345 1 | P23:345:MEC:IDA CO:901::EHV: | 0.06365 | Yes
GEN-2024-162 | 02 NEBRASKA | G02 29SP | 635368 OBRIEN 3 345 635400 HIGHLAND 3 345 1 | P23:345:MEC:IDA CO:902::EHV: | 0.06365 | Yes
GEN-2024-162 | 02 NEBRASKA | G02 29SP | 635399 CHEROKEE 3 345 635400 HIGHLAND 3 345 1 | P23:345:MEC:IDA CO:902::EHV: | 0.06365 | Yes
GEN-2024-162 | 02 NEBRASKA | G02 29SP | 635398 REMSEN 3 345 635399 CHEROKEE 3 345 1 | P23:345:MEC:IDA CO:902::EHV: | 0.06365 | Yes
GEN-2024-162 | 02 NEBRASKA | G02 29SP | 635368 OBRIEN 3 345 635400 HIGHLAND 3 345 1 | P23:345:MEC:IDA CO:903::EHV: | 0.06365 | Yes
GEN-2024-162 | 02 NEBRASKA | G02 29SP | 635399 CHEROKEE 3 345 635400 HIGHLAND 3 345 1 | P23:345:MEC:IDA CO:903::EHV: | 0.06365 | Yes
GEN-2024-162 | 02 NEBRASKA | G02 29SP | 635398 REMSEN 3 345 635399 CHEROKEE 3 345 1 | P23:345:MEC:IDA CO:903::EHV: | 0.06365 | Yes
GEN-2024-162 | 02 NEBRASKA | G02 29SP | 631138 LAKEFLD3 345 635368 OBRIEN 3 345 1 | P23:345:MEC:KOSSUTH:901::EHV: | 0.05017 | Yes
GEN-2024-162 | 02 NEBRASKA | G02 29SP | 636010 LEHIGH 3 345 636017 LEHIGH GARX3 345 Z | P23:345:MEC:KOSSUTH:901::EHV: | 0.05457 | Yes
GEN-2024-162 | 02 NEBRASKA | G02 29SP | 635219 GARD AVE 3 345 636017 LEHIGH GARX3 345 1 | P23:345:MEC:KOSSUTH:901::EHV: | 0.05457 | Yes
GEN-2024-162 | 02 NEBRASKA | G02 29SP | 635206 IDA CO 3 345 635219 GARD AVE 3 345 1 | P23:345:MEC:KOSSUTH:901::EHV: | 0.05457 | Yes
GEN-2024-162 | 02 NEBRASKA | G02 29SP | 635206 IDA CO 3 345 635252 IDA CO W 3 345 1 | P23:345:MEC:KOSSUTH:901::EHV: | 0.05457 | Yes
GEN-2024-162 | 02 NEBRASKA | G02 29SP | 635200 RAUN 3 345 635252 IDA CO W 3 345 1 | P23:345:MEC:KOSSUTH:901::EHV: | 0.05457 | Yes
GEN-2024-162 | 02 NEBRASKA | G02 29SP | 631138 LAKEFLD3 345 635368 OBRIEN 3 345 1 | P23:345:MEC:KOSSUTH:902::EHV: | 0.05017 | Yes
GEN-2024-162 | 02 NEBRASKA | G02 29SP | 635219 GARD AVE 3 345 636017 LEHIGH GARX3 345 1 | P23:345:MEC:KOSSUTH:902::EHV: | 0.05457 | Yes
GEN-2024-162 | 02 NEBRASKA | G02 29SP | 636010 LEHIGH 3 345 636017 LEHIGH GARX3 345 Z | P23:345:MEC:KOSSUTH:902::EHV: | 0.05457 | Yes
GEN-2024-162 | 02 NEBRASKA | G02 29SP | 635206 IDA CO 3 345 635219 GARD AVE 3 345 1 | P23:345:MEC:KOSSUTH:902::EHV: | 0.05457 | Yes
GEN-2024-162 | 02 NEBRASKA | G02 29SP | 635206 IDA CO 3 345 635252 IDA CO W 3 345 1 | P23:345:MEC:KOSSUTH:902::EHV: | 0.05457 | Yes
GEN-2024-162 | 02 NEBRASKA | G02 29SP | 635200 RAUN 3 345 635252 IDA CO W 3 345 1 | P23:345:MEC:KOSSUTH:902::EHV: | 0.05457 | Yes
GEN-2024-162 | 02 NEBRASKA | G02 29SP | 631138 LAKEFLD3 345 635368 OBRIEN 3 345 1 | P23:345:MEC:KOSSUTH:904::EHV: | 0.05017 | Yes
GEN-2024-162 | 02 NEBRASKA | G02 29SP | 635219 GARD AVE 3 345 636017 LEHIGH GARX3 345 1 | P23:345:MEC:KOSSUTH:904::EHV: | 0.05457 | Yes
GEN-2024-162 | 02 NEBRASKA | G02 29SP | 636010 LEHIGH 3 345 636017 LEHIGH GARX3 345 Z | P23:345:MEC:KOSSUTH:904::EHV: | 0.05457 | Yes
GEN-2024-162 | 02 NEBRASKA | G02 29SP | 635206 IDA CO 3 345 635219 GARD AVE 3 345 1 | P23:345:MEC:KOSSUTH:904::EHV: | 0.05457 | Yes
GEN-2024-162 | 02 NEBRASKA | G02 29SP | 635206 IDA CO 3 345 635252 IDA CO W 3 345 1 | P23:345:MEC:KOSSUTH:904::EHV: | 0.05457 | Yes
GEN-2024-162 | 02 NEBRASKA | G02 29SP | 635200 RAUN 3 345 635252 IDA CO W 3 345 1 | P23:345:MEC:KOSSUTH:904::EHV: | 0.05457 | Yes
GEN-2024-162 | 02 NEBRASKA | G02 29SP | 635368 OBRIEN 3 345 635400 HIGHLAND 3 345 1 | P23:345:MEC:LEHIGH:350::EHV: | 0.06053 | Yes
GEN-2024-162 | 02 NEBRASKA | G02 29SP | 635200 RAUN 3 345 652564 SIOUXCY3 345 1 | P23:345:MEC:LEHIGH:350::EHV: | 0.23809 | Yes
GEN-2024-162 | 02 NEBRASKA | G02 29SP | 635399 CHEROKEE 3 345 635400 HIGHLAND 3 345 1 | P23:345:MEC:LEHIGH:350::EHV: | 0.06053 | Yes
GEN-2024-162 | 02 NEBRASKA | G02 29SP | 635200 RAUN 3 345 635398 REMSEN 3 345 1 | P23:345:MEC:LEHIGH:350::EHV: | 0.06053 | Yes
GEN-2024-162 | 02 NEBRASKA | G02 29SP | 635398 REMSEN 3 345 635399 CHEROKEE 3 345 1 | P23:345:MEC:LEHIGH:350::EHV: | 0.06053 | Yes
GEN-2024-162 | 02 NEBRASKA | G02 29SP | 635368 OBRIEN 3 345 635400 HIGHLAND 3 345 1 | P23:345:MEC:LEHIGH:360::EHV: | 0.06053 | Yes
GEN-2024-162 | 02 NEBRASKA | G02 29SP | 635200 RAUN 3 345 652564 SIOUXCY3 345 1 | P23:345:MEC:LEHIGH:360::EHV: | 0.23809 | Yes
GEN-2024-162 | 02 NEBRASKA | G02 29SP | 635399 CHEROKEE 3 345 635400 HIGHLAND 3 345 1 | P23:345:MEC:LEHIGH:360::EHV: | 0.06053 | Yes
GEN-2024-162 | 02 NEBRASKA | G02 29SP | 635200 RAUN 3 345 635398 REMSEN 3 345 1 | P23:345:MEC:LEHIGH:360::EHV: | 0.06053 | Yes
GEN-2024-162 | 02 NEBRASKA | G02 29SP | 635398 REMSEN 3 345 635399 CHEROKEE 3 345 1 | P23:345:MEC:LEHIGH:360::EHV: | 0.06053 | Yes
GEN-2024-162 | 02 NEBRASKA | G02 29SP | 635200 RAUN 3 345 762779 G18-043 TAP 345 1 | P23:345:MEC:LEHIGH:360::EHV: | 0.10719 | Yes
GEN-2024-162 | 02 NEBRASKA | G02 29SP | 635200 RAUN 3 345 645552 S3452 REACT3 345 1 | P23:345:MEC:LEHIGH:360::EHV: | 0.11058 | Yes
GEN-2024-162 | 02 NEBRASKA | G02 29SP | 635368 OBRIEN 3 345 635400 HIGHLAND 3 345 1 | P23:345:MEC:LEHIGH:390::EHV: | 0.06365 | Yes
GEN-2024-162 | 02 NEBRASKA | G02 29SP | 635200 RAUN 3 345 652564 SIOUXCY3 345 1 | P23:345:MEC:LEHIGH:390::EHV: | 0.23689 | Yes
GEN-2024-162 | 02 NEBRASKA | G02 29SP | 635399 CHEROKEE 3 345 635400 HIGHLAND 3 345 1 | P23:345:MEC:LEHIGH:390::EHV: | 0.06365 | Yes
GEN-2024-162 | 02 NEBRASKA | G02 29SP | 635200 RAUN 3 345 635398 REMSEN 3 345 1 | P23:345:MEC:LEHIGH:390::EHV: | 0.06365 | Yes
GEN-2024-162 | 02 NEBRASKA | G02 29SP | 635398 REMSEN 3 345 635399 CHEROKEE 3 345 1 | P23:345:MEC:LEHIGH:390::EHV: | 0.06365 | Yes
GEN-2024-162 | 02 NEBRASKA | G02 29SP | 635200 RAUN 3 345 652564 SIOUXCY3 345 1 | P23:345:MEC:OBRIEN:903::EHV: | 0.23115 | Yes
GEN-2024-162 | 02 NEBRASKA | G02 29SP | 636010 LEHIGH 3 345 636017 LEHIGH GARX3 345 Z | P23:345:MEC:OBRIEN:903::EHV: | 0.06028 | Yes
GEN-2024-162 | 02 NEBRASKA | G02 29SP | 635219 GARD AVE 3 345 636017 LEHIGH GARX3 345 1 | P23:345:MEC:OBRIEN:903::EHV: | 0.06028 | Yes
GEN-2024-162 | 02 NEBRASKA | G02 29SP | 601006 SPLT RK3 345 652864 SIOUXCY-LNX3 345 1 | P23:345:MEC:OBRIEN:903::EHV: | 0.11192 | Yes
GEN-2024-162 | 02 NEBRASKA | G02 29SP | 635206 IDA CO 3 345 635219 GARD AVE 3 345 1 | P23:345:MEC:OBRIEN:903::EHV: | 0.06028 | Yes
GEN-2024-162 | 02 NEBRASKA | G02 29SP | 635206 IDA CO 3 345 635252 IDA CO W 3 345 1 | P23:345:MEC:OBRIEN:903::EHV: | 0.06028 | Yes
GEN-2024-162 | 02 NEBRASKA | G02 29SP | 635200 RAUN 3 345 635252 IDA CO W 3 345 1 | P23:345:MEC:OBRIEN:903::EHV: | 0.06028 | Yes
GEN-2024-162 | 02 NEBRASKA | G02 29SP | 601006 SPLT RK3 345 652864 SIOUXCY-LNX3 345 1 | P23:345:MEC:OBRIEN:904::EHV: | 0.10695 | Yes
GEN-2024-162 | 02 NEBRASKA | G02 29SP | 635200 RAUN 3 345 652564 SIOUXCY3 345 1 | P23:345:MEC:OBRIEN:906::EHV: | 0.23222 | Yes
GEN-2024-162 | 02 NEBRASKA | G02 29SP | 636010 LEHIGH 3 345 636017 LEHIGH GARX3 345 Z | P23:345:MEC:OBRIEN:906::EHV: | 0.0613 | Yes
GEN-2024-162 | 02 NEBRASKA | G02 29SP | 635219 GARD AVE 3 345 636017 LEHIGH GARX3 345 1 | P23:345:MEC:OBRIEN:906::EHV: | 0.0613 | Yes
GEN-2024-162 | 02 NEBRASKA | G02 29SP | 601006 SPLT RK3 345 652864 SIOUXCY-LNX3 345 1 | P23:345:MEC:OBRIEN:906::EHV: | 0.11079 | Yes
GEN-2024-162 | 02 NEBRASKA | G02 29SP | 635206 IDA CO 3 345 635219 GARD AVE 3 345 1 | P23:345:MEC:OBRIEN:906::EHV: | 0.0613 | Yes
GEN-2024-162 | 02 NEBRASKA | G02 29SP | 635206 IDA CO 3 345 635252 IDA CO W 3 345 1 | P23:345:MEC:OBRIEN:906::EHV: | 0.0613 | Yes
GEN-2024-162 | 02 NEBRASKA | G02 29SP | 635200 RAUN 3 345 635252 IDA CO W 3 345 1 | P23:345:MEC:OBRIEN:906::EHV: | 0.0613 | Yes
GEN-2024-162 | 02 NEBRASKA | G02 29SP | 631138 LAKEFLD3 345 635368 OBRIEN 3 345 1 | P23:345:MEC:PALO ALTO:903::EHV: | 0.05001 | Yes
GEN-2024-162 | 02 NEBRASKA | G02 29SP | 636010 LEHIGH 3 345 636017 LEHIGH GARX3 345 Z | P23:345:MEC:PALO ALTO:903::EHV: | 0.05477 | Yes
GEN-2024-162 | 02 NEBRASKA | G02 29SP | 635219 GARD AVE 3 345 636017 LEHIGH GARX3 345 1 | P23:345:MEC:PALO ALTO:903::EHV: | 0.05477 | Yes
GEN-2024-162 | 02 NEBRASKA | G02 29SP | 635206 IDA CO 3 345 635219 GARD AVE 3 345 1 | P23:345:MEC:PALO ALTO:903::EHV: | 0.05477 | Yes
GEN-2024-162 | 02 NEBRASKA | G02 29SP | 635206 IDA CO 3 345 635252 IDA CO W 3 345 1 | P23:345:MEC:PALO ALTO:903::EHV: | 0.05477 | Yes
GEN-2024-162 | 02 NEBRASKA | G02 29SP | 635200 RAUN 3 345 635252 IDA CO W 3 345 1 | P23:345:MEC:PALO ALTO:903::EHV: | 0.05477 | Yes
GEN-2024-162 | 02 NEBRASKA | G02 29SP | 635200 RAUN 3 345 652564 SIOUXCY3 345 1 | P23:345:MEC:RAUN:150::EHV: | 0.21252 | Yes
GEN-2024-162 | 02 NEBRASKA | G02 29SP | 601006 SPLT RK3 345 652864 SIOUXCY-LNX3 345 1 | P23:345:MEC:RAUN:150::EHV: | 0.12048 | Yes
GEN-2024-162 | 02 NEBRASKA | G02 29SP | 635200 RAUN 3 345 645552 S3452 REACT3 345 1 | P23:345:MEC:RAUN:150::EHV: | 0.11829 | Yes
GEN-2024-162 | 02 NEBRASKA | G02 29SP | 635200 RAUN 3 345 645552 S3452 REACT3 345 1 | P23:345:OPPD:S3451-RAUN:::EHV: | 0.14061 | Yes
GEN-2024-162 | 02 NEBRASKA | G02 29SP | 635200 RAUN 3 345 645552 S3452 REACT3 345 1 | P23:345:OPPD:S3458 NEBCTY1G:LT::EHV: | 0.10076 | Yes
GEN-2024-162 | 02 NEBRASKA | G02 29SP | 635200 RAUN 3 345 762779 G18-043 TAP 345 1 | P23:345:OPPD:S3458 NEBCTY2G:LT::EHV: | 0.09753 | Yes
GEN-2024-162 | 02 NEBRASKA | G02 29SP | 635200 RAUN 3 345 645552 S3452 REACT3 345 1 | P23:345:OPPD:S3458 NEBCTY2G:LT::EHV: | 0.10076 | Yes
GEN-2024-162 | 02 NEBRASKA | G02 29SP | 635223 PLYMOUTH 5 161 652566 SIOUXCY5 161 1 | P23:345:XEL:396 BKR SPK:::EHV: | 0.08921 | Yes
GEN-2024-162 | 02 NEBRASKA | G02 29SP | 601006 SPLT RK3 345 652536 WHITE-SRX3 345 1 | P23:345:XEL:8N60 LYC:::EHV: | 0.0574 | Yes
GEN-2024-162 | 02 NEBRASKA | G02 29SP | 601006 SPLT RK3 345 652536 WHITE-SRX3 345 1 | P23:345:XEL:8N63 LYC:::EHV: | 0.05916 | Yes
GEN-2024-162 | 02 NEBRASKA | G02 29SP | 601006 SPLT RK3 345 652536 WHITE-SRX3 345 1 | P23:345:XEL:HAWKSNEST3:8N82::EHV: | 0.05941 | Yes
GEN-2024-162 | 02 NEBRASKA | G02 29SP | 601006 SPLT RK3 345 652536 WHITE-SRX3 345 1 | P23:345:XEL:LYONCO3:8N60::EHV: | 0.05739 | Yes
GEN-2024-162 | 02 NEBRASKA | G02 29SP | 601006 SPLT RK3 345 652536 WHITE-SRX3 345 1 | P23:345:XEL:LYONCO3:8N63::EHV: | 0.05916 | Yes
GEN-2024-162 | 02 NEBRASKA | G02 29SP | 635368 OBRIEN 3 345 635400 HIGHLAND 3 345 1 | P55:345:MEC:GARD AVE | 0.06365 | Yes
GEN-2024-162 | 02 NEBRASKA | G02 29SP | 635399 CHEROKEE 3 345 635400 HIGHLAND 3 345 1 | P55:345:MEC:GARD AVE | 0.06365 | Yes
GEN-2024-162 | 02 NEBRASKA | G02 29SP | 635200 RAUN 3 345 635398 REMSEN 3 345 1 | P55:345:MEC:GARD AVE | 0.06365 | Yes
GEN-2024-162 | 02 NEBRASKA | G02 29SP | 635398 REMSEN 3 345 635399 CHEROKEE 3 345 1 | P55:345:MEC:GARD AVE | 0.06365 | Yes
GEN-2024-162 | 02 NEBRASKA | G02 29SP | 635200 RAUN 3 345 652564 SIOUXCY3 345 1 | P55:345:MEC:HIGHLAND | 0.23144 | Yes
GEN-2024-162 | 02 NEBRASKA | G02 29SP | 635219 GARD AVE 3 345 636017 LEHIGH GARX3 345 1 | P55:345:MEC:HIGHLAND | 0.06056 | Yes
GEN-2024-162 | 02 NEBRASKA | G02 29SP | 636010 LEHIGH 3 345 636017 LEHIGH GARX3 345 Z | P55:345:MEC:HIGHLAND | 0.06056 | Yes
GEN-2024-162 | 02 NEBRASKA | G02 29SP | 635206 IDA CO 3 345 635219 GARD AVE 3 345 1 | P55:345:MEC:HIGHLAND | 0.06056 | Yes
GEN-2024-162 | 02 NEBRASKA | G02 29SP | 601006 SPLT RK3 345 652864 SIOUXCY-LNX3 345 1 | P55:345:MEC:HIGHLAND | 0.1114 | Yes
GEN-2024-162 | 02 NEBRASKA | G02 29SP | 635206 IDA CO 3 345 635252 IDA CO W 3 345 1 | P55:345:MEC:HIGHLAND | 0.06056 | Yes
GEN-2024-162 | 02 NEBRASKA | G02 29SP | 635200 RAUN 3 345 635252 IDA CO W 3 345 1 | P55:345:MEC:HIGHLAND | 0.06056 | Yes
GEN-2024-162 | 02 NEBRASKA | G02 29SP | 635368 OBRIEN 3 345 635400 HIGHLAND 3 345 1 | P55:345:MEC:IDA COUNTY | 0.06365 | Yes
GEN-2024-162 | 02 NEBRASKA | G02 29SP | 635399 CHEROKEE 3 345 635400 HIGHLAND 3 345 1 | P55:345:MEC:IDA COUNTY | 0.06365 | Yes
GEN-2024-162 | 02 NEBRASKA | G02 29SP | 635398 REMSEN 3 345 635399 CHEROKEE 3 345 1 | P55:345:MEC:IDA COUNTY | 0.06365 | Yes
GEN-2024-162 | 02 NEBRASKA | G02 29SP | 631138 LAKEFLD3 345 635368 OBRIEN 3 345 1 | P55:345:MEC:KOSSUTH | 0.05017 | Yes
GEN-2024-162 | 02 NEBRASKA | G02 29SP | 635219 GARD AVE 3 345 636017 LEHIGH GARX3 345 1 | P55:345:MEC:KOSSUTH | 0.05457 | Yes
GEN-2024-162 | 02 NEBRASKA | G02 29SP | 636010 LEHIGH 3 345 636017 LEHIGH GARX3 345 Z | P55:345:MEC:KOSSUTH | 0.05457 | Yes
GEN-2024-162 | 02 NEBRASKA | G02 29SP | 635206 IDA CO 3 345 635219 GARD AVE 3 345 1 | P55:345:MEC:KOSSUTH | 0.05457 | Yes
GEN-2024-162 | 02 NEBRASKA | G02 29SP | 635206 IDA CO 3 345 635252 IDA CO W 3 345 1 | P55:345:MEC:KOSSUTH | 0.05457 | Yes
GEN-2024-162 | 02 NEBRASKA | G02 29SP | 635200 RAUN 3 345 635252 IDA CO W 3 345 1 | P55:345:MEC:KOSSUTH | 0.05457 | Yes
GEN-2024-162 | 02 NEBRASKA | G02 29SP | 635368 OBRIEN 3 345 635400 HIGHLAND 3 345 1 | P55:345:MEC:LEHIGH | 0.06053 | Yes
GEN-2024-162 | 02 NEBRASKA | G02 29SP | 635200 RAUN 3 345 652564 SIOUXCY3 345 1 | P55:345:MEC:LEHIGH | 0.23809 | Yes
GEN-2024-162 | 02 NEBRASKA | G02 29SP | 635399 CHEROKEE 3 345 635400 HIGHLAND 3 345 1 | P55:345:MEC:LEHIGH | 0.06053 | Yes
GEN-2024-162 | 02 NEBRASKA | G02 29SP | 635200 RAUN 3 345 635398 REMSEN 3 345 1 | P55:345:MEC:LEHIGH | 0.06053 | Yes
GEN-2024-162 | 02 NEBRASKA | G02 29SP | 635398 REMSEN 3 345 635399 CHEROKEE 3 345 1 | P55:345:MEC:LEHIGH | 0.06053 | Yes
GEN-2024-162 | 02 NEBRASKA | G02 29SP | 635200 RAUN 3 345 645552 S3452 REACT3 345 1 | P55:345:MEC:LEHIGH | 0.11058 | Yes
GEN-2024-162 | 02 NEBRASKA | G02 29SP | 631138 LAKEFLD3 345 635368 OBRIEN 3 345 1 | P55:345:MEC:PALO ALTO | 0.05001 | Yes
GEN-2024-162 | 02 NEBRASKA | G02 29SP | 636010 LEHIGH 3 345 636017 LEHIGH GARX3 345 Z | P55:345:MEC:RACCOON TRAIL | 0.05039 | Yes
GEN-2024-162 | 02 NEBRASKA | G02 29SP | 635219 GARD AVE 3 345 636017 LEHIGH GARX3 345 1 | P55:345:MEC:RACCOON TRAIL | 0.05039 | Yes
GEN-2024-162 | 02 NEBRASKA | G02 29SP | 635206 IDA CO 3 345 635219 GARD AVE 3 345 1 | P55:345:MEC:RACCOON TRAIL | 0.05039 | Yes
GEN-2024-162 | 02 NEBRASKA | G02 29SP | 635206 IDA CO 3 345 635252 IDA CO W 3 345 1 | P55:345:MEC:RACCOON TRAIL | 0.05039 | Yes
GEN-2024-162 | 02 NEBRASKA | G02 29SP | 635200 RAUN 3 345 635252 IDA CO W 3 345 1 | P55:345:MEC:RACCOON TRAIL | 0.05039 | Yes
GEN-2024-162 | 02 NEBRASKA | G02 29SP | 635223 PLYMOUTH 5 161 652566 SIOUXCY5 161 1 | P55:345:OPPD:S3458 3::FN13:EHV: | 0.07724 | Yes
GEN-2024-162 | 02 NEBRASKA | G02 29SP | 635200 RAUN 3 345 762779 G18-043 TAP 345 1 | P55:345:OPPD:S3458 3::FN13:EHV: | 0.08187 | Yes
GEN-2024-162 | 02 NEBRASKA | G02 29SP | 635000 CBLUFFS3 345 645456 S3456 3 345 1 | P55:345:OPPD:S3458 3::FN13:EHV: | 0.05522 | Yes
GEN-2024-162 | 02 NEBRASKA | G02 29SP | 635200 RAUN 3 345 645552 S3452 REACT3 345 1 | P55:345:OPPD:S3458 3::FN13:EHV: | 0.08454 | Yes
GEN-2024-162 | 02 NEBRASKA | G02 29SP | 601006 SPLT RK3 345 652536 WHITE-SRX3 345 1 | P55:345:OPPD:S3458 3::FN13:EHV: | 0.06237 | Yes
GEN-2024-162 | 02 NEBRASKA | G02 29SP | 635223 PLYMOUTH 5 161 652566 SIOUXCY5 161 1 | P55:345:OPPD:S3740 3::FN13:EHV: | 0.07864 | Yes
GEN-2024-162 | 02 NEBRASKA | G02 29SP | 635200 RAUN 3 345 762779 G18-043 TAP 345 1 | P55:345:OPPD:S3740 3::FN13:EHV: | 0.093 | Yes
GEN-2024-162 | 02 NEBRASKA | G02 29SP | 635200 RAUN 3 345 645552 S3452 REACT3 345 1 | P55:345:OPPD:S3740 3::FN13:EHV: | 0.09604 | Yes
GEN-2024-162 | 02 NEBRASKA | G02 29SP | 601006 SPLT RK3 345 652536 WHITE-SRX3 345 1 | P55:345:OPPD:S3740 3::FN13:EHV: | 0.05969 | Yes
GEN-2024-162 | 02 NEBRASKA | G02 29SP | 601006 SPLT RK3 345 652536 WHITE-SRX3 345 1 | P55:345:XEL:HNL1 | 0.05941 | Yes
GEN-2024-162 | 02 NEBRASKA | G02 29SP | 635368 OBRIEN 3 345 635400 HIGHLAND 3 345 1 | P55:345:XEL:PRI1 | 0.05209 | Yes
GEN-2024-162 | 02 NEBRASKA | G02 29SP | 601006 SPLT RK3 345 652864 SIOUXCY-LNX3 345 1 | P55:345:XEL:PRI1 | 0.10145 | Yes
GEN-2024-162 | 02 NEBRASKA | G02 29SP | 635399 CHEROKEE 3 345 635400 HIGHLAND 3 345 1 | P55:345:XEL:PRI1 | 0.05209 | Yes
GEN-2024-162 | 02 NEBRASKA | G02 29SP | 635200 RAUN 3 345 635398 REMSEN 3 345 1 | P55:345:XEL:PRI1 | 0.05209 | Yes
GEN-2024-162 | 02 NEBRASKA | G02 29SP | 635398 REMSEN 3 345 635399 CHEROKEE 3 345 1 | P55:345:XEL:PRI1 | 0.05209 | Yes
GEN-2024-162 | 02 NEBRASKA | G02 29SP | 601006 SPLT RK3 345 652536 WHITE-SRX3 345 1 | 601031 BRKNGCO3 345 601077 HAWKSNEST 3 345 1 | 0.05941 | Yes
GEN-2024-162 | 02 NEBRASKA | G02 29SP | 601006 SPLT RK3 345 652536 WHITE-SRX3 345 1 | 601048 LYON CO 3 345 601087 STEEP BK LK3 345 2 | 0.05941 | Yes
GEN-2024-162 | 02 NEBRASKA | G02 29SP | 601006 SPLT RK3 345 652864 SIOUXCY-LNX3 345 1 | 631138 LAKEFLD3 345 635368 OBRIEN 3 345 1 | 0.10695 | Yes
GEN-2024-162 | 02 NEBRASKA | G02 29SP | 635200 RAUN 3 345 762779 G18-043 TAP 345 1 | 635200 RAUN 3 345 645552 S3452 REACT3 345 1 | 0.13889 | Yes
GEN-2024-162 | 02 NEBRASKA | G02 29SP | 635223 PLYMOUTH 5 161 652566 SIOUXCY5 161 1 | 635202 NEAL S CD 5 161 635212 NEAL S B 5 161 Z | 0.07673 | Yes
GEN-2024-162 | 02 NEBRASKA | G02 29SP | 635368 OBRIEN 3 345 635400 HIGHLAND 3 345 1 | 635219 GARD AVE 3 345 636017 LEHIGH GARX3 345 1 | 0.06365 | Yes
GEN-2024-162 | 02 NEBRASKA | G02 29SP | 635200 RAUN 3 345 652564 SIOUXCY3 345 1 | 635219 GARD AVE 3 345 636017 LEHIGH GARX3 345 1 | 0.23689 | Yes
GEN-2024-162 | 02 NEBRASKA | G02 29SP | 635399 CHEROKEE 3 345 635400 HIGHLAND 3 345 1 | 635219 GARD AVE 3 345 636017 LEHIGH GARX3 345 1 | 0.06365 | Yes
GEN-2024-162 | 02 NEBRASKA | G02 29SP | 635200 RAUN 3 345 635398 REMSEN 3 345 1 | 635219 GARD AVE 3 345 636017 LEHIGH GARX3 345 1 | 0.06365 | Yes
GEN-2024-162 | 02 NEBRASKA | G02 29SP | 635398 REMSEN 3 345 635399 CHEROKEE 3 345 1 | 635219 GARD AVE 3 345 636017 LEHIGH GARX3 345 1 | 0.06365 | Yes
GEN-2024-162 | 02 NEBRASKA | G02 29SP | 635200 RAUN 3 345 652564 SIOUXCY3 345 1 | 635368 OBRIEN 3 345 635400 HIGHLAND 3 345 1 | 0.23144 | Yes
GEN-2024-162 | 02 NEBRASKA | G02 29SP | 636010 LEHIGH 3 345 636017 LEHIGH GARX3 345 Z | 635368 OBRIEN 3 345 635400 HIGHLAND 3 345 1 | 0.06056 | Yes
GEN-2024-162 | 02 NEBRASKA | G02 29SP | 635219 GARD AVE 3 345 636017 LEHIGH GARX3 345 1 | 635368 OBRIEN 3 345 635400 HIGHLAND 3 345 1 | 0.06056 | Yes
GEN-2024-162 | 02 NEBRASKA | G02 29SP | 635206 IDA CO 3 345 635219 GARD AVE 3 345 1 | 635368 OBRIEN 3 345 635400 HIGHLAND 3 345 1 | 0.06056 | Yes
GEN-2024-162 | 02 NEBRASKA | G02 29SP | 601006 SPLT RK3 345 652864 SIOUXCY-LNX3 345 1 | 635368 OBRIEN 3 345 635400 HIGHLAND 3 345 1 | 0.1114 | Yes
GEN-2024-162 | 02 NEBRASKA | G02 29SP | 635206 IDA CO 3 345 635252 IDA CO W 3 345 1 | 635368 OBRIEN 3 345 635400 HIGHLAND 3 345 1 | 0.06056 | Yes
GEN-2024-162 | 02 NEBRASKA | G02 29SP | 635200 RAUN 3 345 635252 IDA CO W 3 345 1 | 635368 OBRIEN 3 345 635400 HIGHLAND 3 345 1 | 0.06056 | Yes
GEN-2024-162 | 02 NEBRASKA | G02 29SP | 631138 LAKEFLD3 345 635368 OBRIEN 3 345 1 | 635369 KOSSUTH 3 345 635425 PALO ALTO 3 345 1 | 0.05001 | Yes
GEN-2024-162 | 02 NEBRASKA | G02 29SP | 635219 GARD AVE 3 345 636017 LEHIGH GARX3 345 1 | 635369 KOSSUTH 3 345 635425 PALO ALTO 3 345 1 | 0.05477 | Yes
GEN-2024-162 | 02 NEBRASKA | G02 29SP | 636010 LEHIGH 3 345 636017 LEHIGH GARX3 345 Z | 635369 KOSSUTH 3 345 635425 PALO ALTO 3 345 1 | 0.05477 | Yes
GEN-2024-162 | 02 NEBRASKA | G02 29SP | 635206 IDA CO 3 345 635219 GARD AVE 3 345 1 | 635369 KOSSUTH 3 345 635425 PALO ALTO 3 345 1 | 0.05477 | Yes
GEN-2024-162 | 02 NEBRASKA | G02 29SP | 635206 IDA CO 3 345 635252 IDA CO W 3 345 1 | 635369 KOSSUTH 3 345 635425 PALO ALTO 3 345 1 | 0.05477 | Yes
GEN-2024-162 | 02 NEBRASKA | G02 29SP | 635200 RAUN 3 345 635252 IDA CO W 3 345 1 | 635369 KOSSUTH 3 345 635425 PALO ALTO 3 345 1 | 0.05477 | Yes
GEN-2024-162 | 02 NEBRASKA | G02 29SP | 631138 LAKEFLD3 345 635368 OBRIEN 3 345 1 | 635419 TRUMBULL LK3 345 635425 PALO ALTO 3 345 1 | 0.05001 | Yes
GEN-2024-162 | 02 NEBRASKA | G02 29SP | 636010 LEHIGH 3 345 636017 LEHIGH GARX3 345 Z | 635580 ARBOR HILL 3 345 635623 BADGER CRK 3 345 1 | 0.05126 | Yes
GEN-2024-162 | 02 NEBRASKA | G02 29SP | 635219 GARD AVE 3 345 636017 LEHIGH GARX3 345 1 | 635580 ARBOR HILL 3 345 635623 BADGER CRK 3 345 1 | 0.05126 | Yes
GEN-2024-162 | 02 NEBRASKA | G02 29SP | 635206 IDA CO 3 345 635219 GARD AVE 3 345 1 | 635580 ARBOR HILL 3 345 635623 BADGER CRK 3 345 1 | 0.05126 | Yes
GEN-2024-162 | 02 NEBRASKA | G02 29SP | 635206 IDA CO 3 345 635252 IDA CO W 3 345 1 | 635580 ARBOR HILL 3 345 635623 BADGER CRK 3 345 1 | 0.05126 | Yes
GEN-2024-162 | 02 NEBRASKA | G02 29SP | 635368 OBRIEN 3 345 635400 HIGHLAND 3 345 1 | 636010 LEHIGH 3 345 636017 LEHIGH GARX3 345 Z | 0.06365 | Yes
GEN-2024-162 | 02 NEBRASKA | G02 29SP | 635200 RAUN 3 345 652564 SIOUXCY3 345 1 | 636010 LEHIGH 3 345 636017 LEHIGH GARX3 345 Z | 0.23689 | Yes
GEN-2024-162 | 02 NEBRASKA | G02 29SP | 635399 CHEROKEE 3 345 635400 HIGHLAND 3 345 1 | 636010 LEHIGH 3 345 636017 LEHIGH GARX3 345 Z | 0.06365 | Yes
GEN-2024-162 | 02 NEBRASKA | G02 29SP | 635200 RAUN 3 345 635398 REMSEN 3 345 1 | 636010 LEHIGH 3 345 636017 LEHIGH GARX3 345 Z | 0.06365 | Yes
GEN-2024-162 | 02 NEBRASKA | G02 29SP | 635398 REMSEN 3 345 635399 CHEROKEE 3 345 1 | 636010 LEHIGH 3 345 636017 LEHIGH GARX3 345 Z | 0.06365 | Yes
GEN-2024-162 | 02 NEBRASKA | G02 29SP | 635200 RAUN 3 345 640226 HOSKINS3 345 1 | 640226 HOSKINS3 345 763982 G19-069TAP 345 1 | 0.06501 | Yes
GEN-2024-162 | 02 NEBRASKA | G02 29SP | 635200 RAUN 3 345 640226 HOSKINS3 345 1 | 640342 SHELCRK3 345 763982 G19-069TAP 345 1 | 0.06501 | Yes
GEN-2024-162 | 02 NEBRASKA | G02 29SP | 635200 RAUN 3 345 640226 HOSKINS3 345 1 | 640386 TWIN CH4 230 640560 WAKEFIELD 4 230 1 | 0.08344 | Yes
GEN-2024-162 | 02 NEBRASKA | G02 29SP | 635200 RAUN 3 345 645552 S3452 REACT3 345 1 | 645451 S3451 3 345 645551 S3451-RAUN 3 345 Z1 | 0.14061 | Yes
GEN-2024-162 | 02 NEBRASKA | G02 29SP | 635200 RAUN 3 345 762779 G18-043 TAP 345 1 | 645452 S3452 3 345 645552 S3452 REACT3 345 Z1 | 0.13889 | Yes
GEN-2024-162 | 02 NEBRASKA | G02 29SP | 635200 RAUN 3 345 645552 S3452 REACT3 345 1 | 645551 S3451-RAUN 3 345 762779 G18-043 TAP 345 1 | 0.14061 | Yes
GEN-2024-162 | 02 NEBRASKA | G02 29SP | 635200 RAUN 3 345 762779 G18-043 TAP 345 1 | 762779 G18-043 TAP 345 762780 GEN-2018-043 345 1 | 0.09753 | Yes
GEN-2024-162 | 02 NEBRASKA | G02 29SP | 635200 RAUN 3 345 652564 SIOUXCY3 345 1 | Base Case | 0.24842 | Yes
GEN-2024-162 | 02 NEBRASKA | G02 29SP | 635223 PLYMOUTH 5 161 652566 SIOUXCY5 161 1 | Base Case | 0.07922 | Yes
GEN-2024-162 | 02 NEBRASKA | G02 29SP | 635368 OBRIEN 3 345 635400 HIGHLAND 3 345 1 | Base Case | 0.0521 | Yes
GEN-2024-162 | 02 NEBRASKA | G02 29SP | 635219 GARD AVE 3 345 636017 LEHIGH GARX3 345 1 | Base Case | 0.05104 | Yes
GEN-2024-162 | 02 NEBRASKA | G02 29SP | 636010 LEHIGH 3 345 636017 LEHIGH GARX3 345 Z | Base Case | 0.05104 | Yes
GEN-2024-162 | 02 NEBRASKA | G02 29SP | 635206 IDA CO 3 345 635219 GARD AVE 3 345 1 | Base Case | 0.05104 | Yes
GEN-2024-162 | 02 NEBRASKA | G02 29SP | 601006 SPLT RK3 345 652864 SIOUXCY-LNX3 345 1 | Base Case | 0.10144 | Yes
GEN-2024-162 | 02 NEBRASKA | G02 29SP | 635399 CHEROKEE 3 345 635400 HIGHLAND 3 345 1 | Base Case | 0.0521 | Yes
GEN-2024-162 | 02 NEBRASKA | G02 29SP | 635206 IDA CO 3 345 635252 IDA CO W 3 345 1 | Base Case | 0.05104 | Yes
GEN-2024-162 | 02 NEBRASKA | G02 29SP | 635200 RAUN 3 345 635252 IDA CO W 3 345 1 | Base Case | 0.05104 | Yes
GEN-2024-162 | 02 NEBRASKA | G02 29SP | 635398 REMSEN 3 345 635399 CHEROKEE 3 345 1 | Base Case | 0.0521 | Yes
GEN-2024-162 | 02 NEBRASKA | G02 29SP | 635200 RAUN 3 345 635398 REMSEN 3 345 1 | Base Case | 0.0521 | Yes
GEN-2024-162 | 02 NEBRASKA | G02 29SP | 635200 RAUN 3 345 762779 G18-043 TAP 345 1 | Base Case | 0.09753 | Yes
GEN-2024-162 | 02 NEBRASKA | G02 29SP | 635200 RAUN 3 345 645552 S3452 REACT3 345 1 | Base Case | 0.10076 | Yes
GEN-2024-162 | 02 NEBRASKA | G02 29SP | 601006 SPLT RK3 345 652536 WHITE-SRX3 345 1 | Base Case | 0.059 | Yes
GEN-2024-162 | 02 NEBRASKA | G02 29SP | 635200 RAUN 3 345 762779 G18-043 TAP 345 1 | GEN-2018-043_POI_762779_Generator_outage | 0.09753 | Yes
GEN-2024-162 | 02 NEBRASKA | G02 29SP | 635200 RAUN 3 345 652564 SIOUXCY3 345 1 | GEN-2023-199_POI_640386_Generator_outage | 0.24842 | Yes
GEN-2024-162 | 02 NEBRASKA | G02 29SP | 635200 RAUN 3 345 645552 S3452 REACT3 345 1 | GEN645011 1 | 0.10076 | Yes
GEN-2024-162 | 02 NEBRASKA | G02 29SP | 635200 RAUN 3 345 762779 G18-043 TAP 345 1 | GEN645012 2 | 0.09753 | Yes
GEN-2024-162 | 02 NEBRASKA | G02 29SP | 635200 RAUN 3 345 645552 S3452 REACT3 345 1 | GEN645012 2 | 0.10076 | Yes
GEN-2024-162 | 02 NEBRASKA | G02 29SP | 635200 RAUN 3 345 762779 G18-043 TAP 345 1 | GEN645012 2_Dup1 | 0.09753 | Yes
GEN-2024-162 | 02 NEBRASKA | G02 29SP | 635200 RAUN 3 345 645552 S3452 REACT3 345 1 | GEN645012 2_Dup1 | 0.10076 | Yes
GEN-2024-168 | 02 NEBRASKA | G02 29SP | 635200 RAUN 3 345 640226 HOSKINS3 345 1 | P12:230.0:UMZ:# N-1 #:: LINE TWIN CH4-SIOUXCY4-1 :HV: | 0.05518 | Yes
GEN-2024-168 | 02 NEBRASKA | G02 29SP | 635200 RAUN 3 345 652564 SIOUXCY3 345 1 | P23:345:MEC:RAUN:150::EHV: | 0.05428 | Yes
GEN-2024-168 | 02 NEBRASKA | G02 29SP | 635000 CBLUFFS3 345 645456 S3456 3 345 1 | P42:345:NPPD:BKR-CPR-3304:::: | 0.05165 | Yes
GEN-2024-168 | 02 NEBRASKA | G02 29SP | 635200 RAUN 3 345 640226 HOSKINS3 345 1 | P42:345:OPPD-LES:S3454-S3740&WAG:::EHV: | 0.06085 | Yes
GEN-2024-168 | 02 NEBRASKA | G02 29SP | 635200 RAUN 3 345 640226 HOSKINS3 345 1 | P45:345:OPPD:S3454-S3740&WAG:::EHV: | 0.06085 | Yes
GEN-2024-168 | 02 NEBRASKA | G02 29SP | 635000 CBLUFFS3 345 645456 S3456 3 345 1 | P55:345:OPPD:S3458 3::FN13:EHV: | 0.05853 | Yes
GEN-2024-168 | 02 NEBRASKA | G02 29SP | 635200 RAUN 3 345 640226 HOSKINS3 345 1 | 640386 TWIN CH4 230 640560 WAKEFIELD 4 230 1 | 0.05463 | Yes
GEN-2024-173 | 02 NEBRASKA | G02 29SP | 635000 CBLUFFS3 345 645456 S3456 3 345 1 | P11:345:MEC:WSEC:3 | 0.05979 | Yes
GEN-2024-173 | 02 NEBRASKA | G02 29SP | 635000 CBLUFFS3 345 645456 S3456 3 345 1 | P11:345:MEC:WSEC:4 | 0.05979 | Yes
GEN-2024-173 | 02 NEBRASKA | G02 29SP | 635200 RAUN 3 345 652564 SIOUXCY3 345 1 | P12:230.0:UMZ:# N-1 #:: LINE TWIN CH4-SIOUXCY4-1 :HV: | 0.05727 | Yes
GEN-2024-173 | 02 NEBRASKA | G02 29SP | 635200 RAUN 3 345 652564 SIOUXCY3 345 1 | P12:345:MEC:CHEROKEE:HIGHLAND:1 | 0.06049 | Yes
GEN-2024-173 | 02 NEBRASKA | G02 29SP | 635200 RAUN 3 345 652564 SIOUXCY3 345 1 | P12:345:MEC:GARD AVE:LEHIGH:1REACTOR:EHV: | 0.05258 | Yes
GEN-2024-173 | 02 NEBRASKA | G02 29SP | 635200 RAUN 3 345 652564 SIOUXCY3 345 1 | P12:345:MEC:OBRIEN:HIGHLAND:1REACTOR:EHV: | 0.06049 | Yes
GEN-2024-173 | 02 NEBRASKA | G02 29SP | 635000 CBLUFFS3 345 645456 S3456 3 345 1 | P12:345:MEC:ORIENT:NORTHBORO:1 | 0.06468 | Yes
GEN-2024-173 | 02 NEBRASKA | G02 29SP | 635000 CBLUFFS3 345 645456 S3456 3 345 1 | P23:345:MEC:CBEC:908::EHV: | 0.05959 | Yes
GEN-2024-173 | 02 NEBRASKA | G02 29SP | 635200 RAUN 3 345 652564 SIOUXCY3 345 1 | P23:345:MEC:HIGHLAND:901::EHV: | 0.06049 | Yes
GEN-2024-173 | 02 NEBRASKA | G02 29SP | 635200 RAUN 3 345 652564 SIOUXCY3 345 1 | P23:345:MEC:HIGHLAND:902::EHV: | 0.06049 | Yes
GEN-2024-173 | 02 NEBRASKA | G02 29SP | 635200 RAUN 3 345 652564 SIOUXCY3 345 1 | P23:345:MEC:HIGHLAND:903::EHV: | 0.06049 | Yes
GEN-2024-173 | 02 NEBRASKA | G02 29SP | 635200 RAUN 3 345 652564 SIOUXCY3 345 1 | P23:345:MEC:HIGHLAND:908::EHV: | 0.06049 | Yes
GEN-2024-173 | 02 NEBRASKA | G02 29SP | 635200 RAUN 3 345 652564 SIOUXCY3 345 1 | P23:345:MEC:LEHIGH:350::EHV: | 0.05385 | Yes
GEN-2024-173 | 02 NEBRASKA | G02 29SP | 635200 RAUN 3 345 652564 SIOUXCY3 345 1 | P23:345:MEC:LEHIGH:360::EHV: | 0.05385 | Yes
GEN-2024-173 | 02 NEBRASKA | G02 29SP | 635200 RAUN 3 345 652564 SIOUXCY3 345 1 | P23:345:MEC:LEHIGH:390::EHV: | 0.05258 | Yes
GEN-2024-173 | 02 NEBRASKA | G02 29SP | 635000 CBLUFFS3 345 645456 S3456 3 345 1 | P23:345:MEC:NORTHBORO:901::EHV: | 0.06468 | Yes
GEN-2024-173 | 02 NEBRASKA | G02 29SP | 635200 RAUN 3 345 652564 SIOUXCY3 345 1 | P23:345:MEC:OBRIEN:903::EHV: | 0.06117 | Yes
GEN-2024-173 | 02 NEBRASKA | G02 29SP | 635200 RAUN 3 345 652564 SIOUXCY3 345 1 | P23:345:MEC:OBRIEN:906::EHV: | 0.0612 | Yes
GEN-2024-173 | 02 NEBRASKA | G02 29SP | 635200 RAUN 3 345 652564 SIOUXCY3 345 1 | P23:345:MEC:RAUN:150::EHV: | 0.06765 | Yes
GEN-2024-173 | 02 NEBRASKA | G02 29SP | 635000 CBLUFFS3 345 645456 S3456 3 345 1 | P42:345:NPPD:BKR-CPR-3304:::: | 0.06915 | Yes
GEN-2024-173 | 02 NEBRASKA | G02 29SP | 635200 RAUN 3 345 640226 HOSKINS3 345 1 | P42:345:OPPD-LES:S3454-S3740&WAG:::EHV: | 0.05568 | Yes
GEN-2024-173 | 02 NEBRASKA | G02 29SP | 635200 RAUN 3 345 640226 HOSKINS3 345 1 | P45:345:OPPD:S3454-S3740&WAG:::EHV: | 0.05568 | Yes
GEN-2024-173 | 02 NEBRASKA | G02 29SP | 635200 RAUN 3 345 652564 SIOUXCY3 345 1 | P55:345:MEC:HIGHLAND | 0.06049 | Yes
GEN-2024-173 | 02 NEBRASKA | G02 29SP | 635200 RAUN 3 345 652564 SIOUXCY3 345 1 | P55:345:MEC:LEHIGH | 0.05385 | Yes
GEN-2024-173 | 02 NEBRASKA | G02 29SP | 635000 CBLUFFS3 345 645456 S3456 3 345 1 | P55:345:OPPD:S3458 3::FN13:EHV: | 0.08769 | Yes
GEN-2024-173 | 02 NEBRASKA | G02 29SP | 635000 CBLUFFS3 345 645456 S3456 3 345 1 | P55:345:OPPD:S3740 3::FN13:EHV: | 0.06338 | Yes
GEN-2024-173 | 02 NEBRASKA | G02 29SP | 635200 RAUN 3 345 652564 SIOUXCY3 345 1 | 635219 GARD AVE 3 345 636017 LEHIGH GARX3 345 1 | 0.05258 | Yes
GEN-2024-173 | 02 NEBRASKA | G02 29SP | 635200 RAUN 3 345 652564 SIOUXCY3 345 1 | 635368 OBRIEN 3 345 635400 HIGHLAND 3 345 1 | 0.06049 | Yes
GEN-2024-173 | 02 NEBRASKA | G02 29SP | 635200 RAUN 3 345 652564 SIOUXCY3 345 1 | 636010 LEHIGH 3 345 636017 LEHIGH GARX3 345 Z | 0.05258 | Yes
GEN-2024-173 | 02 NEBRASKA | G02 29SP | 635000 CBLUFFS3 345 645456 S3456 3 345 1 | Base Case | 0.05979 | Yes
GEN-2024-211 | 02 NEBRASKA | G00ALL 29SP | 601048 LYON CO 3 345 631138 LAKEFLD3 345 1 | P11:20:OTP:CENTER2G:1 | 0.0516 | Yes
GEN-2024-211 | 02 NEBRASKA | G00ALL 29SP | 631193 HUNTLEY3 345 631197 LEDYARD3 345 1 | P11:20:XEL:PR_ISLD:31G | 0.05716 | Yes
GEN-2024-211 | 02 NEBRASKA | G00ALL 29SP | 631193 HUNTLEY3 345 631197 LEDYARD3 345 1 | P11:20:XEL:PR_ISLD:32G | 0.05716 | Yes
GEN-2024-211 | 02 NEBRASKA | G00ALL 29SP | 601048 LYON CO 3 345 631138 LAKEFLD3 345 1 | P11:22:GRE:GRE-COAL41G:1 | 0.0516 | Yes
GEN-2024-211 | 02 NEBRASKA | G00ALL 29SP | 601048 LYON CO 3 345 631138 LAKEFLD3 345 1 | P11:22:GRE:GRE-COAL42G:2 | 0.0516 | Yes
GEN-2024-211 | 02 NEBRASKA | G00ALL 29SP | 601048 LYON CO 3 345 631138 LAKEFLD3 345 1 | P11:24:OTP:BIGSTN1G:1 | 0.0516 | Yes
GEN-2024-211 | 02 NEBRASKA | G00ALL 29SP | 631193 HUNTLEY3 345 631197 LEDYARD3 345 1 | P11:24:XEL:SHERCO31G:1 | 0.05716 | Yes
GEN-2024-211 | 02 NEBRASKA | G00ALL 29SP | 601048 LYON CO 3 345 631138 LAKEFLD3 345 1 | P11:24:XEL:SHERCO31G:1 | 0.0516 | Yes
GEN-2024-211 | 02 NEBRASKA | G00ALL 29SP | 635200 RAUN 3 345 645552 S3452 REACT3 345 1 | P11:24:XEL:SHERCO31G:1 | 0.13606 | Yes
GEN-2024-211 | 02 NEBRASKA | G00ALL 29SP | 631193 HUNTLEY3 345 631197 LEDYARD3 345 1 | P11:24:XEL:SHERCO32G:2 | 0.05716 | Yes
GEN-2024-211 | 02 NEBRASKA | G00ALL 29SP | 635368 OBRIEN 3 345 635400 HIGHLAND 3 345 1 | P11:26:XEL:SHERCO33G:3 | 0.05803 | Yes
GEN-2024-211 | 02 NEBRASKA | G00ALL 29SP | 601006 SPLT RK3 345 652864 SIOUXCY-LNX3 345 1 | P11:26:XEL:SHERCO33G:3 | 0.06656 | Yes
GEN-2024-211 | 02 NEBRASKA | G00ALL 29SP | 631138 LAKEFLD3 345 635368 OBRIEN 3 345 1 | P11:26:XEL:SHERCO33G:3 | 0.06379 | Yes
GEN-2024-211 | 02 NEBRASKA | G00ALL 29SP | 635399 CHEROKEE 3 345 635400 HIGHLAND 3 345 1 | P11:26:XEL:SHERCO33G:3 | 0.05803 | Yes
GEN-2024-211 | 02 NEBRASKA | G00ALL 29SP | 635200 RAUN 3 345 762779 G18-043 TAP 345 1 | P11:26:XEL:SHERCO33G:3 | 0.13198 | Yes
GEN-2024-211 | 02 NEBRASKA | G00ALL 29SP | 635200 RAUN 3 345 635398 REMSEN 3 345 1 | P11:26:XEL:SHERCO33G:3 | 0.05803 | Yes
GEN-2024-211 | 02 NEBRASKA | G00ALL 29SP | 635398 REMSEN 3 345 635399 CHEROKEE 3 345 1 | P11:26:XEL:SHERCO33G:3 | 0.05803 | Yes
GEN-2024-211 | 02 NEBRASKA | G00ALL 29SP | 631193 HUNTLEY3 345 631197 LEDYARD3 345 1 | P11:26:XEL:SHERCO33G:3 | 0.05716 | Yes
GEN-2024-211 | 02 NEBRASKA | G00ALL 29SP | 601048 LYON CO 3 345 631138 LAKEFLD3 345 1 | P11:26:XEL:SHERCO33G:3 | 0.0516 | Yes
GEN-2024-211 | 02 NEBRASKA | G00ALL 29SP | 635200 RAUN 3 345 645552 S3452 REACT3 345 1 | P11:26:XEL:SHERCO33G:3 | 0.13606 | Yes
GEN-2024-211 | 02 NEBRASKA | G00ALL 29SP | 635000 CBLUFFS3 345 645456 S3456 3 345 1 | P11:345:MEC:GDMEC:3:ST | 0.1325 | Yes
GEN-2024-211 | 02 NEBRASKA | G00ALL 29SP | 635600 GRIMES 3 345 636003 BEAVER CRK 3 345 1 | P11:345:MEC:GDMEC:3:ST | 0.06107 | Yes
GEN-2024-211 | 02 NEBRASKA | G00ALL 29SP | 635200 RAUN 3 345 762779 G18-043 TAP 345 1 | P11:345:MEC:NEAL:3 | 0.13198 | Yes
GEN-2024-211 | 02 NEBRASKA | G00ALL 29SP | 635200 RAUN 3 345 645552 S3452 REACT3 345 1 | P11:345:MEC:NEAL:3 | 0.13606 | Yes
GEN-2024-211 | 02 NEBRASKA | G00ALL 29SP | 635200 RAUN 3 345 762779 G18-043 TAP 345 1 | P11:345:MEC:NEAL:4 | 0.13198 | Yes
GEN-2024-211 | 02 NEBRASKA | G00ALL 29SP | 635200 RAUN 3 345 645552 S3452 REACT3 345 1 | P11:345:MEC:NEAL:4 | 0.13606 | Yes
GEN-2024-211 | 02 NEBRASKA | G00ALL 29SP | 635000 CBLUFFS3 345 645456 S3456 3 345 1 | P11:345:MEC:WSEC:3 | 0.1325 | Yes
GEN-2024-211 | 02 NEBRASKA | G00ALL 29SP | 635000 CBLUFFS3 345 645456 S3456 3 345 1 | P11:345:MEC:WSEC:4 | 0.1325 | Yes
GEN-2024-211 | 02 NEBRASKA | G00ALL 29SP | 602004 SPLT RK4 230 652523 SIOUXFL4 230 1 | P12:230.0:UMZ:# N-1 #:: LINE PAHOJA__-BE4-EAGLE___-NI4-1 :HV: | 0.06286 | Yes
GEN-2024-211 | 02 NEBRASKA | G00ALL 29SP | 603016 SPLT RK7 115 996521 SPLT RK4 115 7 | P12:230.0:UMZ:# N-1 #:: LINE PAHOJA__-BE4-EAGLE___-NI4-1 :HV: | 0.06286 | Yes
GEN-2024-211 | 02 NEBRASKA | G00ALL 29SP | 602004 SPLT RK4 230 996521 SPLT RK4 115 7 | P12:230.0:UMZ:# N-1 #:: LINE PAHOJA__-BE4-EAGLE___-NI4-1 :HV: | 0.06286 | Yes
GEN-2024-211 | 02 NEBRASKA | G00ALL 29SP | 601006 SPLT RK3 345 652864 SIOUXCY-LNX3 345 1 | P12:230.0:UMZ:# N-1 #:: LINE SIOUXCY2-EAGLE___-NI4-1 :HV: | 0.07501 | Yes
GEN-2024-211 | 02 NEBRASKA | G00ALL 29SP | 602004 SPLT RK4 230 652523 SIOUXFL4 230 1 | P12:230.0:UMZ:# N-1 #:: LINE SIOUXCY2-EAGLE___-NI4-1 :HV: | 0.05301 | Yes
GEN-2024-211 | 02 NEBRASKA | G00ALL 29SP | 603016 SPLT RK7 115 996521 SPLT RK4 115 7 | P12:230.0:UMZ:# N-1 #:: LINE SIOUXCY2-EAGLE___-NI4-1 :HV: | 0.05301 | Yes
GEN-2024-211 | 02 NEBRASKA | G00ALL 29SP | 602004 SPLT RK4 230 996521 SPLT RK4 115 7 | P12:230.0:UMZ:# N-1 #:: LINE SIOUXCY2-EAGLE___-NI4-1 :HV: | 0.05301 | Yes
GEN-2024-211 | 02 NEBRASKA | G00ALL 29SP | 602004 SPLT RK4 230 652523 SIOUXFL4 230 1 | P12:230.0:UMZ:# N-1 #:: LINE SIOUXCY4-RASMUSN-ER4-1 :HV: | 0.0521 | Yes
GEN-2024-211 | 02 NEBRASKA | G00ALL 29SP | 603016 SPLT RK7 115 996521 SPLT RK4 115 7 | P12:230.0:UMZ:# N-1 #:: LINE SIOUXCY4-RASMUSN-ER4-1 :HV: | 0.0521 | Yes
GEN-2024-211 | 02 NEBRASKA | G00ALL 29SP | 602004 SPLT RK4 230 996521 SPLT RK4 115 7 | P12:230.0:UMZ:# N-1 #:: LINE SIOUXCY4-RASMUSN-ER4-1 :HV: | 0.0521 | Yes
GEN-2024-211 | 02 NEBRASKA | G00ALL 29SP | 602004 SPLT RK4 230 652523 SIOUXFL4 230 1 | P12:230.0:UMZ:# N-1 #:: LINE SIOUXFL4-PAHOJA__-BE4-1 :HV: | 0.06286 | Yes
GEN-2024-211 | 02 NEBRASKA | G00ALL 29SP | 603016 SPLT RK7 115 996521 SPLT RK4 115 7 | P12:230.0:UMZ:# N-1 #:: LINE SIOUXFL4-PAHOJA__-BE4-1 :HV: | 0.06286 | Yes
GEN-2024-211 | 02 NEBRASKA | G00ALL 29SP | 602004 SPLT RK4 230 996521 SPLT RK4 115 7 | P12:230.0:UMZ:# N-1 #:: LINE SIOUXFL4-PAHOJA__-BE4-1 :HV: | 0.06286 | Yes
GEN-2024-211 | 02 NEBRASKA | G00ALL 29SP | 602004 SPLT RK4 230 652523 SIOUXFL4 230 1 | P12:230.0:UMZ:# N-1 #:: LINE UTICAJC4-RASMUSN-ER4-1 :HV: | 0.0521 | Yes
GEN-2024-211 | 02 NEBRASKA | G00ALL 29SP | 603016 SPLT RK7 115 996521 SPLT RK4 115 7 | P12:230.0:UMZ:# N-1 #:: LINE UTICAJC4-RASMUSN-ER4-1 :HV: | 0.0521 | Yes
GEN-2024-211 | 02 NEBRASKA | G00ALL 29SP | 602004 SPLT RK4 230 996521 SPLT RK4 115 7 | P12:230.0:UMZ:# N-1 #:: LINE UTICAJC4-RASMUSN-ER4-1 :HV: | 0.0521 | Yes
GEN-2024-211 | 02 NEBRASKA | G00ALL 29SP | 635221 KELLOGG5 161 635226 LEEDS 5 161 1 | P12:345.0:UMZ:# N-1 #:: LINE RAUN 3-SIOUXCY3-1 :EHV: | 0.05491 | Yes
GEN-2024-211 | 02 NEBRASKA | G00ALL 29SP | 635223 PLYMOUTH 5 161 635226 LEEDS 5 161 1 | P12:345.0:UMZ:# N-1 #:: LINE RAUN 3-SIOUXCY3-1 :EHV: | 0.05491 | Yes
GEN-2024-211 | 02 NEBRASKA | G00ALL 29SP | 635368 OBRIEN 3 345 635400 HIGHLAND 3 345 1 | P12:345.0:UMZ:# N-1 #:: LINE RAUN 3-SIOUXCY3-1 :EHV: | 0.08211 | Yes
GEN-2024-211 | 02 NEBRASKA | G00ALL 29SP | 631138 LAKEFLD3 345 635368 OBRIEN 3 345 1 | P12:345.0:UMZ:# N-1 #:: LINE RAUN 3-SIOUXCY3-1 :EHV: | 0.08143 | Yes
GEN-2024-211 | 02 NEBRASKA | G00ALL 29SP | 635399 CHEROKEE 3 345 635400 HIGHLAND 3 345 1 | P12:345.0:UMZ:# N-1 #:: LINE RAUN 3-SIOUXCY3-1 :EHV: | 0.08211 | Yes
GEN-2024-211 | 02 NEBRASKA | G00ALL 29SP | 635223 PLYMOUTH 5 161 652566 SIOUXCY5 161 1 | P12:345.0:UMZ:# N-1 #:: LINE RAUN 3-SIOUXCY3-1 :EHV: | 0.09138 | Yes
GEN-2024-211 | 02 NEBRASKA | G00ALL 29SP | 635200 RAUN 3 345 635398 REMSEN 3 345 1 | P12:345.0:UMZ:# N-1 #:: LINE RAUN 3-SIOUXCY3-1 :EHV: | 0.08211 | Yes
GEN-2024-211 | 02 NEBRASKA | G00ALL 29SP | 635398 REMSEN 3 345 635399 CHEROKEE 3 345 1 | P12:345.0:UMZ:# N-1 #:: LINE RAUN 3-SIOUXCY3-1 :EHV: | 0.08211 | Yes
GEN-2024-211 | 02 NEBRASKA | G00ALL 29SP | 635200 RAUN 3 345 640226 HOSKINS3 345 1 | P12:345.0:UMZ:# N-1 #:: LINE RAUN 3-SIOUXCY3-1 :EHV: | 0.06961 | Yes
GEN-2024-211 | 02 NEBRASKA | G00ALL 29SP | 635368 OBRIEN 3 345 635400 HIGHLAND 3 345 1 | P12:345.0:UMZ:# N-1 #:: LINE SIOUXCY3-SIOUXCY-LNX3-Z :EHV: | 0.0719 | Yes
GEN-2024-211 | 02 NEBRASKA | G00ALL 29SP | 631138 LAKEFLD3 345 635368 OBRIEN 3 345 1 | P12:345.0:UMZ:# N-1 #:: LINE SIOUXCY3-SIOUXCY-LNX3-Z :EHV: | 0.07878 | Yes
GEN-2024-211 | 02 NEBRASKA | G00ALL 29SP | 635399 CHEROKEE 3 345 635400 HIGHLAND 3 345 1 | P12:345.0:UMZ:# N-1 #:: LINE SIOUXCY3-SIOUXCY-LNX3-Z :EHV: | 0.0719 | Yes
GEN-2024-211 | 02 NEBRASKA | G00ALL 29SP | 635200 RAUN 3 345 635398 REMSEN 3 345 1 | P12:345.0:UMZ:# N-1 #:: LINE SIOUXCY3-SIOUXCY-LNX3-Z :EHV: | 0.0719 | Yes
GEN-2024-211 | 02 NEBRASKA | G00ALL 29SP | 635398 REMSEN 3 345 635399 CHEROKEE 3 345 1 | P12:345.0:UMZ:# N-1 #:: LINE SIOUXCY3-SIOUXCY-LNX3-Z :EHV: | 0.0719 | Yes
GEN-2024-211 | 02 NEBRASKA | G00ALL 29SP | 601034 NOBLES 3 345 631138 LAKEFLD3 345 1 | P12:345.0:UMZ:# N-1 #:: LINE SIOUXCY3-SIOUXCY-LNX3-Z :EHV: | 0.05335 | Yes
GEN-2024-211 | 02 NEBRASKA | G00ALL 29SP | 635368 OBRIEN 3 345 635400 HIGHLAND 3 345 1 | P12:345.0:UMZ:# N-1 #:: LINE SPLT RK3-SIOUXCY-LNX3-1 :EHV: | 0.0719 | Yes
GEN-2024-211 | 02 NEBRASKA | G00ALL 29SP | 631138 LAKEFLD3 345 635368 OBRIEN 3 345 1 | P12:345.0:UMZ:# N-1 #:: LINE SPLT RK3-SIOUXCY-LNX3-1 :EHV: | 0.07878 | Yes
GEN-2024-211 | 02 NEBRASKA | G00ALL 29SP | 635399 CHEROKEE 3 345 635400 HIGHLAND 3 345 1 | P12:345.0:UMZ:# N-1 #:: LINE SPLT RK3-SIOUXCY-LNX3-1 :EHV: | 0.0719 | Yes
GEN-2024-211 | 02 NEBRASKA | G00ALL 29SP | 635200 RAUN 3 345 635398 REMSEN 3 345 1 | P12:345.0:UMZ:# N-1 #:: LINE SPLT RK3-SIOUXCY-LNX3-1 :EHV: | 0.0719 | Yes
GEN-2024-211 | 02 NEBRASKA | G00ALL 29SP | 635398 REMSEN 3 345 635399 CHEROKEE 3 345 1 | P12:345.0:UMZ:# N-1 #:: LINE SPLT RK3-SIOUXCY-LNX3-1 :EHV: | 0.0719 | Yes
GEN-2024-211 | 02 NEBRASKA | G00ALL 29SP | 601034 NOBLES 3 345 631138 LAKEFLD3 345 1 | P12:345.0:UMZ:# N-1 #:: LINE SPLT RK3-SIOUXCY-LNX3-1 :EHV: | 0.05335 | Yes
GEN-2024-211 | 02 NEBRASKA | G00ALL 29SP | 620417 BSSOUTH3 345 620480 DEUEL CO 3 345 1 | P12:345.0:UMZ:# N-1 #:: LINE WATERTN3-WATERTN-LNX3-Z :EHV: | 0.05235 | Yes
GEN-2024-211 | 02 NEBRASKA | G00ALL 29SP | 620480 DEUEL CO 3 345 620483 ASTORIA 3 345 1 | P12:345.0:UMZ:# N-1 #:: LINE WATERTN3-WATERTN-LNX3-Z :EHV: | 0.05235 | Yes
GEN-2024-211 | 02 NEBRASKA | G00ALL 29SP | 620417 BSSOUTH3 345 620480 DEUEL CO 3 345 1 | P12:345.0:UMZ:# N-1 #:: LINE WHITE 3-WATERTN-LNX3-1 :EHV: | 0.05235 | Yes
GEN-2024-211 | 02 NEBRASKA | G00ALL 29SP | 620480 DEUEL CO 3 345 620483 ASTORIA 3 345 1 | P12:345.0:UMZ:# N-1 #:: LINE WHITE 3-WATERTN-LNX3-1 :EHV: | 0.05235 | Yes
GEN-2024-211 | 02 NEBRASKA | G00ALL 29SP | 631138 LAKEFLD3 345 635368 OBRIEN 3 345 1 | P12:345:ITCM-MEC:LEDYARD:KOSSUTH:1 | 0.07723 | Yes
GEN-2024-211 | 02 NEBRASKA | G00ALL 29SP | 635568 S HILLS 3 345 635630 BOONEVILLE 3 345 1 | P12:345:MEC:ARBOR HILL:FALLOW AVE:1 | 0.06122 | Yes
GEN-2024-211 | 02 NEBRASKA | G00ALL 29SP | 635570 ORIENT 3 345 635635 MADISON3 345 1 | P12:345:MEC:ARBOR HILL:FALLOW AVE:1 | 0.05175 | Yes
GEN-2024-211 | 02 NEBRASKA | G00ALL 29SP | 635568 S HILLS 3 345 635570 ORIENT 3 345 1 | P12:345:MEC:ARBOR HILL:FALLOW AVE:1 | 0.06122 | Yes
GEN-2024-211 | 02 NEBRASKA | G00ALL 29SP | 635100 ROLL HILLS 3 345 635570 ORIENT 3 345 1 | P12:345:MEC:ARBOR HILL:FALLOW AVE:1 | 0.07771 | Yes
GEN-2024-211 | 02 NEBRASKA | G00ALL 29SP | 635013 PONY CRK 3 345 635100 ROLL HILLS 3 345 1 | P12:345:MEC:ARBOR HILL:FALLOW AVE:1 | 0.07771 | Yes
GEN-2024-211 | 02 NEBRASKA | G00ALL 29SP | 635200 RAUN 3 345 762779 G18-043 TAP 345 1 | P12:345:MEC:ARBOR HILL:FALLOW AVE:1 | 0.13796 | Yes
GEN-2024-211 | 02 NEBRASKA | G00ALL 29SP | 635622 RCCN TRL 3 345 635630 BOONEVILLE 3 345 1 | P12:345:MEC:ARBOR HILL:FALLOW AVE:1 | 0.06627 | Yes
GEN-2024-211 | 02 NEBRASKA | G00ALL 29SP | 635600 GRIMES 3 345 636003 BEAVER CRK 3 345 1 | P12:345:MEC:ARBOR HILL:FALLOW AVE:1 | 0.05009 | Yes
GEN-2024-211 | 02 NEBRASKA | G00ALL 29SP | 635200 RAUN 3 345 645552 S3452 REACT3 345 1 | P12:345:MEC:ARBOR HILL:FALLOW AVE:1 | 0.14217 | Yes
GEN-2024-211 | 02 NEBRASKA | G00ALL 29SP | 635600 GRIMES 3 345 635622 RCCN TRL 3 345 2 | P12:345:MEC:BONDURANT:GDMEC:1 | 0.05424 | Yes
GEN-2024-211 | 02 NEBRASKA | G00ALL 29SP | 635600 GRIMES 3 345 635622 RCCN TRL 3 345 1 | P12:345:MEC:BONDURANT:GDMEC:1 | 0.05411 | Yes
GEN-2024-211 | 02 NEBRASKA | G00ALL 29SP | 635568 S HILLS 3 345 635630 BOONEVILLE 3 345 1 | P12:345:MEC:CBLUFFS:OVERLAND:1 | 0.05134 | Yes
GEN-2024-211 | 02 NEBRASKA | G00ALL 29SP | 635568 S HILLS 3 345 635570 ORIENT 3 345 1 | P12:345:MEC:CBLUFFS:OVERLAND:1 | 0.05134 | Yes
GEN-2024-211 | 02 NEBRASKA | G00ALL 29SP | 635000 CBLUFFS3 345 635016 SOUTHLAND 3 345 1 | P12:345:MEC:CBLUFFS:PONY CRK:1 | 0.05706 | Yes
GEN-2024-211 | 02 NEBRASKA | G00ALL 29SP | 635000 CBLUFFS3 345 635013 PONY CRK 3 345 1 | P12:345:MEC:CBLUFFS:SOUTHLAND:1 | 0.05733 | Yes
GEN-2024-211 | 02 NEBRASKA | G00ALL 29SP | 635200 RAUN 3 345 652564 SIOUXCY3 345 1 | P12:345:MEC:CHEROKEE:HIGHLAND:1 | 0.16703 | Yes
GEN-2024-211 | 02 NEBRASKA | G00ALL 29SP | 601006 SPLT RK3 345 652864 SIOUXCY-LNX3 345 1 | P12:345:MEC:CHEROKEE:HIGHLAND:1 | 0.07765 | Yes
GEN-2024-211 | 02 NEBRASKA | G00ALL 29SP | 636000 WEBSTER3 345 636010 LEHIGH 3 345 1 | P12:345:MEC:CHEROKEE:HIGHLAND:1 | 0.08358 | Yes
GEN-2024-211 | 02 NEBRASKA | G00ALL 29SP | 635368 OBRIEN 3 345 635400 HIGHLAND 3 345 1 | P12:345:MEC:GARD AVE:LEHIGH:1REACTOR:EHV: | 0.05971 | Yes
GEN-2024-211 | 02 NEBRASKA | G00ALL 29SP | 635399 CHEROKEE 3 345 635400 HIGHLAND 3 345 1 | P12:345:MEC:GARD AVE:LEHIGH:1REACTOR:EHV: | 0.05971 | Yes
GEN-2024-211 | 02 NEBRASKA | G00ALL 29SP | 635200 RAUN 3 345 635398 REMSEN 3 345 1 | P12:345:MEC:GARD AVE:LEHIGH:1REACTOR:EHV: | 0.05971 | Yes
GEN-2024-211 | 02 NEBRASKA | G00ALL 29SP | 635398 REMSEN 3 345 635399 CHEROKEE 3 345 1 | P12:345:MEC:GARD AVE:LEHIGH:1REACTOR:EHV: | 0.05971 | Yes
GEN-2024-211 | 02 NEBRASKA | G00ALL 29SP | 635600 GRIMES 3 345 635622 RCCN TRL 3 345 2 | P12:345:MEC:GRIMES:RCCN TRL:1 | 0.0873 | Yes
GEN-2024-211 | 02 NEBRASKA | G00ALL 29SP | 635600 GRIMES 3 345 635622 RCCN TRL 3 345 1 | P12:345:MEC:GRIMES:RCCN TRL:2 | 0.08726 | Yes
GEN-2024-211 | 02 NEBRASKA | G00ALL 29SP | 635622 RCCN TRL 3 345 635630 BOONEVILLE 3 345 1 | P12:345:MEC:MADISON:NORWALK:1 | 0.05735 | Yes
GEN-2024-211 | 02 NEBRASKA | G00ALL 29SP | 635600 GRIMES 3 345 635622 RCCN TRL 3 345 2 | P12:345:MEC:MADISON:NORWALK:1 | 0.05936 | Yes
GEN-2024-211 | 02 NEBRASKA | G00ALL 29SP | 635600 GRIMES 3 345 635622 RCCN TRL 3 345 1 | P12:345:MEC:MADISON:NORWALK:1 | 0.05921 | Yes
GEN-2024-211 | 02 NEBRASKA | G00ALL 29SP | 635100 ROLL HILLS 3 345 635570 ORIENT 3 345 1 | P12:345:MEC:NORTHBORO:ATCHISON:1REACTOR:EHV: | 0.06781 | Yes
GEN-2024-211 | 02 NEBRASKA | G00ALL 29SP | 635013 PONY CRK 3 345 635100 ROLL HILLS 3 345 1 | P12:345:MEC:NORTHBORO:ATCHISON:1REACTOR:EHV: | 0.06781 | Yes
GEN-2024-211 | 02 NEBRASKA | G00ALL 29SP | 635000 CBLUFFS3 345 645456 S3456 3 345 1 | P12:345:MEC:NORTHBORO:ATCHISON:1REACTOR:EHV: | 0.14424 | Yes
GEN-2024-211 | 02 NEBRASKA | G00ALL 29SP | 635200 RAUN 3 345 652564 SIOUXCY3 345 1 | P12:345:MEC:OBRIEN:HIGHLAND:1REACTOR:EHV: | 0.16703 | Yes
GEN-2024-211 | 02 NEBRASKA | G00ALL 29SP | 601006 SPLT RK3 345 652864 SIOUXCY-LNX3 345 1 | P12:345:MEC:OBRIEN:HIGHLAND:1REACTOR:EHV: | 0.07765 | Yes
GEN-2024-211 | 02 NEBRASKA | G00ALL 29SP | 636000 WEBSTER3 345 636010 LEHIGH 3 345 1 | P12:345:MEC:OBRIEN:HIGHLAND:1REACTOR:EHV: | 0.08358 | Yes
GEN-2024-211 | 02 NEBRASKA | G00ALL 29SP | 635200 RAUN 3 345 640226 HOSKINS3 345 1 | P12:345:MEC:OBRIEN:HIGHLAND:1REACTOR:EHV: | 0.05092 | Yes
GEN-2024-211 | 02 NEBRASKA | G00ALL 29SP | 635568 S HILLS 3 345 635630 BOONEVILLE 3 345 1 | P12:345:MEC:ORIENT:MADISON:1 | 0.07139 | Yes
GEN-2024-211 | 02 NEBRASKA | G00ALL 29SP | 635568 S HILLS 3 345 635570 ORIENT 3 345 1 | P12:345:MEC:ORIENT:MADISON:1 | 0.07139 | Yes
GEN-2024-211 | 02 NEBRASKA | G00ALL 29SP | 635100 ROLL HILLS 3 345 635570 ORIENT 3 345 1 | P12:345:MEC:ORIENT:NORTHBORO:1 | 0.06781 | Yes
GEN-2024-211 | 02 NEBRASKA | G00ALL 29SP | 635013 PONY CRK 3 345 635100 ROLL HILLS 3 345 1 | P12:345:MEC:ORIENT:NORTHBORO:1 | 0.06781 | Yes
GEN-2024-211 | 02 NEBRASKA | G00ALL 29SP | 635580 ARBOR HILL 3 345 635623 BADGER CRK 3 345 1 | P12:345:MEC:ORIENT:NORTHBORO:1 | 0.06461 | Yes
GEN-2024-211 | 02 NEBRASKA | G00ALL 29SP | 635000 CBLUFFS3 345 635014 OVERLAND 3 345 1 | P12:345:MEC:ORIENT:NORTHBORO:1 | 0.06778 | Yes
GEN-2024-211 | 02 NEBRASKA | G00ALL 29SP | 635000 CBLUFFS3 345 645456 S3456 3 345 1 | P12:345:MEC:ORIENT:NORTHBORO:1 | 0.14424 | Yes
GEN-2024-211 | 02 NEBRASKA | G00ALL 29SP | 635580 ARBOR HILL 3 345 635590 FALLOW AVE 3 345 1 | P12:345:MEC:ORIENT:NORTHBORO:1 | 0.06461 | Yes
GEN-2024-211 | 02 NEBRASKA | G00ALL 29SP | 635014 OVERLAND 3 345 635590 FALLOW AVE 3 345 1 | P12:345:MEC:ORIENT:NORTHBORO:1 | 0.06461 | Yes
GEN-2024-211 | 02 NEBRASKA | G00ALL 29SP | 635568 S HILLS 3 345 635630 BOONEVILLE 3 345 1 | P12:345:MEC:OVERLAND:FALLOW AVE:1 | 0.06122 | Yes
GEN-2024-211 | 02 NEBRASKA | G00ALL 29SP | 635568 S HILLS 3 345 635570 ORIENT 3 345 1 | P12:345:MEC:OVERLAND:FALLOW AVE:1 | 0.06122 | Yes
GEN-2024-211 | 02 NEBRASKA | G00ALL 29SP | 635622 RCCN TRL 3 345 635630 BOONEVILLE 3 345 1 | P12:345:MEC:OVERLAND:FALLOW AVE:1 | 0.06627 | Yes
GEN-2024-211 | 02 NEBRASKA | G00ALL 29SP | 631138 LAKEFLD3 345 635368 OBRIEN 3 345 1 | P12:345:MEC:PALO ALTO:KOSSUTH:1REACTOR:EHV: | 0.05987 | Yes
GEN-2024-211 | 02 NEBRASKA | G00ALL 29SP | 636000 WEBSTER3 345 636010 LEHIGH 3 345 1 | P12:345:MEC:PALO ALTO:KOSSUTH:1REACTOR:EHV: | 0.06688 | Yes
GEN-2024-211 | 02 NEBRASKA | G00ALL 29SP | 635000 CBLUFFS3 345 635014 OVERLAND 3 345 1 | P12:345:MEC:PONY CRK:ROLL HILLS:1 | 0.08349 | Yes
GEN-2024-211 | 02 NEBRASKA | G00ALL 29SP | 635635 MADISON3 345 635640 NORWALK 3 345 1 | P12:345:MEC:RCCN TRL:BOONEVILLE:1 | 0.05141 | Yes
GEN-2024-211 | 02 NEBRASKA | G00ALL 29SP | 635000 CBLUFFS3 345 635014 OVERLAND 3 345 1 | P12:345:MEC:ROLL HILLS:ORIENT:1 | 0.08349 | Yes
GEN-2024-211 | 02 NEBRASKA | G00ALL 29SP | 635580 ARBOR HILL 3 345 635623 BADGER CRK 3 345 1 | P12:345:MEC:ROLL HILLS:ORIENT:1 | 0.07715 | Yes
GEN-2024-211 | 02 NEBRASKA | G00ALL 29SP | 635580 ARBOR HILL 3 345 635590 FALLOW AVE 3 345 1 | P12:345:MEC:ROLL HILLS:ORIENT:1 | 0.07715 | Yes
GEN-2024-211 | 02 NEBRASKA | G00ALL 29SP | 635014 OVERLAND 3 345 635590 FALLOW AVE 3 345 1 | P12:345:MEC:ROLL HILLS:ORIENT:1 | 0.07715 | Yes
GEN-2024-211 | 02 NEBRASKA | G00ALL 29SP | 635570 ORIENT 3 345 635635 MADISON3 345 1 | P12:345:MEC:S HILLS:BOONEVILLE:1 | 0.06797 | Yes
GEN-2024-211 | 02 NEBRASKA | G00ALL 29SP | 635000 CBLUFFS3 345 635014 OVERLAND 3 345 1 | P12:345:MEC:S HILLS:BOONEVILLE:1 | 0.07075 | Yes
GEN-2024-211 | 02 NEBRASKA | G00ALL 29SP | 635580 ARBOR HILL 3 345 635623 BADGER CRK 3 345 1 | P12:345:MEC:S HILLS:BOONEVILLE:1 | 0.06669 | Yes
GEN-2024-211 | 02 NEBRASKA | G00ALL 29SP | 635580 ARBOR HILL 3 345 635590 FALLOW AVE 3 345 1 | P12:345:MEC:S HILLS:BOONEVILLE:1 | 0.06669 | Yes
GEN-2024-211 | 02 NEBRASKA | G00ALL 29SP | 635014 OVERLAND 3 345 635590 FALLOW AVE 3 345 1 | P12:345:MEC:S HILLS:BOONEVILLE:1 | 0.06669 | Yes
GEN-2024-211 | 02 NEBRASKA | G00ALL 29SP | 635570 ORIENT 3 345 635635 MADISON3 345 1 | P12:345:MEC:S HILLS:ORIENT:1 | 0.06797 | Yes
GEN-2024-211 | 02 NEBRASKA | G00ALL 29SP | 635000 CBLUFFS3 345 635014 OVERLAND 3 345 1 | P12:345:MEC:S HILLS:ORIENT:1 | 0.07075 | Yes
GEN-2024-211 | 02 NEBRASKA | G00ALL 29SP | 635368 OBRIEN 3 345 635400 HIGHLAND 3 345 1 | P12:345:MEC:WEBSTER:LEHIGH:1 | 0.07213 | Yes
GEN-2024-211 | 02 NEBRASKA | G00ALL 29SP | 635399 CHEROKEE 3 345 635400 HIGHLAND 3 345 1 | P12:345:MEC:WEBSTER:LEHIGH:1 | 0.07213 | Yes
GEN-2024-211 | 02 NEBRASKA | G00ALL 29SP | 635200 RAUN 3 345 635398 REMSEN 3 345 1 | P12:345:MEC:WEBSTER:LEHIGH:1 | 0.07213 | Yes
GEN-2024-211 | 02 NEBRASKA | G00ALL 29SP | 635398 REMSEN 3 345 635399 CHEROKEE 3 345 1 | P12:345:MEC:WEBSTER:LEHIGH:1 | 0.07213 | Yes
GEN-2024-211 | 02 NEBRASKA | G00ALL 29SP | 635200 RAUN 3 345 652564 SIOUXCY3 345 1 | P12:345:MEC-ITCM:OBRIEN:LAKEFIELD:1REACTOR:EHV: | 0.16006 | Yes
GEN-2024-211 | 02 NEBRASKA | G00ALL 29SP | 601006 SPLT RK3 345 652864 SIOUXCY-LNX3 345 1 | P12:345:MEC-ITCM:OBRIEN:LAKEFIELD:1REACTOR:EHV: | 0.07689 | Yes
GEN-2024-211 | 02 NEBRASKA | G00ALL 29SP | 631193 HUNTLEY3 345 631197 LEDYARD3 345 1 | P12:345:MEC-ITCM:OBRIEN:LAKEFIELD:1REACTOR:EHV: | 0.08261 | Yes
GEN-2024-211 | 02 NEBRASKA | G00ALL 29SP | 631197 LEDYARD3 345 635369 KOSSUTH 3 345 1 | P12:345:MEC-ITCM:OBRIEN:LAKEFIELD:1REACTOR:EHV: | 0.06418 | Yes
GEN-2024-211 | 02 NEBRASKA | G00ALL 29SP | 635100 ROLL HILLS 3 345 635570 ORIENT 3 345 1 | P12:345:MEC-NPPD:ATCHISON:COOPER:1 | 0.06781 | Yes
GEN-2024-211 | 02 NEBRASKA | G00ALL 29SP | 635013 PONY CRK 3 345 635100 ROLL HILLS 3 345 1 | P12:345:MEC-NPPD:ATCHISON:COOPER:1 | 0.06781 | Yes
GEN-2024-211 | 02 NEBRASKA | G00ALL 29SP | 635000 CBLUFFS3 345 645456 S3456 3 345 1 | P12:345:MEC-NPPD:ATCHISON:COOPER:1 | 0.14424 | Yes
GEN-2024-211 | 02 NEBRASKA | G00ALL 29SP | 635221 KELLOGG5 161 635226 LEEDS 5 161 1 | P12:345:MEC-WAPA:RAUN:SIOUXCY:1 | 0.05491 | Yes
GEN-2024-211 | 02 NEBRASKA | G00ALL 29SP | 635223 PLYMOUTH 5 161 635226 LEEDS 5 161 1 | P12:345:MEC-WAPA:RAUN:SIOUXCY:1 | 0.05491 | Yes
GEN-2024-211 | 02 NEBRASKA | G00ALL 29SP | 635368 OBRIEN 3 345 635400 HIGHLAND 3 345 1 | P12:345:MEC-WAPA:RAUN:SIOUXCY:1 | 0.08211 | Yes
GEN-2024-211 | 02 NEBRASKA | G00ALL 29SP | 631138 LAKEFLD3 345 635368 OBRIEN 3 345 1 | P12:345:MEC-WAPA:RAUN:SIOUXCY:1 | 0.08143 | Yes
GEN-2024-211 | 02 NEBRASKA | G00ALL 29SP | 635399 CHEROKEE 3 345 635400 HIGHLAND 3 345 1 | P12:345:MEC-WAPA:RAUN:SIOUXCY:1 | 0.08211 | Yes
GEN-2024-211 | 02 NEBRASKA | G00ALL 29SP | 635223 PLYMOUTH 5 161 652566 SIOUXCY5 161 1 | P12:345:MEC-WAPA:RAUN:SIOUXCY:1 | 0.09138 | Yes
GEN-2024-211 | 02 NEBRASKA | G00ALL 29SP | 635200 RAUN 3 345 635398 REMSEN 3 345 1 | P12:345:MEC-WAPA:RAUN:SIOUXCY:1 | 0.08211 | Yes
GEN-2024-211 | 02 NEBRASKA | G00ALL 29SP | 635398 REMSEN 3 345 635399 CHEROKEE 3 345 1 | P12:345:MEC-WAPA:RAUN:SIOUXCY:1 | 0.08211 | Yes
GEN-2024-211 | 02 NEBRASKA | G00ALL 29SP | 635200 RAUN 3 345 640226 HOSKINS3 345 1 | P12:345:MEC-WAPA:RAUN:SIOUXCY:1 | 0.06961 | Yes
GEN-2024-211 | 02 NEBRASKA | G00ALL 29SP | 635200 RAUN 3 345 762779 G18-043 TAP 345 1 | P12:345:NPPD:L3521::NW68&HOLDREGE.COLUMBUSEAST.CKT1:: | 0.14213 | Yes
GEN-2024-211 | 02 NEBRASKA | G00ALL 29SP | 635200 RAUN 3 345 640226 HOSKINS3 345 1 | P12:345:NPPD:L3521::NW68&HOLDREGE.COLUMBUSEAST.CKT1:: | 0.0673 | Yes
GEN-2024-211 | 02 NEBRASKA | G00ALL 29SP | 635200 RAUN 3 345 645552 S3452 REACT3 345 1 | P12:345:NPPD:L3521::NW68&HOLDREGE.COLUMBUSEAST.CKT1:: | 0.1466 | Yes
GEN-2024-211 | 02 NEBRASKA | G00ALL 29SP | 635200 RAUN 3 345 640226 HOSKINS3 345 1 | P12:345:NPPD:LN006::COLUM.E.SHELCRK.CKT1:: | 0.05993 | Yes
GEN-2024-211 | 02 NEBRASKA | G00ALL 29SP | 635000 CBLUFFS3 345 645456 S3456 3 345 1 | P12:345:OPPD:S3456-S3459:::EHV: | 0.14926 | Yes
GEN-2024-211 | 02 NEBRASKA | G00ALL 29SP | 601048 LYON CO 3 345 631138 LAKEFLD3 345 1 | P12:345:XEL:HELENA3:SHEASLK3:1 | 0.05803 | Yes
GEN-2024-211 | 02 NEBRASKA | G00ALL 29SP | 601048 LYON CO 3 345 631138 LAKEFLD3 345 1 | P12:345:XEL:SPS HNA-SSL | 0.05803 | Yes
GEN-2024-211 | 02 NEBRASKA | G00ALL 29SP | 601048 LYON CO 3 345 631138 LAKEFLD3 345 1 | P12:345:XEL:WILMART3:CRANDAL3:1 | 0.05266 | Yes
GEN-2024-211 | 02 NEBRASKA | G00ALL 29SP | 601048 LYON CO 3 345 631138 LAKEFLD3 345 1 | P12:345:XEL:WILMART3:SHEASLK3:1 | 0.05793 | Yes
GEN-2024-211 | 02 NEBRASKA | G00ALL 29SP | 635368 OBRIEN 3 345 635400 HIGHLAND 3 345 1 | P12:345:XEL-WAPA:SPLTRK3:SIOUXCY-LNX3:1 | 0.0719 | Yes
GEN-2024-211 | 02 NEBRASKA | G00ALL 29SP | 631138 LAKEFLD3 345 635368 OBRIEN 3 345 1 | P12:345:XEL-WAPA:SPLTRK3:SIOUXCY-LNX3:1 | 0.07878 | Yes
GEN-2024-211 | 02 NEBRASKA | G00ALL 29SP | 635399 CHEROKEE 3 345 635400 HIGHLAND 3 345 1 | P12:345:XEL-WAPA:SPLTRK3:SIOUXCY-LNX3:1 | 0.0719 | Yes
GEN-2024-211 | 02 NEBRASKA | G00ALL 29SP | 635200 RAUN 3 345 635398 REMSEN 3 345 1 | P12:345:XEL-WAPA:SPLTRK3:SIOUXCY-LNX3:1 | 0.0719 | Yes
GEN-2024-211 | 02 NEBRASKA | G00ALL 29SP | 635398 REMSEN 3 345 635399 CHEROKEE 3 345 1 | P12:345:XEL-WAPA:SPLTRK3:SIOUXCY-LNX3:1 | 0.0719 | Yes
GEN-2024-211 | 02 NEBRASKA | G00ALL 29SP | 601034 NOBLES 3 345 631138 LAKEFLD3 345 1 | P12:345:XEL-WAPA:SPLTRK3:SIOUXCY-LNX3:1 | 0.05335 | Yes
GEN-2024-211 | 02 NEBRASKA | G00ALL 29SP | 635000 CBLUFFS3 345 645456 S3456 3 345 1 | P13:161-345:OPPD:S3456 T4:::HV: | 0.13777 | Yes
GEN-2024-211 | 02 NEBRASKA | G00ALL 29SP | 601048 LYON CO 3 345 631138 LAKEFLD3 345 1 | P13:230-24:OTP:BIGSTON4:BIGSTN1G:1 | 0.0516 | Yes
GEN-2024-211 | 02 NEBRASKA | G00ALL 29SP | 631193 HUNTLEY3 345 631197 LEDYARD3 345 1 | P13:345:XEL:MNTCE31G:MNTCELO3:1 | 0.05716 | Yes
GEN-2024-211 | 02 NEBRASKA | G00ALL 29SP | 631193 HUNTLEY3 345 631197 LEDYARD3 345 1 | P13:345:XEL:PRIS31G:PRISLD3:1 | 0.05716 | Yes
GEN-2024-211 | 02 NEBRASKA | G00ALL 29SP | 631193 HUNTLEY3 345 631197 LEDYARD3 345 1 | P13:345:XEL:PRIS32G:PRISLD3:2 | 0.05716 | Yes
GEN-2024-211 | 02 NEBRASKA | G00ALL 29SP | 635000 CBLUFFS3 345 635014 OVERLAND 3 345 1 | P13:345-161:MEC:CBLUFFS:9T1 | 0.06613 | Yes
GEN-2024-211 | 02 NEBRASKA | G00ALL 29SP | 635622 RCCN TRL 3 345 635630 BOONEVILLE 3 345 1 | P13:345-161:MEC:NORWALK:9T1:MULTI | 0.05815 | Yes
GEN-2024-211 | 02 NEBRASKA | G00ALL 29SP | 635600 GRIMES 3 345 635622 RCCN TRL 3 345 2 | P13:345-161:MEC:NORWALK:9T1:MULTI | 0.05979 | Yes
GEN-2024-211 | 02 NEBRASKA | G00ALL 29SP | 635600 GRIMES 3 345 635622 RCCN TRL 3 345 1 | P13:345-161:MEC:NORWALK:9T1:MULTI | 0.05964 | Yes
GEN-2024-211 | 02 NEBRASKA | G00ALL 29SP | 601006 SPLT RK3 345 652864 SIOUXCY-LNX3 345 1 | P13:345-230.0:UMZ:# N-1 #:: 3WND SIOUXCY3-SIOUXCY2-SIOUXC29-1 652_ SC2 KU1B_:EHV: | 0.08609 | Yes
GEN-2024-211 | 02 NEBRASKA | G00ALL 29SP | 602004 SPLT RK4 230 652523 SIOUXFL4 230 1 | P13:345-230.0:UMZ:# N-1 #:: 3WND SIOUXCY3-SIOUXCY2-SIOUXC29-1 652_ SC2 KU1B_:EHV: | 0.05284 | Yes
GEN-2024-211 | 02 NEBRASKA | G00ALL 29SP | 603016 SPLT RK7 115 996521 SPLT RK4 115 7 | P13:345-230.0:UMZ:# N-1 #:: 3WND SIOUXCY3-SIOUXCY2-SIOUXC29-1 652_ SC2 KU1B_:EHV: | 0.05284 | Yes
GEN-2024-211 | 02 NEBRASKA | G00ALL 29SP | 602004 SPLT RK4 230 996521 SPLT RK4 115 7 | P13:345-230.0:UMZ:# N-1 #:: 3WND SIOUXCY3-SIOUXCY2-SIOUXC29-1 652_ SC2 KU1B_:EHV: | 0.05284 | Yes
GEN-2024-211 | 02 NEBRASKA | G00ALL 29SP | 635200 RAUN 3 345 640226 HOSKINS3 345 1 | P13:345-230.0:UMZ:# N-1 #:: 3WND SIOUXCY3-SIOUXCY2-SIOUXC29-1 652_ SC2 KU1B_:EHV: | 0.05559 | Yes
GEN-2024-211 | 02 NEBRASKA | G00ALL 29SP | 635200 RAUN 3 345 652564 SIOUXCY3 345 1 | P14:345:ITCM-MEC:LAKEFLD-OBRIEN 50MVAR:MN-SS | 0.16006 | Yes
GEN-2024-211 | 02 NEBRASKA | G00ALL 29SP | 601006 SPLT RK3 345 652864 SIOUXCY-LNX3 345 1 | P14:345:ITCM-MEC:LAKEFLD-OBRIEN 50MVAR:MN-SS | 0.07689 | Yes
GEN-2024-211 | 02 NEBRASKA | G00ALL 29SP | 631193 HUNTLEY3 345 631197 LEDYARD3 345 1 | P14:345:ITCM-MEC:LAKEFLD-OBRIEN 50MVAR:MN-SS | 0.08261 | Yes
GEN-2024-211 | 02 NEBRASKA | G00ALL 29SP | 631197 LEDYARD3 345 635369 KOSSUTH 3 345 1 | P14:345:ITCM-MEC:LAKEFLD-OBRIEN 50MVAR:MN-SS | 0.06418 | Yes
GEN-2024-211 | 02 NEBRASKA | G00ALL 29SP | 620417 BSSOUTH3 345 620480 DEUEL CO 3 345 1 | P21:345:UMZW:# 326 #:: WT2 IN SD. OPENING OF A LINE SECTION W/O A FAULT (WT2-WT2LNX3 LINE REACTOR):EHV: | 0.05235 | Yes
GEN-2024-211 | 02 NEBRASKA | G00ALL 29SP | 620480 DEUEL CO 3 345 620483 ASTORIA 3 345 1 | P21:345:UMZW:# 326 #:: WT2 IN SD. OPENING OF A LINE SECTION W/O A FAULT (WT2-WT2LNX3 LINE REACTOR):EHV: | 0.05235 | Yes
GEN-2024-211 | 02 NEBRASKA | G00ALL 29SP | 631138 LAKEFLD3 345 635368 OBRIEN 3 345 1 | P23:345:ITCM:HUNTLEY3 3659:IA-MVP::EHV: | 0.08291 | Yes
GEN-2024-211 | 02 NEBRASKA | G00ALL 29SP | 635200 RAUN 3 345 652564 SIOUXCY3 345 1 | P23:345:ITCM:LAKEFLD 885:MN::EHV: | 0.16041 | Yes
GEN-2024-211 | 02 NEBRASKA | G00ALL 29SP | 601006 SPLT RK3 345 652864 SIOUXCY-LNX3 345 1 | P23:345:ITCM:LAKEFLD 885:MN::EHV: | 0.0773 | Yes
GEN-2024-211 | 02 NEBRASKA | G00ALL 29SP | 631193 HUNTLEY3 345 631197 LEDYARD3 345 1 | P23:345:ITCM:LAKEFLD 885:MN::EHV: | 0.08248 | Yes
GEN-2024-211 | 02 NEBRASKA | G00ALL 29SP | 631197 LEDYARD3 345 635369 KOSSUTH 3 345 1 | P23:345:ITCM:LAKEFLD 885:MN::EHV: | 0.06401 | Yes
GEN-2024-211 | 02 NEBRASKA | G00ALL 29SP | 631138 LAKEFLD3 345 635368 OBRIEN 3 345 1 | P23:345:ITCM:LEDYARD3 5074:IA-MVP::EHV: | 0.0848 | Yes
GEN-2024-211 | 02 NEBRASKA | G00ALL 29SP | 631138 LAKEFLD3 345 635368 OBRIEN 3 345 1 | P23:345:ITCM:LEDYARD3 5075:IA-MVP::EHV: | 0.0848 | Yes
GEN-2024-211 | 02 NEBRASKA | G00ALL 29SP | 631138 LAKEFLD3 345 635368 OBRIEN 3 345 1 | P23:345:ITCM:LEDYARD3 5076:IA-MVP::EHV: | 0.07723 | Yes
GEN-2024-211 | 02 NEBRASKA | G00ALL 29SP | 635568 S HILLS 3 345 635630 BOONEVILLE 3 345 1 | P23:345:MEC:ARBOR HILL:901::EHV: | 0.06122 | Yes
GEN-2024-211 | 02 NEBRASKA | G00ALL 29SP | 635570 ORIENT 3 345 635635 MADISON3 345 1 | P23:345:MEC:ARBOR HILL:901::EHV: | 0.05175 | Yes
GEN-2024-211 | 02 NEBRASKA | G00ALL 29SP | 635568 S HILLS 3 345 635570 ORIENT 3 345 1 | P23:345:MEC:ARBOR HILL:901::EHV: | 0.06122 | Yes
GEN-2024-211 | 02 NEBRASKA | G00ALL 29SP | 635100 ROLL HILLS 3 345 635570 ORIENT 3 345 1 | P23:345:MEC:ARBOR HILL:901::EHV: | 0.07771 | Yes
GEN-2024-211 | 02 NEBRASKA | G00ALL 29SP | 635013 PONY CRK 3 345 635100 ROLL HILLS 3 345 1 | P23:345:MEC:ARBOR HILL:901::EHV: | 0.07771 | Yes
GEN-2024-211 | 02 NEBRASKA | G00ALL 29SP | 635622 RCCN TRL 3 345 635630 BOONEVILLE 3 345 1 | P23:345:MEC:ARBOR HILL:901::EHV: | 0.06627 | Yes
GEN-2024-211 | 02 NEBRASKA | G00ALL 29SP | 635600 GRIMES 3 345 636003 BEAVER CRK 3 345 1 | P23:345:MEC:ARBOR HILL:901::EHV: | 0.05009 | Yes
GEN-2024-211 | 02 NEBRASKA | G00ALL 29SP | 635200 RAUN 3 345 645552 S3452 REACT3 345 1 | P23:345:MEC:ARBOR HILL:901::EHV: | 0.14217 | Yes
GEN-2024-211 | 02 NEBRASKA | G00ALL 29SP | 636003 BEAVER CRK 3 345 636010 LEHIGH 3 345 1 | P23:345:MEC:ARBOR HILL:901::EHV: | 0.05009 | Yes
GEN-2024-211 | 02 NEBRASKA | G00ALL 29SP | 635568 S HILLS 3 345 635630 BOONEVILLE 3 345 1 | P23:345:MEC:ARBOR HILL:902::EHV: | 0.06122 | Yes
GEN-2024-211 | 02 NEBRASKA | G00ALL 29SP | 635570 ORIENT 3 345 635635 MADISON3 345 1 | P23:345:MEC:ARBOR HILL:902::EHV: | 0.05175 | Yes
GEN-2024-211 | 02 NEBRASKA | G00ALL 29SP | 635568 S HILLS 3 345 635570 ORIENT 3 345 1 | P23:345:MEC:ARBOR HILL:902::EHV: | 0.06122 | Yes
GEN-2024-211 | 02 NEBRASKA | G00ALL 29SP | 635100 ROLL HILLS 3 345 635570 ORIENT 3 345 1 | P23:345:MEC:ARBOR HILL:902::EHV: | 0.07771 | Yes
GEN-2024-211 | 02 NEBRASKA | G00ALL 29SP | 635013 PONY CRK 3 345 635100 ROLL HILLS 3 345 1 | P23:345:MEC:ARBOR HILL:902::EHV: | 0.07771 | Yes
GEN-2024-211 | 02 NEBRASKA | G00ALL 29SP | 635622 RCCN TRL 3 345 635630 BOONEVILLE 3 345 1 | P23:345:MEC:ARBOR HILL:902::EHV: | 0.06627 | Yes
GEN-2024-211 | 02 NEBRASKA | G00ALL 29SP | 635600 GRIMES 3 345 636003 BEAVER CRK 3 345 1 | P23:345:MEC:ARBOR HILL:902::EHV: | 0.05009 | Yes
GEN-2024-211 | 02 NEBRASKA | G00ALL 29SP | 635200 RAUN 3 345 645552 S3452 REACT3 345 1 | P23:345:MEC:ARBOR HILL:902::EHV: | 0.14217 | Yes
GEN-2024-211 | 02 NEBRASKA | G00ALL 29SP | 636003 BEAVER CRK 3 345 636010 LEHIGH 3 345 1 | P23:345:MEC:ARBOR HILL:902::EHV: | 0.05009 | Yes
GEN-2024-211 | 02 NEBRASKA | G00ALL 29SP | 635568 S HILLS 3 345 635630 BOONEVILLE 3 345 1 | P23:345:MEC:ARBOR HILL:903::EHV: | 0.06122 | Yes
GEN-2024-211 | 02 NEBRASKA | G00ALL 29SP | 635570 ORIENT 3 345 635635 MADISON3 345 1 | P23:345:MEC:ARBOR HILL:903::EHV: | 0.05175 | Yes
GEN-2024-211 | 02 NEBRASKA | G00ALL 29SP | 635568 S HILLS 3 345 635570 ORIENT 3 345 1 | P23:345:MEC:ARBOR HILL:903::EHV: | 0.06122 | Yes
GEN-2024-211 | 02 NEBRASKA | G00ALL 29SP | 635100 ROLL HILLS 3 345 635570 ORIENT 3 345 1 | P23:345:MEC:ARBOR HILL:903::EHV: | 0.07771 | Yes
GEN-2024-211 | 02 NEBRASKA | G00ALL 29SP | 635013 PONY CRK 3 345 635100 ROLL HILLS 3 345 1 | P23:345:MEC:ARBOR HILL:903::EHV: | 0.07771 | Yes
GEN-2024-211 | 02 NEBRASKA | G00ALL 29SP | 635622 RCCN TRL 3 345 635630 BOONEVILLE 3 345 1 | P23:345:MEC:ARBOR HILL:903::EHV: | 0.06627 | Yes
GEN-2024-211 | 02 NEBRASKA | G00ALL 29SP | 635200 RAUN 3 345 762779 G18-043 TAP 345 1 | P23:345:MEC:ARBOR HILL:903::EHV: | 0.13796 | Yes
GEN-2024-211 | 02 NEBRASKA | G00ALL 29SP | 635600 GRIMES 3 345 636003 BEAVER CRK 3 345 1 | P23:345:MEC:ARBOR HILL:903::EHV: | 0.05009 | Yes
GEN-2024-211 | 02 NEBRASKA | G00ALL 29SP | 635200 RAUN 3 345 645552 S3452 REACT3 345 1 | P23:345:MEC:ARBOR HILL:903::EHV: | 0.14217 | Yes
GEN-2024-211 | 02 NEBRASKA | G00ALL 29SP | 636003 BEAVER CRK 3 345 636010 LEHIGH 3 345 1 | P23:345:MEC:ARBOR HILL:903::EHV: | 0.05009 | Yes
GEN-2024-211 | 02 NEBRASKA | G00ALL 29SP | 635100 ROLL HILLS 3 345 635570 ORIENT 3 345 1 | P23:345:MEC:ATCHISON:902::EHV: | 0.06781 | Yes
GEN-2024-211 | 02 NEBRASKA | G00ALL 29SP | 635013 PONY CRK 3 345 635100 ROLL HILLS 3 345 1 | P23:345:MEC:ATCHISON:902::EHV: | 0.06781 | Yes
GEN-2024-211 | 02 NEBRASKA | G00ALL 29SP | 635000 CBLUFFS3 345 645456 S3456 3 345 1 | P23:345:MEC:ATCHISON:902::EHV: | 0.14424 | Yes
GEN-2024-211 | 02 NEBRASKA | G00ALL 29SP | 635570 ORIENT 3 345 635635 MADISON3 345 1 | P23:345:MEC:BOONEVILLE:902::EHV: | 0.06477 | Yes
GEN-2024-211 | 02 NEBRASKA | G00ALL 29SP | 635000 CBLUFFS3 345 635014 OVERLAND 3 345 1 | P23:345:MEC:BOONEVILLE:902::EHV: | 0.07295 | Yes
GEN-2024-211 | 02 NEBRASKA | G00ALL 29SP | 635580 ARBOR HILL 3 345 635623 BADGER CRK 3 345 1 | P23:345:MEC:BOONEVILLE:902::EHV: | 0.06906 | Yes
GEN-2024-211 | 02 NEBRASKA | G00ALL 29SP | 635580 ARBOR HILL 3 345 635590 FALLOW AVE 3 345 1 | P23:345:MEC:BOONEVILLE:902::EHV: | 0.06906 | Yes
GEN-2024-211 | 02 NEBRASKA | G00ALL 29SP | 635014 OVERLAND 3 345 635590 FALLOW AVE 3 345 1 | P23:345:MEC:BOONEVILLE:902::EHV: | 0.06906 | Yes
GEN-2024-211 | 02 NEBRASKA | G00ALL 29SP | 635000 CBLUFFS3 345 645456 S3456 3 345 1 | P23:345:MEC:CBEC:905::EHV: | 0.10749 | Yes
GEN-2024-211 | 02 NEBRASKA | G00ALL 29SP | 635000 CBLUFFS3 345 645456 S3456 3 345 1 | P23:345:MEC:CBEC:908::EHV: | 0.13206 | Yes
GEN-2024-211 | 02 NEBRASKA | G00ALL 29SP | 635000 CBLUFFS3 345 635016 SOUTHLAND 3 345 1 | P23:345:MEC:CBEC:908::EHV: | 0.05706 | Yes
GEN-2024-211 | 02 NEBRASKA | G00ALL 29SP | 635200 RAUN 3 345 652564 SIOUXCY3 345 1 | P23:345:MEC:CHEROKEE:901::EHV: | 0.16703 | Yes
GEN-2024-211 | 02 NEBRASKA | G00ALL 29SP | 636000 WEBSTER3 345 636010 LEHIGH 3 345 1 | P23:345:MEC:CHEROKEE:901::EHV: | 0.08358 | Yes
GEN-2024-211 | 02 NEBRASKA | G00ALL 29SP | 635200 RAUN 3 345 652564 SIOUXCY3 345 1 | P23:345:MEC:CHEROKEE:902::EHV: | 0.16703 | Yes
GEN-2024-211 | 02 NEBRASKA | G00ALL 29SP | 636000 WEBSTER3 345 636010 LEHIGH 3 345 1 | P23:345:MEC:CHEROKEE:902::EHV: | 0.08358 | Yes
GEN-2024-211 | 02 NEBRASKA | G00ALL 29SP | 635200 RAUN 3 345 652564 SIOUXCY3 345 1 | P23:345:MEC:CHEROKEE:903::EHV: | 0.16703 | Yes
GEN-2024-211 | 02 NEBRASKA | G00ALL 29SP | 636000 WEBSTER3 345 636010 LEHIGH 3 345 1 | P23:345:MEC:CHEROKEE:903::EHV: | 0.08358 | Yes
GEN-2024-211 | 02 NEBRASKA | G00ALL 29SP | 635568 S HILLS 3 345 635630 BOONEVILLE 3 345 1 | P23:345:MEC:FALLOW:901::EHV: | 0.06122 | Yes
GEN-2024-211 | 02 NEBRASKA | G00ALL 29SP | 635570 ORIENT 3 345 635635 MADISON3 345 1 | P23:345:MEC:FALLOW:901::EHV: | 0.05175 | Yes
GEN-2024-211 | 02 NEBRASKA | G00ALL 29SP | 635568 S HILLS 3 345 635570 ORIENT 3 345 1 | P23:345:MEC:FALLOW:901::EHV: | 0.06122 | Yes
GEN-2024-211 | 02 NEBRASKA | G00ALL 29SP | 635100 ROLL HILLS 3 345 635570 ORIENT 3 345 1 | P23:345:MEC:FALLOW:901::EHV: | 0.07771 | Yes
GEN-2024-211 | 02 NEBRASKA | G00ALL 29SP | 635013 PONY CRK 3 345 635100 ROLL HILLS 3 345 1 | P23:345:MEC:FALLOW:901::EHV: | 0.07771 | Yes
GEN-2024-211 | 02 NEBRASKA | G00ALL 29SP | 635622 RCCN TRL 3 345 635630 BOONEVILLE 3 345 1 | P23:345:MEC:FALLOW:901::EHV: | 0.06627 | Yes
GEN-2024-211 | 02 NEBRASKA | G00ALL 29SP | 635600 GRIMES 3 345 636003 BEAVER CRK 3 345 1 | P23:345:MEC:FALLOW:901::EHV: | 0.05009 | Yes
GEN-2024-211 | 02 NEBRASKA | G00ALL 29SP | 635200 RAUN 3 345 645552 S3452 REACT3 345 1 | P23:345:MEC:FALLOW:901::EHV: | 0.14217 | Yes
GEN-2024-211 | 02 NEBRASKA | G00ALL 29SP | 636003 BEAVER CRK 3 345 636010 LEHIGH 3 345 1 | P23:345:MEC:FALLOW:901::EHV: | 0.05009 | Yes
GEN-2024-211 | 02 NEBRASKA | G00ALL 29SP | 635568 S HILLS 3 345 635630 BOONEVILLE 3 345 1 | P23:345:MEC:FALLOW:902::EHV: | 0.06122 | Yes
GEN-2024-211 | 02 NEBRASKA | G00ALL 29SP | 635570 ORIENT 3 345 635635 MADISON3 345 1 | P23:345:MEC:FALLOW:902::EHV: | 0.05175 | Yes
GEN-2024-211 | 02 NEBRASKA | G00ALL 29SP | 635568 S HILLS 3 345 635570 ORIENT 3 345 1 | P23:345:MEC:FALLOW:902::EHV: | 0.06122 | Yes
GEN-2024-211 | 02 NEBRASKA | G00ALL 29SP | 635100 ROLL HILLS 3 345 635570 ORIENT 3 345 1 | P23:345:MEC:FALLOW:902::EHV: | 0.07771 | Yes
GEN-2024-211 | 02 NEBRASKA | G00ALL 29SP | 635013 PONY CRK 3 345 635100 ROLL HILLS 3 345 1 | P23:345:MEC:FALLOW:902::EHV: | 0.07771 | Yes
GEN-2024-211 | 02 NEBRASKA | G00ALL 29SP | 635622 RCCN TRL 3 345 635630 BOONEVILLE 3 345 1 | P23:345:MEC:FALLOW:902::EHV: | 0.06627 | Yes
GEN-2024-211 | 02 NEBRASKA | G00ALL 29SP | 635600 GRIMES 3 345 636003 BEAVER CRK 3 345 1 | P23:345:MEC:FALLOW:902::EHV: | 0.05009 | Yes
GEN-2024-211 | 02 NEBRASKA | G00ALL 29SP | 636003 BEAVER CRK 3 345 636010 LEHIGH 3 345 1 | P23:345:MEC:FALLOW:902::EHV: | 0.05009 | Yes
GEN-2024-211 | 02 NEBRASKA | G00ALL 29SP | 635568 S HILLS 3 345 635630 BOONEVILLE 3 345 1 | P23:345:MEC:FALLOW:903::EHV: | 0.06122 | Yes
GEN-2024-211 | 02 NEBRASKA | G00ALL 29SP | 635570 ORIENT 3 345 635635 MADISON3 345 1 | P23:345:MEC:FALLOW:903::EHV: | 0.05175 | Yes
GEN-2024-211 | 02 NEBRASKA | G00ALL 29SP | 635568 S HILLS 3 345 635570 ORIENT 3 345 1 | P23:345:MEC:FALLOW:903::EHV: | 0.06122 | Yes
GEN-2024-211 | 02 NEBRASKA | G00ALL 29SP | 635100 ROLL HILLS 3 345 635570 ORIENT 3 345 1 | P23:345:MEC:FALLOW:903::EHV: | 0.07771 | Yes
GEN-2024-211 | 02 NEBRASKA | G00ALL 29SP | 635013 PONY CRK 3 345 635100 ROLL HILLS 3 345 1 | P23:345:MEC:FALLOW:903::EHV: | 0.07771 | Yes
GEN-2024-211 | 02 NEBRASKA | G00ALL 29SP | 635622 RCCN TRL 3 345 635630 BOONEVILLE 3 345 1 | P23:345:MEC:FALLOW:903::EHV: | 0.06627 | Yes
GEN-2024-211 | 02 NEBRASKA | G00ALL 29SP | 635600 GRIMES 3 345 636003 BEAVER CRK 3 345 1 | P23:345:MEC:FALLOW:903::EHV: | 0.05009 | Yes
GEN-2024-211 | 02 NEBRASKA | G00ALL 29SP | 635368 OBRIEN 3 345 635400 HIGHLAND 3 345 1 | P23:345:MEC:GARD AVE:901::EHV: | 0.05971 | Yes
GEN-2024-211 | 02 NEBRASKA | G00ALL 29SP | 635399 CHEROKEE 3 345 635400 HIGHLAND 3 345 1 | P23:345:MEC:GARD AVE:901::EHV: | 0.05971 | Yes
GEN-2024-211 | 02 NEBRASKA | G00ALL 29SP | 635200 RAUN 3 345 635398 REMSEN 3 345 1 | P23:345:MEC:GARD AVE:901::EHV: | 0.05971 | Yes
GEN-2024-211 | 02 NEBRASKA | G00ALL 29SP | 635398 REMSEN 3 345 635399 CHEROKEE 3 345 1 | P23:345:MEC:GARD AVE:901::EHV: | 0.05971 | Yes
GEN-2024-211 | 02 NEBRASKA | G00ALL 29SP | 636003 BEAVER CRK 3 345 636010 LEHIGH 3 345 1 | P23:345:MEC:GARD AVE:901::EHV: | 0.06385 | Yes
GEN-2024-211 | 02 NEBRASKA | G00ALL 29SP | 635368 OBRIEN 3 345 635400 HIGHLAND 3 345 1 | P23:345:MEC:GARD AVE:903::EHV: | 0.05971 | Yes
GEN-2024-211 | 02 NEBRASKA | G00ALL 29SP | 635399 CHEROKEE 3 345 635400 HIGHLAND 3 345 1 | P23:345:MEC:GARD AVE:903::EHV: | 0.05971 | Yes
GEN-2024-211 | 02 NEBRASKA | G00ALL 29SP | 635200 RAUN 3 345 635398 REMSEN 3 345 1 | P23:345:MEC:GARD AVE:903::EHV: | 0.05971 | Yes
GEN-2024-211 | 02 NEBRASKA | G00ALL 29SP | 635398 REMSEN 3 345 635399 CHEROKEE 3 345 1 | P23:345:MEC:GARD AVE:903::EHV: | 0.05971 | Yes
GEN-2024-211 | 02 NEBRASKA | G00ALL 29SP | 636003 BEAVER CRK 3 345 636010 LEHIGH 3 345 1 | P23:345:MEC:GARD AVE:903::EHV: | 0.06385 | Yes
GEN-2024-211 | 02 NEBRASKA | G00ALL 29SP | 635368 OBRIEN 3 345 635400 HIGHLAND 3 345 1 | P23:345:MEC:GARD AVE:904::EHV: | 0.05971 | Yes
GEN-2024-211 | 02 NEBRASKA | G00ALL 29SP | 635399 CHEROKEE 3 345 635400 HIGHLAND 3 345 1 | P23:345:MEC:GARD AVE:904::EHV: | 0.05971 | Yes
GEN-2024-211 | 02 NEBRASKA | G00ALL 29SP | 635200 RAUN 3 345 635398 REMSEN 3 345 1 | P23:345:MEC:GARD AVE:904::EHV: | 0.05971 | Yes
GEN-2024-211 | 02 NEBRASKA | G00ALL 29SP | 635398 REMSEN 3 345 635399 CHEROKEE 3 345 1 | P23:345:MEC:GARD AVE:904::EHV: | 0.05971 | Yes
GEN-2024-211 | 02 NEBRASKA | G00ALL 29SP | 635600 GRIMES 3 345 635622 RCCN TRL 3 345 2 | P23:345:MEC:GDMEC:901::EHV: | 0.05424 | Yes
GEN-2024-211 | 02 NEBRASKA | G00ALL 29SP | 635600 GRIMES 3 345 635622 RCCN TRL 3 345 1 | P23:345:MEC:GDMEC:901::EHV: | 0.05411 | Yes
GEN-2024-211 | 02 NEBRASKA | G00ALL 29SP | 635600 GRIMES 3 345 635622 RCCN TRL 3 345 2 | P23:345:MEC:GDMEC:902::EHV: | 0.05424 | Yes
GEN-2024-211 | 02 NEBRASKA | G00ALL 29SP | 635600 GRIMES 3 345 635622 RCCN TRL 3 345 1 | P23:345:MEC:GDMEC:902::EHV: | 0.05411 | Yes
GEN-2024-211 | 02 NEBRASKA | G00ALL 29SP | 635635 MADISON3 345 635640 NORWALK 3 345 1 | P23:345:MEC:GRIMES:903::EHV: | 0.07867 | Yes
GEN-2024-211 | 02 NEBRASKA | G00ALL 29SP | 635680 BONDURANT3 345 635690 GDMEC 3 345 1 | P23:345:MEC:GRIMES:903::EHV: | 0.06503 | Yes
GEN-2024-211 | 02 NEBRASKA | G00ALL 29SP | 635640 NORWALK 3 345 635650 SE POLK 3 345 1 | P23:345:MEC:GRIMES:903::EHV: | 0.07145 | Yes
GEN-2024-211 | 02 NEBRASKA | G00ALL 29SP | 635600 GRIMES 3 345 635622 RCCN TRL 3 345 2 | P23:345:MEC:GRIMES:904::EHV: | 0.06246 | Yes
GEN-2024-211 | 02 NEBRASKA | G00ALL 29SP | 635600 GRIMES 3 345 635699 SYCAMORE925 345 1 | P23:345:MEC:GRIMES:905::EHV: | 0.05498 | Yes
GEN-2024-211 | 02 NEBRASKA | G00ALL 29SP | 635699 SYCAMORE925 345 635700 SYCAMORE 3 345 Z6 | P23:345:MEC:GRIMES:905::EHV: | 0.05498 | Yes
GEN-2024-211 | 02 NEBRASKA | G00ALL 29SP | 635200 RAUN 3 345 652564 SIOUXCY3 345 1 | P23:345:MEC:HIGHLAND:901::EHV: | 0.16703 | Yes
GEN-2024-211 | 02 NEBRASKA | G00ALL 29SP | 601006 SPLT RK3 345 652864 SIOUXCY-LNX3 345 1 | P23:345:MEC:HIGHLAND:901::EHV: | 0.07765 | Yes
GEN-2024-211 | 02 NEBRASKA | G00ALL 29SP | 636000 WEBSTER3 345 636010 LEHIGH 3 345 1 | P23:345:MEC:HIGHLAND:901::EHV: | 0.08358 | Yes
GEN-2024-211 | 02 NEBRASKA | G00ALL 29SP | 635200 RAUN 3 345 652564 SIOUXCY3 345 1 | P23:345:MEC:HIGHLAND:902::EHV: | 0.16703 | Yes
GEN-2024-211 | 02 NEBRASKA | G00ALL 29SP | 601006 SPLT RK3 345 652864 SIOUXCY-LNX3 345 1 | P23:345:MEC:HIGHLAND:902::EHV: | 0.07765 | Yes
GEN-2024-211 | 02 NEBRASKA | G00ALL 29SP | 636000 WEBSTER3 345 636010 LEHIGH 3 345 1 | P23:345:MEC:HIGHLAND:902::EHV: | 0.08358 | Yes
GEN-2024-211 | 02 NEBRASKA | G00ALL 29SP | 635200 RAUN 3 345 640226 HOSKINS3 345 1 | P23:345:MEC:HIGHLAND:902::EHV: | 0.05092 | Yes
GEN-2024-211 | 02 NEBRASKA | G00ALL 29SP | 635200 RAUN 3 345 652564 SIOUXCY3 345 1 | P23:345:MEC:HIGHLAND:903::EHV: | 0.16703 | Yes
GEN-2024-211 | 02 NEBRASKA | G00ALL 29SP | 601006 SPLT RK3 345 652864 SIOUXCY-LNX3 345 1 | P23:345:MEC:HIGHLAND:903::EHV: | 0.07765 | Yes
GEN-2024-211 | 02 NEBRASKA | G00ALL 29SP | 636000 WEBSTER3 345 636010 LEHIGH 3 345 1 | P23:345:MEC:HIGHLAND:903::EHV: | 0.08358 | Yes
GEN-2024-211 | 02 NEBRASKA | G00ALL 29SP | 635200 RAUN 3 345 640226 HOSKINS3 345 1 | P23:345:MEC:HIGHLAND:903::EHV: | 0.05092 | Yes
GEN-2024-211 | 02 NEBRASKA | G00ALL 29SP | 635200 RAUN 3 345 652564 SIOUXCY3 345 1 | P23:345:MEC:HIGHLAND:908::EHV: | 0.16703 | Yes
GEN-2024-211 | 02 NEBRASKA | G00ALL 29SP | 601006 SPLT RK3 345 652864 SIOUXCY-LNX3 345 1 | P23:345:MEC:HIGHLAND:908::EHV: | 0.07765 | Yes
GEN-2024-211 | 02 NEBRASKA | G00ALL 29SP | 636000 WEBSTER3 345 636010 LEHIGH 3 345 1 | P23:345:MEC:HIGHLAND:908::EHV: | 0.08358 | Yes
GEN-2024-211 | 02 NEBRASKA | G00ALL 29SP | 631138 LAKEFLD3 345 635368 OBRIEN 3 345 1 | P23:345:MEC:KOSSUTH:901::EHV: | 0.06513 | Yes
GEN-2024-211 | 02 NEBRASKA | G00ALL 29SP | 631138 LAKEFLD3 345 635368 OBRIEN 3 345 1 | P23:345:MEC:KOSSUTH:902::EHV: | 0.06513 | Yes
GEN-2024-211 | 02 NEBRASKA | G00ALL 29SP | 631138 LAKEFLD3 345 635368 OBRIEN 3 345 1 | P23:345:MEC:KOSSUTH:904::EHV: | 0.06513 | Yes
GEN-2024-211 | 02 NEBRASKA | G00ALL 29SP | 635368 OBRIEN 3 345 635400 HIGHLAND 3 345 1 | P23:345:MEC:LEHIGH:350::EHV: | 0.06953 | Yes
GEN-2024-211 | 02 NEBRASKA | G00ALL 29SP | 635399 CHEROKEE 3 345 635400 HIGHLAND 3 345 1 | P23:345:MEC:LEHIGH:350::EHV: | 0.06953 | Yes
GEN-2024-211 | 02 NEBRASKA | G00ALL 29SP | 635200 RAUN 3 345 635398 REMSEN 3 345 1 | P23:345:MEC:LEHIGH:350::EHV: | 0.06953 | Yes
GEN-2024-211 | 02 NEBRASKA | G00ALL 29SP | 635398 REMSEN 3 345 635399 CHEROKEE 3 345 1 | P23:345:MEC:LEHIGH:350::EHV: | 0.06953 | Yes
GEN-2024-211 | 02 NEBRASKA | G00ALL 29SP | 635200 RAUN 3 345 652564 SIOUXCY3 345 1 | P23:345:MEC:LEHIGH:360::EHV: | 0.1536 | Yes
GEN-2024-211 | 02 NEBRASKA | G00ALL 29SP | 635368 OBRIEN 3 345 635400 HIGHLAND 3 345 1 | P23:345:MEC:LEHIGH:360::EHV: | 0.06953 | Yes
GEN-2024-211 | 02 NEBRASKA | G00ALL 29SP | 635399 CHEROKEE 3 345 635400 HIGHLAND 3 345 1 | P23:345:MEC:LEHIGH:360::EHV: | 0.06953 | Yes
GEN-2024-211 | 02 NEBRASKA | G00ALL 29SP | 635200 RAUN 3 345 635398 REMSEN 3 345 1 | P23:345:MEC:LEHIGH:360::EHV: | 0.06953 | Yes
GEN-2024-211 | 02 NEBRASKA | G00ALL 29SP | 635398 REMSEN 3 345 635399 CHEROKEE 3 345 1 | P23:345:MEC:LEHIGH:360::EHV: | 0.06953 | Yes
GEN-2024-211 | 02 NEBRASKA | G00ALL 29SP | 635368 OBRIEN 3 345 635400 HIGHLAND 3 345 1 | P23:345:MEC:LEHIGH:390::EHV: | 0.05971 | Yes
GEN-2024-211 | 02 NEBRASKA | G00ALL 29SP | 635399 CHEROKEE 3 345 635400 HIGHLAND 3 345 1 | P23:345:MEC:LEHIGH:390::EHV: | 0.05971 | Yes
GEN-2024-211 | 02 NEBRASKA | G00ALL 29SP | 635200 RAUN 3 345 635398 REMSEN 3 345 1 | P23:345:MEC:LEHIGH:390::EHV: | 0.05971 | Yes
GEN-2024-211 | 02 NEBRASKA | G00ALL 29SP | 635398 REMSEN 3 345 635399 CHEROKEE 3 345 1 | P23:345:MEC:LEHIGH:390::EHV: | 0.05971 | Yes
GEN-2024-211 | 02 NEBRASKA | G00ALL 29SP | 636003 BEAVER CRK 3 345 636010 LEHIGH 3 345 1 | P23:345:MEC:LEHIGH:390::EHV: | 0.06385 | Yes
GEN-2024-211 | 02 NEBRASKA | G00ALL 29SP | 635568 S HILLS 3 345 635630 BOONEVILLE 3 345 1 | P23:345:MEC:MADISON:901::EHV: | 0.06931 | Yes
GEN-2024-211 | 02 NEBRASKA | G00ALL 29SP | 635568 S HILLS 3 345 635570 ORIENT 3 345 1 | P23:345:MEC:MADISON:901::EHV: | 0.06931 | Yes
GEN-2024-211 | 02 NEBRASKA | G00ALL 29SP | 635600 GRIMES 3 345 635622 RCCN TRL 3 345 2 | P23:345:MEC:MADISON:901::EHV: | 0.05727 | Yes
GEN-2024-211 | 02 NEBRASKA | G00ALL 29SP | 635600 GRIMES 3 345 635622 RCCN TRL 3 345 1 | P23:345:MEC:MADISON:901::EHV: | 0.05713 | Yes
GEN-2024-211 | 02 NEBRASKA | G00ALL 29SP | 635568 S HILLS 3 345 635630 BOONEVILLE 3 345 1 | P23:345:MEC:MADISON:902::EHV: | 0.06931 | Yes
GEN-2024-211 | 02 NEBRASKA | G00ALL 29SP | 635568 S HILLS 3 345 635570 ORIENT 3 345 1 | P23:345:MEC:MADISON:902::EHV: | 0.06931 | Yes
GEN-2024-211 | 02 NEBRASKA | G00ALL 29SP | 635600 GRIMES 3 345 635622 RCCN TRL 3 345 2 | P23:345:MEC:MADISON:902::EHV: | 0.05727 | Yes
GEN-2024-211 | 02 NEBRASKA | G00ALL 29SP | 635600 GRIMES 3 345 635622 RCCN TRL 3 345 1 | P23:345:MEC:MADISON:902::EHV: | 0.05713 | Yes
GEN-2024-211 | 02 NEBRASKA | G00ALL 29SP | 635568 S HILLS 3 345 635630 BOONEVILLE 3 345 1 | P23:345:MEC:MADISON:903::EHV: | 0.06931 | Yes
GEN-2024-211 | 02 NEBRASKA | G00ALL 29SP | 635568 S HILLS 3 345 635570 ORIENT 3 345 1 | P23:345:MEC:MADISON:903::EHV: | 0.06931 | Yes
GEN-2024-211 | 02 NEBRASKA | G00ALL 29SP | 635600 GRIMES 3 345 635622 RCCN TRL 3 345 2 | P23:345:MEC:MADISON:903::EHV: | 0.05727 | Yes
GEN-2024-211 | 02 NEBRASKA | G00ALL 29SP | 635600 GRIMES 3 345 635622 RCCN TRL 3 345 1 | P23:345:MEC:MADISON:903::EHV: | 0.05713 | Yes
GEN-2024-211 | 02 NEBRASKA | G00ALL 29SP | 635100 ROLL HILLS 3 345 635570 ORIENT 3 345 1 | P23:345:MEC:NORTHBORO:901::EHV: | 0.06781 | Yes
GEN-2024-211 | 02 NEBRASKA | G00ALL 29SP | 635013 PONY CRK 3 345 635100 ROLL HILLS 3 345 1 | P23:345:MEC:NORTHBORO:901::EHV: | 0.06781 | Yes
GEN-2024-211 | 02 NEBRASKA | G00ALL 29SP | 635580 ARBOR HILL 3 345 635623 BADGER CRK 3 345 1 | P23:345:MEC:NORTHBORO:901::EHV: | 0.06461 | Yes
GEN-2024-211 | 02 NEBRASKA | G00ALL 29SP | 635000 CBLUFFS3 345 645456 S3456 3 345 1 | P23:345:MEC:NORTHBORO:901::EHV: | 0.14424 | Yes
GEN-2024-211 | 02 NEBRASKA | G00ALL 29SP | 635580 ARBOR HILL 3 345 635590 FALLOW AVE 3 345 1 | P23:345:MEC:NORTHBORO:901::EHV: | 0.06461 | Yes
GEN-2024-211 | 02 NEBRASKA | G00ALL 29SP | 635014 OVERLAND 3 345 635590 FALLOW AVE 3 345 1 | P23:345:MEC:NORTHBORO:901::EHV: | 0.06461 | Yes
GEN-2024-211 | 02 NEBRASKA | G00ALL 29SP | 635600 GRIMES 3 345 636003 BEAVER CRK 3 345 1 | P23:345:MEC:NORTHBORO:901::EHV: | 0.0575 | Yes
GEN-2024-211 | 02 NEBRASKA | G00ALL 29SP | 635200 RAUN 3 345 652564 SIOUXCY3 345 1 | P23:345:MEC:OBRIEN:903::EHV: | 0.16889 | Yes
GEN-2024-211 | 02 NEBRASKA | G00ALL 29SP | 601006 SPLT RK3 345 652864 SIOUXCY-LNX3 345 1 | P23:345:MEC:OBRIEN:903::EHV: | 0.08091 | Yes
GEN-2024-211 | 02 NEBRASKA | G00ALL 29SP | 636000 WEBSTER3 345 636010 LEHIGH 3 345 1 | P23:345:MEC:OBRIEN:903::EHV: | 0.07957 | Yes
GEN-2024-211 | 02 NEBRASKA | G00ALL 29SP | 631193 HUNTLEY3 345 631197 LEDYARD3 345 1 | P23:345:MEC:OBRIEN:903::EHV: | 0.07392 | Yes
GEN-2024-211 | 02 NEBRASKA | G00ALL 29SP | 631197 LEDYARD3 345 635369 KOSSUTH 3 345 1 | P23:345:MEC:OBRIEN:903::EHV: | 0.05168 | Yes
GEN-2024-211 | 02 NEBRASKA | G00ALL 29SP | 635200 RAUN 3 345 640226 HOSKINS3 345 1 | P23:345:MEC:OBRIEN:903::EHV: | 0.05133 | Yes
GEN-2024-211 | 02 NEBRASKA | G00ALL 29SP | 601006 SPLT RK3 345 652864 SIOUXCY-LNX3 345 1 | P23:345:MEC:OBRIEN:904::EHV: | 0.07689 | Yes
GEN-2024-211 | 02 NEBRASKA | G00ALL 29SP | 631193 HUNTLEY3 345 631197 LEDYARD3 345 1 | P23:345:MEC:OBRIEN:904::EHV: | 0.08261 | Yes
GEN-2024-211 | 02 NEBRASKA | G00ALL 29SP | 631197 LEDYARD3 345 635369 KOSSUTH 3 345 1 | P23:345:MEC:OBRIEN:904::EHV: | 0.06418 | Yes
GEN-2024-211 | 02 NEBRASKA | G00ALL 29SP | 635200 RAUN 3 345 652564 SIOUXCY3 345 1 | P23:345:MEC:OBRIEN:906::EHV: | 0.1695 | Yes
GEN-2024-211 | 02 NEBRASKA | G00ALL 29SP | 601006 SPLT RK3 345 652864 SIOUXCY-LNX3 345 1 | P23:345:MEC:OBRIEN:906::EHV: | 0.0796 | Yes
GEN-2024-211 | 02 NEBRASKA | G00ALL 29SP | 631193 HUNTLEY3 345 631197 LEDYARD3 345 1 | P23:345:MEC:OBRIEN:906::EHV: | 0.07268 | Yes
GEN-2024-211 | 02 NEBRASKA | G00ALL 29SP | 631197 LEDYARD3 345 635369 KOSSUTH 3 345 1 | P23:345:MEC:OBRIEN:906::EHV: | 0.05109 | Yes
GEN-2024-211 | 02 NEBRASKA | G00ALL 29SP | 635200 RAUN 3 345 640226 HOSKINS3 345 1 | P23:345:MEC:OBRIEN:906::EHV: | 0.0511 | Yes
GEN-2024-211 | 02 NEBRASKA | G00ALL 29SP | 635570 ORIENT 3 345 635635 MADISON3 345 1 | P23:345:MEC:ORIENT:902::EHV: | 0.05794 | Yes
GEN-2024-211 | 02 NEBRASKA | G00ALL 29SP | 635000 CBLUFFS3 345 635014 OVERLAND 3 345 1 | P23:345:MEC:ORIENT:902::EHV: | 0.07217 | Yes
GEN-2024-211 | 02 NEBRASKA | G00ALL 29SP | 635580 ARBOR HILL 3 345 635623 BADGER CRK 3 345 1 | P23:345:MEC:ORIENT:902::EHV: | 0.06864 | Yes
GEN-2024-211 | 02 NEBRASKA | G00ALL 29SP | 635580 ARBOR HILL 3 345 635590 FALLOW AVE 3 345 1 | P23:345:MEC:ORIENT:902::EHV: | 0.06864 | Yes
GEN-2024-211 | 02 NEBRASKA | G00ALL 29SP | 635000 CBLUFFS3 345 645456 S3456 3 345 1 | P23:345:MEC:ORIENT:902::EHV: | 0.13992 | Yes
GEN-2024-211 | 02 NEBRASKA | G00ALL 29SP | 635014 OVERLAND 3 345 635590 FALLOW AVE 3 345 1 | P23:345:MEC:ORIENT:902::EHV: | 0.06864 | Yes
GEN-2024-211 | 02 NEBRASKA | G00ALL 29SP | 635600 GRIMES 3 345 636003 BEAVER CRK 3 345 1 | P23:345:MEC:ORIENT:902::EHV: | 0.05545 | Yes
GEN-2024-211 | 02 NEBRASKA | G00ALL 29SP | 636003 BEAVER CRK 3 345 636010 LEHIGH 3 345 1 | P23:345:MEC:ORIENT:902::EHV: | 0.05545 | Yes
GEN-2024-211 | 02 NEBRASKA | G00ALL 29SP | 635000 CBLUFFS3 345 635014 OVERLAND 3 345 1 | P23:345:MEC:ORIENT:905::EHV: | 0.08466 | Yes
GEN-2024-211 | 02 NEBRASKA | G00ALL 29SP | 635580 ARBOR HILL 3 345 635623 BADGER CRK 3 345 1 | P23:345:MEC:ORIENT:905::EHV: | 0.07834 | Yes
GEN-2024-211 | 02 NEBRASKA | G00ALL 29SP | 635580 ARBOR HILL 3 345 635590 FALLOW AVE 3 345 1 | P23:345:MEC:ORIENT:905::EHV: | 0.07834 | Yes
GEN-2024-211 | 02 NEBRASKA | G00ALL 29SP | 635014 OVERLAND 3 345 635590 FALLOW AVE 3 345 1 | P23:345:MEC:ORIENT:905::EHV: | 0.07834 | Yes
GEN-2024-211 | 02 NEBRASKA | G00ALL 29SP | 635568 S HILLS 3 345 635630 BOONEVILLE 3 345 1 | P23:345:MEC:OVERLAND TRAIL:902::EHV: | 0.0614 | Yes
GEN-2024-211 | 02 NEBRASKA | G00ALL 29SP | 635568 S HILLS 3 345 635570 ORIENT 3 345 1 | P23:345:MEC:OVERLAND TRAIL:902::EHV: | 0.0614 | Yes
GEN-2024-211 | 02 NEBRASKA | G00ALL 29SP | 635622 RCCN TRL 3 345 635630 BOONEVILLE 3 345 1 | P23:345:MEC:OVERLAND TRAIL:902::EHV: | 0.06636 | Yes
GEN-2024-211 | 02 NEBRASKA | G00ALL 29SP | 631138 LAKEFLD3 345 635368 OBRIEN 3 345 1 | P23:345:MEC:PALO ALTO:903::EHV: | 0.05987 | Yes
GEN-2024-211 | 02 NEBRASKA | G00ALL 29SP | 636000 WEBSTER3 345 636010 LEHIGH 3 345 1 | P23:345:MEC:PALO ALTO:903::EHV: | 0.06688 | Yes
GEN-2024-211 | 02 NEBRASKA | G00ALL 29SP | 635200 RAUN 3 345 652564 SIOUXCY3 345 1 | P23:345:MEC:RAUN:150::EHV: | 0.17266 | Yes
GEN-2024-211 | 02 NEBRASKA | G00ALL 29SP | 601006 SPLT RK3 345 652864 SIOUXCY-LNX3 345 1 | P23:345:MEC:RAUN:150::EHV: | 0.08036 | Yes
GEN-2024-211 | 02 NEBRASKA | G00ALL 29SP | 635200 RAUN 3 345 640226 HOSKINS3 345 1 | P23:345:MEC:RAUN:150::EHV: | 0.0535 | Yes
GEN-2024-211 | 02 NEBRASKA | G00ALL 29SP | 635000 CBLUFFS3 345 635014 OVERLAND 3 345 1 | P23:345:MEC:ROLLING HILLS:901::EHV: | 0.08349 | Yes
GEN-2024-211 | 02 NEBRASKA | G00ALL 29SP | 635580 ARBOR HILL 3 345 635623 BADGER CRK 3 345 1 | P23:345:MEC:ROLLING HILLS:901::EHV: | 0.07715 | Yes
GEN-2024-211 | 02 NEBRASKA | G00ALL 29SP | 635580 ARBOR HILL 3 345 635590 FALLOW AVE 3 345 1 | P23:345:MEC:ROLLING HILLS:901::EHV: | 0.07715 | Yes
GEN-2024-211 | 02 NEBRASKA | G00ALL 29SP | 635014 OVERLAND 3 345 635590 FALLOW AVE 3 345 1 | P23:345:MEC:ROLLING HILLS:901::EHV: | 0.07715 | Yes
GEN-2024-211 | 02 NEBRASKA | G00ALL 29SP | 635000 CBLUFFS3 345 635014 OVERLAND 3 345 1 | P23:345:MEC:ROLLING HILLS:902::EHV: | 0.08349 | Yes
GEN-2024-211 | 02 NEBRASKA | G00ALL 29SP | 635580 ARBOR HILL 3 345 635623 BADGER CRK 3 345 1 | P23:345:MEC:ROLLING HILLS:902::EHV: | 0.07715 | Yes
GEN-2024-211 | 02 NEBRASKA | G00ALL 29SP | 635580 ARBOR HILL 3 345 635590 FALLOW AVE 3 345 1 | P23:345:MEC:ROLLING HILLS:902::EHV: | 0.07715 | Yes
GEN-2024-211 | 02 NEBRASKA | G00ALL 29SP | 635014 OVERLAND 3 345 635590 FALLOW AVE 3 345 1 | P23:345:MEC:ROLLING HILLS:902::EHV: | 0.07715 | Yes
GEN-2024-211 | 02 NEBRASKA | G00ALL 29SP | 635000 CBLUFFS3 345 635014 OVERLAND 3 345 1 | P23:345:MEC:ROLLING HILLS:903::EHV: | 0.08349 | Yes
GEN-2024-211 | 02 NEBRASKA | G00ALL 29SP | 635580 ARBOR HILL 3 345 635623 BADGER CRK 3 345 1 | P23:345:MEC:ROLLING HILLS:903::EHV: | 0.07715 | Yes
GEN-2024-211 | 02 NEBRASKA | G00ALL 29SP | 635580 ARBOR HILL 3 345 635590 FALLOW AVE 3 345 1 | P23:345:MEC:ROLLING HILLS:903::EHV: | 0.07715 | Yes
GEN-2024-211 | 02 NEBRASKA | G00ALL 29SP | 635014 OVERLAND 3 345 635590 FALLOW AVE 3 345 1 | P23:345:MEC:ROLLING HILLS:903::EHV: | 0.07715 | Yes
GEN-2024-211 | 02 NEBRASKA | G00ALL 29SP | 635000 CBLUFFS3 345 635014 OVERLAND 3 345 1 | P23:345:MEC:ROLLING HILLS:908::EHV: | 0.08349 | Yes
GEN-2024-211 | 02 NEBRASKA | G00ALL 29SP | 635580 ARBOR HILL 3 345 635623 BADGER CRK 3 345 1 | P23:345:MEC:ROLLING HILLS:908::EHV: | 0.07715 | Yes
GEN-2024-211 | 02 NEBRASKA | G00ALL 29SP | 635580 ARBOR HILL 3 345 635590 FALLOW AVE 3 345 1 | P23:345:MEC:ROLLING HILLS:908::EHV: | 0.07715 | Yes
GEN-2024-211 | 02 NEBRASKA | G00ALL 29SP | 635014 OVERLAND 3 345 635590 FALLOW AVE 3 345 1 | P23:345:MEC:ROLLING HILLS:908::EHV: | 0.07715 | Yes
GEN-2024-211 | 02 NEBRASKA | G00ALL 29SP | 635570 ORIENT 3 345 635635 MADISON3 345 1 | P23:345:MEC:SOUTHERN HILLS:902::EHV: | 0.06797 | Yes
GEN-2024-211 | 02 NEBRASKA | G00ALL 29SP | 635000 CBLUFFS3 345 635014 OVERLAND 3 345 1 | P23:345:MEC:SOUTHERN HILLS:902::EHV: | 0.07075 | Yes
GEN-2024-211 | 02 NEBRASKA | G00ALL 29SP | 635580 ARBOR HILL 3 345 635623 BADGER CRK 3 345 1 | P23:345:MEC:SOUTHERN HILLS:902::EHV: | 0.06669 | Yes
GEN-2024-211 | 02 NEBRASKA | G00ALL 29SP | 635580 ARBOR HILL 3 345 635590 FALLOW AVE 3 345 1 | P23:345:MEC:SOUTHERN HILLS:902::EHV: | 0.06669 | Yes
GEN-2024-211 | 02 NEBRASKA | G00ALL 29SP | 635014 OVERLAND 3 345 635590 FALLOW AVE 3 345 1 | P23:345:MEC:SOUTHERN HILLS:902::EHV: | 0.06669 | Yes
GEN-2024-211 | 02 NEBRASKA | G00ALL 29SP | 635570 ORIENT 3 345 635635 MADISON3 345 1 | P23:345:MEC:SOUTHERN HILLS:903::EHV: | 0.06797 | Yes
GEN-2024-211 | 02 NEBRASKA | G00ALL 29SP | 635000 CBLUFFS3 345 635014 OVERLAND 3 345 1 | P23:345:MEC:SOUTHERN HILLS:903::EHV: | 0.07075 | Yes
GEN-2024-211 | 02 NEBRASKA | G00ALL 29SP | 635580 ARBOR HILL 3 345 635623 BADGER CRK 3 345 1 | P23:345:MEC:SOUTHERN HILLS:903::EHV: | 0.06669 | Yes
GEN-2024-211 | 02 NEBRASKA | G00ALL 29SP | 635580 ARBOR HILL 3 345 635590 FALLOW AVE 3 345 1 | P23:345:MEC:SOUTHERN HILLS:903::EHV: | 0.06669 | Yes
GEN-2024-211 | 02 NEBRASKA | G00ALL 29SP | 635014 OVERLAND 3 345 635590 FALLOW AVE 3 345 1 | P23:345:MEC:SOUTHERN HILLS:903::EHV: | 0.06669 | Yes
GEN-2024-211 | 02 NEBRASKA | G00ALL 29SP | 635570 ORIENT 3 345 635635 MADISON3 345 1 | P23:345:MEC:SOUTHERN HILLS:904::EHV: | 0.06797 | Yes
GEN-2024-211 | 02 NEBRASKA | G00ALL 29SP | 635000 CBLUFFS3 345 635014 OVERLAND 3 345 1 | P23:345:MEC:SOUTHERN HILLS:904::EHV: | 0.07075 | Yes
GEN-2024-211 | 02 NEBRASKA | G00ALL 29SP | 635580 ARBOR HILL 3 345 635623 BADGER CRK 3 345 1 | P23:345:MEC:SOUTHERN HILLS:904::EHV: | 0.06669 | Yes
GEN-2024-211 | 02 NEBRASKA | G00ALL 29SP | 635580 ARBOR HILL 3 345 635590 FALLOW AVE 3 345 1 | P23:345:MEC:SOUTHERN HILLS:904::EHV: | 0.06669 | Yes
GEN-2024-211 | 02 NEBRASKA | G00ALL 29SP | 635014 OVERLAND 3 345 635590 FALLOW AVE 3 345 1 | P23:345:MEC:SOUTHERN HILLS:904::EHV: | 0.06669 | Yes
GEN-2024-211 | 02 NEBRASKA | G00ALL 29SP | 620417 BSSOUTH3 345 620480 DEUEL CO 3 345 1 | P23:345:UMZW:# 823 #:: WH IN SD. :EHV: | 0.05235 | Yes
GEN-2024-211 | 02 NEBRASKA | G00ALL 29SP | 620480 DEUEL CO 3 345 620483 ASTORIA 3 345 1 | P23:345:UMZW:# 823 #:: WH IN SD. :EHV: | 0.05235 | Yes
GEN-2024-211 | 02 NEBRASKA | G00ALL 29SP | 620417 BSSOUTH3 345 620480 DEUEL CO 3 345 1 | P23:345:UMZW:# 824 #:: WH IN SD. :EHV: | 0.05235 | Yes
GEN-2024-211 | 02 NEBRASKA | G00ALL 29SP | 620480 DEUEL CO 3 345 620483 ASTORIA 3 345 1 | P23:345:UMZW:# 824 #:: WH IN SD. :EHV: | 0.05235 | Yes
GEN-2024-211 | 02 NEBRASKA | G00ALL 29SP | 601048 LYON CO 3 345 631138 LAKEFLD3 345 1 | P23:345:XEL:396 BKR SPK:::EHV: | 0.0661 | Yes
GEN-2024-211 | 02 NEBRASKA | G00ALL 29SP | 631193 HUNTLEY3 345 631197 LEDYARD3 345 1 | P23:345:XEL:8N22 SHC:::EHV: | 0.05716 | Yes
GEN-2024-211 | 02 NEBRASKA | G00ALL 29SP | 631193 HUNTLEY3 345 631197 LEDYARD3 345 1 | P23:345:XEL:8N8 MNN:::EHV: | 0.05716 | Yes
GEN-2024-211 | 02 NEBRASKA | G00ALL 29SP | 601048 LYON CO 3 345 631138 LAKEFLD3 345 1 | P23:345:XEL:8S23 WLM:::EHV: | 0.05266 | Yes
GEN-2024-211 | 02 NEBRASKA | G00ALL 29SP | 601048 LYON CO 3 345 631138 LAKEFLD3 345 1 | P23:345:XEL:8S71 HNA:::EHV: | 0.05985 | Yes
GEN-2024-211 | 02 NEBRASKA | G00ALL 29SP | 601048 LYON CO 3 345 631138 LAKEFLD3 345 1 | P23:345:XEL:HELENA3:8S71::EHV: | 0.05985 | Yes
GEN-2024-211 | 02 NEBRASKA | G00ALL 29SP | 631193 HUNTLEY3 345 631197 LEDYARD3 345 1 | P23:345:XEL:PRISLD3:8H17::EHV: | 0.05712 | Yes
GEN-2024-211 | 02 NEBRASKA | G00ALL 29SP | 601048 LYON CO 3 345 631138 LAKEFLD3 345 1 | P23:345:XEL:SHEASLK3:8S81::EHV: | 0.05814 | Yes
GEN-2024-211 | 02 NEBRASKA | G00ALL 29SP | 601048 LYON CO 3 345 631138 LAKEFLD3 345 1 | P23:345:XEL:WILMART3:8S23::EHV: | 0.05266 | Yes
GEN-2024-211 | 02 NEBRASKA | G00ALL 29SP | 601048 LYON CO 3 345 631138 LAKEFLD3 345 1 | P23:345:XEL:WILMART3:8S26 FUT::EHV: | 0.05944 | Yes
GEN-2024-211 | 02 NEBRASKA | G00ALL 29SP | 635200 RAUN 3 345 762779 G18-043 TAP 345 1 | P42:345:LES:L1485::NW68&HOLDREGE.WAGENER.CB3006:: | 0.14338 | Yes
GEN-2024-211 | 02 NEBRASKA | G00ALL 29SP | 635200 RAUN 3 345 640226 HOSKINS3 345 1 | P42:345:LES:L1485::NW68&HOLDREGE.WAGENER.CB3006:: | 0.06868 | Yes
GEN-2024-211 | 02 NEBRASKA | G00ALL 29SP | 635200 RAUN 3 345 645552 S3452 REACT3 345 1 | P42:345:LES:L1485::NW68&HOLDREGE.WAGENER.CB3006:: | 0.14791 | Yes
GEN-2024-211 | 02 NEBRASKA | G00ALL 29SP | 635200 RAUN 3 345 640226 HOSKINS3 345 1 | P42:345:LES:L3516::NW68&HOLDREGE.MOORE.CB3005:: | 0.0681 | Yes
GEN-2024-211 | 02 NEBRASKA | G00ALL 29SP | 635200 RAUN 3 345 645552 S3452 REACT3 345 1 | P42:345:LES:L3516::NW68&HOLDREGE.MOORE.CB3005:: | 0.14755 | Yes
GEN-2024-211 | 02 NEBRASKA | G00ALL 29SP | 635100 ROLL HILLS 3 345 635570 ORIENT 3 345 1 | P42:345:NPPD:BKR-CPR-3304:::: | 0.06921 | Yes
GEN-2024-211 | 02 NEBRASKA | G00ALL 29SP | 635013 PONY CRK 3 345 635100 ROLL HILLS 3 345 1 | P42:345:NPPD:BKR-CPR-3304:::: | 0.06921 | Yes
GEN-2024-211 | 02 NEBRASKA | G00ALL 29SP | 635580 ARBOR HILL 3 345 635623 BADGER CRK 3 345 1 | P42:345:NPPD:BKR-CPR-3304:::: | 0.0659 | Yes
GEN-2024-211 | 02 NEBRASKA | G00ALL 29SP | 635580 ARBOR HILL 3 345 635590 FALLOW AVE 3 345 1 | P42:345:NPPD:BKR-CPR-3304:::: | 0.0659 | Yes
GEN-2024-211 | 02 NEBRASKA | G00ALL 29SP | 635000 CBLUFFS3 345 645456 S3456 3 345 1 | P42:345:NPPD:BKR-CPR-3304:::: | 0.14756 | Yes
GEN-2024-211 | 02 NEBRASKA | G00ALL 29SP | 635014 OVERLAND 3 345 635590 FALLOW AVE 3 345 1 | P42:345:NPPD:BKR-CPR-3304:::: | 0.0659 | Yes
GEN-2024-211 | 02 NEBRASKA | G00ALL 29SP | 635200 RAUN 3 345 640226 HOSKINS3 345 1 | P42:345:NPPD:BKR-MOR-3310:::: | 0.05286 | Yes
GEN-2024-211 | 02 NEBRASKA | G00ALL 29SP | 635200 RAUN 3 345 640226 HOSKINS3 345 1 | P42:345:NPPD:L3502A.MOORE.MCCOOL.CB3310:::: | 0.05286 | Yes
GEN-2024-211 | 02 NEBRASKA | G00ALL 29SP | 635200 RAUN 3 345 640226 HOSKINS3 345 1 | P42:345:NPPD:LXXXX.COLMB E.SHELCRK.CB3306:::: | 0.06841 | Yes
GEN-2024-211 | 02 NEBRASKA | G00ALL 29SP | 635200 RAUN 3 345 645552 S3452 REACT3 345 1 | P42:345:NPPD:LXXXX.COLMB E.SHELCRK.CB3306:::: | 0.14695 | Yes
GEN-2024-211 | 02 NEBRASKA | G00ALL 29SP | 635568 S HILLS 3 345 635630 BOONEVILLE 3 345 1 | P55:345:MEC:ARBOR HILL | 0.06122 | Yes
GEN-2024-211 | 02 NEBRASKA | G00ALL 29SP | 635570 ORIENT 3 345 635635 MADISON3 345 1 | P55:345:MEC:ARBOR HILL | 0.05175 | Yes
GEN-2024-211 | 02 NEBRASKA | G00ALL 29SP | 635568 S HILLS 3 345 635570 ORIENT 3 345 1 | P55:345:MEC:ARBOR HILL | 0.06122 | Yes
GEN-2024-211 | 02 NEBRASKA | G00ALL 29SP | 635100 ROLL HILLS 3 345 635570 ORIENT 3 345 1 | P55:345:MEC:ARBOR HILL | 0.07771 | Yes
GEN-2024-211 | 02 NEBRASKA | G00ALL 29SP | 635013 PONY CRK 3 345 635100 ROLL HILLS 3 345 1 | P55:345:MEC:ARBOR HILL | 0.07771 | Yes
GEN-2024-211 | 02 NEBRASKA | G00ALL 29SP | 635622 RCCN TRL 3 345 635630 BOONEVILLE 3 345 1 | P55:345:MEC:ARBOR HILL | 0.06627 | Yes
GEN-2024-211 | 02 NEBRASKA | G00ALL 29SP | 635200 RAUN 3 345 762779 G18-043 TAP 345 1 | P55:345:MEC:ARBOR HILL | 0.13796 | Yes
GEN-2024-211 | 02 NEBRASKA | G00ALL 29SP | 635600 GRIMES 3 345 636003 BEAVER CRK 3 345 1 | P55:345:MEC:ARBOR HILL | 0.05009 | Yes
GEN-2024-211 | 02 NEBRASKA | G00ALL 29SP | 635200 RAUN 3 345 645552 S3452 REACT3 345 1 | P55:345:MEC:ARBOR HILL | 0.14217 | Yes
GEN-2024-211 | 02 NEBRASKA | G00ALL 29SP | 636003 BEAVER CRK 3 345 636010 LEHIGH 3 345 1 | P55:345:MEC:ARBOR HILL | 0.05009 | Yes
GEN-2024-211 | 02 NEBRASKA | G00ALL 29SP | 635100 ROLL HILLS 3 345 635570 ORIENT 3 345 1 | P55:345:MEC:ATCHISON | 0.06781 | Yes
GEN-2024-211 | 02 NEBRASKA | G00ALL 29SP | 635013 PONY CRK 3 345 635100 ROLL HILLS 3 345 1 | P55:345:MEC:ATCHISON | 0.06781 | Yes
GEN-2024-211 | 02 NEBRASKA | G00ALL 29SP | 635000 CBLUFFS3 345 645456 S3456 3 345 1 | P55:345:MEC:ATCHISON | 0.14424 | Yes
GEN-2024-211 | 02 NEBRASKA | G00ALL 29SP | 635200 RAUN 3 345 652564 SIOUXCY3 345 1 | P55:345:MEC:CHEROKEE | 0.16703 | Yes
GEN-2024-211 | 02 NEBRASKA | G00ALL 29SP | 636000 WEBSTER3 345 636010 LEHIGH 3 345 1 | P55:345:MEC:CHEROKEE | 0.08358 | Yes
GEN-2024-211 | 02 NEBRASKA | G00ALL 29SP | 635568 S HILLS 3 345 635630 BOONEVILLE 3 345 1 | P55:345:MEC:FALLOW AVE | 0.06122 | Yes
GEN-2024-211 | 02 NEBRASKA | G00ALL 29SP | 635570 ORIENT 3 345 635635 MADISON3 345 1 | P55:345:MEC:FALLOW AVE | 0.05175 | Yes
GEN-2024-211 | 02 NEBRASKA | G00ALL 29SP | 635568 S HILLS 3 345 635570 ORIENT 3 345 1 | P55:345:MEC:FALLOW AVE | 0.06122 | Yes
GEN-2024-211 | 02 NEBRASKA | G00ALL 29SP | 635100 ROLL HILLS 3 345 635570 ORIENT 3 345 1 | P55:345:MEC:FALLOW AVE | 0.07771 | Yes
GEN-2024-211 | 02 NEBRASKA | G00ALL 29SP | 635013 PONY CRK 3 345 635100 ROLL HILLS 3 345 1 | P55:345:MEC:FALLOW AVE | 0.07771 | Yes
GEN-2024-211 | 02 NEBRASKA | G00ALL 29SP | 635622 RCCN TRL 3 345 635630 BOONEVILLE 3 345 1 | P55:345:MEC:FALLOW AVE | 0.06627 | Yes
GEN-2024-211 | 02 NEBRASKA | G00ALL 29SP | 635600 GRIMES 3 345 636003 BEAVER CRK 3 345 1 | P55:345:MEC:FALLOW AVE | 0.05009 | Yes
GEN-2024-211 | 02 NEBRASKA | G00ALL 29SP | 636003 BEAVER CRK 3 345 636010 LEHIGH 3 345 1 | P55:345:MEC:FALLOW AVE | 0.05009 | Yes
GEN-2024-211 | 02 NEBRASKA | G00ALL 29SP | 635368 OBRIEN 3 345 635400 HIGHLAND 3 345 1 | P55:345:MEC:GARD AVE | 0.05971 | Yes
GEN-2024-211 | 02 NEBRASKA | G00ALL 29SP | 635399 CHEROKEE 3 345 635400 HIGHLAND 3 345 1 | P55:345:MEC:GARD AVE | 0.05971 | Yes
GEN-2024-211 | 02 NEBRASKA | G00ALL 29SP | 635200 RAUN 3 345 635398 REMSEN 3 345 1 | P55:345:MEC:GARD AVE | 0.05971 | Yes
GEN-2024-211 | 02 NEBRASKA | G00ALL 29SP | 635398 REMSEN 3 345 635399 CHEROKEE 3 345 1 | P55:345:MEC:GARD AVE | 0.05971 | Yes
GEN-2024-211 | 02 NEBRASKA | G00ALL 29SP | 636003 BEAVER CRK 3 345 636010 LEHIGH 3 345 1 | P55:345:MEC:GARD AVE | 0.06385 | Yes
GEN-2024-211 | 02 NEBRASKA | G00ALL 29SP | 635000 CBLUFFS3 345 645456 S3456 3 345 1 | P55:345:MEC:GDMEC | 0.13192 | Yes
GEN-2024-211 | 02 NEBRASKA | G00ALL 29SP | 635600 GRIMES 3 345 636003 BEAVER CRK 3 345 1 | P55:345:MEC:GDMEC | 0.06066 | Yes
GEN-2024-211 | 02 NEBRASKA | G00ALL 29SP | 635200 RAUN 3 345 652564 SIOUXCY3 345 1 | P55:345:MEC:HIGHLAND | 0.16703 | Yes
GEN-2024-211 | 02 NEBRASKA | G00ALL 29SP | 601006 SPLT RK3 345 652864 SIOUXCY-LNX3 345 1 | P55:345:MEC:HIGHLAND | 0.07765 | Yes
GEN-2024-211 | 02 NEBRASKA | G00ALL 29SP | 636000 WEBSTER3 345 636010 LEHIGH 3 345 1 | P55:345:MEC:HIGHLAND | 0.08358 | Yes
GEN-2024-211 | 02 NEBRASKA | G00ALL 29SP | 631138 LAKEFLD3 345 635368 OBRIEN 3 345 1 | P55:345:MEC:KOSSUTH | 0.06513 | Yes
GEN-2024-211 | 02 NEBRASKA | G00ALL 29SP | 635368 OBRIEN 3 345 635400 HIGHLAND 3 345 1 | P55:345:MEC:LEHIGH | 0.06953 | Yes
GEN-2024-211 | 02 NEBRASKA | G00ALL 29SP | 635399 CHEROKEE 3 345 635400 HIGHLAND 3 345 1 | P55:345:MEC:LEHIGH | 0.06953 | Yes
GEN-2024-211 | 02 NEBRASKA | G00ALL 29SP | 635200 RAUN 3 345 635398 REMSEN 3 345 1 | P55:345:MEC:LEHIGH | 0.06953 | Yes
GEN-2024-211 | 02 NEBRASKA | G00ALL 29SP | 635398 REMSEN 3 345 635399 CHEROKEE 3 345 1 | P55:345:MEC:LEHIGH | 0.06953 | Yes
GEN-2024-211 | 02 NEBRASKA | G00ALL 29SP | 635568 S HILLS 3 345 635630 BOONEVILLE 3 345 1 | P55:345:MEC:MADISON | 0.06931 | Yes
GEN-2024-211 | 02 NEBRASKA | G00ALL 29SP | 635568 S HILLS 3 345 635570 ORIENT 3 345 1 | P55:345:MEC:MADISON | 0.06931 | Yes
GEN-2024-211 | 02 NEBRASKA | G00ALL 29SP | 635600 GRIMES 3 345 635622 RCCN TRL 3 345 2 | P55:345:MEC:MADISON | 0.05727 | Yes
GEN-2024-211 | 02 NEBRASKA | G00ALL 29SP | 635600 GRIMES 3 345 635622 RCCN TRL 3 345 1 | P55:345:MEC:MADISON | 0.05713 | Yes
GEN-2024-211 | 02 NEBRASKA | G00ALL 29SP | 635100 ROLL HILLS 3 345 635570 ORIENT 3 345 1 | P55:345:MEC:NORTHBORO | 0.06781 | Yes
GEN-2024-211 | 02 NEBRASKA | G00ALL 29SP | 635013 PONY CRK 3 345 635100 ROLL HILLS 3 345 1 | P55:345:MEC:NORTHBORO | 0.06781 | Yes
GEN-2024-211 | 02 NEBRASKA | G00ALL 29SP | 635580 ARBOR HILL 3 345 635623 BADGER CRK 3 345 1 | P55:345:MEC:NORTHBORO | 0.06461 | Yes
GEN-2024-211 | 02 NEBRASKA | G00ALL 29SP | 635000 CBLUFFS3 345 645456 S3456 3 345 1 | P55:345:MEC:NORTHBORO | 0.14424 | Yes
GEN-2024-211 | 02 NEBRASKA | G00ALL 29SP | 635580 ARBOR HILL 3 345 635590 FALLOW AVE 3 345 1 | P55:345:MEC:NORTHBORO | 0.06461 | Yes
GEN-2024-211 | 02 NEBRASKA | G00ALL 29SP | 635014 OVERLAND 3 345 635590 FALLOW AVE 3 345 1 | P55:345:MEC:NORTHBORO | 0.06461 | Yes
GEN-2024-211 | 02 NEBRASKA | G00ALL 29SP | 635600 GRIMES 3 345 636003 BEAVER CRK 3 345 1 | P55:345:MEC:NORTHBORO | 0.0575 | Yes
GEN-2024-211 | 02 NEBRASKA | G00ALL 29SP | 635000 CBLUFFS3 345 635014 OVERLAND 3 345 1 | P55:345:MEC:ORIENT | 0.09606 | Yes
GEN-2024-211 | 02 NEBRASKA | G00ALL 29SP | 635580 ARBOR HILL 3 345 635623 BADGER CRK 3 345 1 | P55:345:MEC:ORIENT | 0.09012 | Yes
GEN-2024-211 | 02 NEBRASKA | G00ALL 29SP | 635580 ARBOR HILL 3 345 635590 FALLOW AVE 3 345 1 | P55:345:MEC:ORIENT | 0.09012 | Yes
GEN-2024-211 | 02 NEBRASKA | G00ALL 29SP | 635014 OVERLAND 3 345 635590 FALLOW AVE 3 345 1 | P55:345:MEC:ORIENT | 0.09012 | Yes
GEN-2024-211 | 02 NEBRASKA | G00ALL 29SP | 635200 RAUN 3 345 762779 G18-043 TAP 345 1 | P55:345:MEC:ORIENT | 0.13987 | Yes
GEN-2024-211 | 02 NEBRASKA | G00ALL 29SP | 635200 RAUN 3 345 645552 S3452 REACT3 345 1 | P55:345:MEC:ORIENT | 0.14416 | Yes
GEN-2024-211 | 02 NEBRASKA | G00ALL 29SP | 636000 WEBSTER3 345 636010 LEHIGH 3 345 1 | P55:345:MEC:PALO ALTO | 0.06688 | Yes
GEN-2024-211 | 02 NEBRASKA | G00ALL 29SP | 635368 OBRIEN 3 345 635400 HIGHLAND 3 345 1 | P55:345:MEC:PONY CREEK OR SOUTHLAND | 0.06074 | Yes
GEN-2024-211 | 02 NEBRASKA | G00ALL 29SP | 635000 CBLUFFS3 345 635014 OVERLAND 3 345 1 | P55:345:MEC:PONY CREEK OR SOUTHLAND | 0.08349 | Yes
GEN-2024-211 | 02 NEBRASKA | G00ALL 29SP | 635580 ARBOR HILL 3 345 635623 BADGER CRK 3 345 1 | P55:345:MEC:PONY CREEK OR SOUTHLAND | 0.07715 | Yes
GEN-2024-211 | 02 NEBRASKA | G00ALL 29SP | 635580 ARBOR HILL 3 345 635590 FALLOW AVE 3 345 1 | P55:345:MEC:PONY CREEK OR SOUTHLAND | 0.07715 | Yes
GEN-2024-211 | 02 NEBRASKA | G00ALL 29SP | 635200 RAUN 3 345 762779 G18-043 TAP 345 1 | P55:345:MEC:PONY CREEK OR SOUTHLAND | 0.1367 | Yes
GEN-2024-211 | 02 NEBRASKA | G00ALL 29SP | 635399 CHEROKEE 3 345 635400 HIGHLAND 3 345 1 | P55:345:MEC:PONY CREEK OR SOUTHLAND | 0.06074 | Yes
GEN-2024-211 | 02 NEBRASKA | G00ALL 29SP | 635000 CBLUFFS3 345 645456 S3456 3 345 1 | P55:345:MEC:PONY CREEK OR SOUTHLAND | 0.10058 | Yes
GEN-2024-211 | 02 NEBRASKA | G00ALL 29SP | 635014 OVERLAND 3 345 635590 FALLOW AVE 3 345 1 | P55:345:MEC:PONY CREEK OR SOUTHLAND | 0.07715 | Yes
GEN-2024-211 | 02 NEBRASKA | G00ALL 29SP | 635200 RAUN 3 345 635398 REMSEN 3 345 1 | P55:345:MEC:PONY CREEK OR SOUTHLAND | 0.06074 | Yes
GEN-2024-211 | 02 NEBRASKA | G00ALL 29SP | 635398 REMSEN 3 345 635399 CHEROKEE 3 345 1 | P55:345:MEC:PONY CREEK OR SOUTHLAND | 0.06074 | Yes
GEN-2024-211 | 02 NEBRASKA | G00ALL 29SP | 635200 RAUN 3 345 645552 S3452 REACT3 345 1 | P55:345:MEC:PONY CREEK OR SOUTHLAND | 0.14089 | Yes
GEN-2024-211 | 02 NEBRASKA | G00ALL 29SP | 635570 ORIENT 3 345 635635 MADISON3 345 1 | P55:345:MEC:RACCOON TRAIL | 0.05214 | Yes
GEN-2024-211 | 02 NEBRASKA | G00ALL 29SP | 635100 ROLL HILLS 3 345 635570 ORIENT 3 345 1 | P55:345:MEC:RACCOON TRAIL | 0.072 | Yes
GEN-2024-211 | 02 NEBRASKA | G00ALL 29SP | 635635 MADISON3 345 635640 NORWALK 3 345 1 | P55:345:MEC:RACCOON TRAIL | 0.06859 | Yes
GEN-2024-211 | 02 NEBRASKA | G00ALL 29SP | 635013 PONY CRK 3 345 635100 ROLL HILLS 3 345 1 | P55:345:MEC:RACCOON TRAIL | 0.072 | Yes
GEN-2024-211 | 02 NEBRASKA | G00ALL 29SP | 635200 RAUN 3 345 762779 G18-043 TAP 345 1 | P55:345:MEC:RACCOON TRAIL | 0.14007 | Yes
GEN-2024-211 | 02 NEBRASKA | G00ALL 29SP | 635680 BONDURANT3 345 635690 GDMEC 3 345 1 | P55:345:MEC:RACCOON TRAIL | 0.05705 | Yes
GEN-2024-211 | 02 NEBRASKA | G00ALL 29SP | 635640 NORWALK 3 345 635650 SE POLK 3 345 1 | P55:345:MEC:RACCOON TRAIL | 0.06269 | Yes
GEN-2024-211 | 02 NEBRASKA | G00ALL 29SP | 635200 RAUN 3 345 645552 S3452 REACT3 345 1 | P55:345:MEC:RACCOON TRAIL | 0.14433 | Yes
GEN-2024-211 | 02 NEBRASKA | G00ALL 29SP | 635000 CBLUFFS3 345 635014 OVERLAND 3 345 1 | P55:345:MEC:ROLLING HILLS | 0.08349 | Yes
GEN-2024-211 | 02 NEBRASKA | G00ALL 29SP | 635580 ARBOR HILL 3 345 635623 BADGER CRK 3 345 1 | P55:345:MEC:ROLLING HILLS | 0.07715 | Yes
GEN-2024-211 | 02 NEBRASKA | G00ALL 29SP | 635580 ARBOR HILL 3 345 635590 FALLOW AVE 3 345 1 | P55:345:MEC:ROLLING HILLS | 0.07715 | Yes
GEN-2024-211 | 02 NEBRASKA | G00ALL 29SP | 635014 OVERLAND 3 345 635590 FALLOW AVE 3 345 1 | P55:345:MEC:ROLLING HILLS | 0.07715 | Yes
GEN-2024-211 | 02 NEBRASKA | G00ALL 29SP | 635570 ORIENT 3 345 635635 MADISON3 345 1 | P55:345:MEC:SOUTHERN HILLS | 0.06797 | Yes
GEN-2024-211 | 02 NEBRASKA | G00ALL 29SP | 635000 CBLUFFS3 345 635014 OVERLAND 3 345 1 | P55:345:MEC:SOUTHERN HILLS | 0.07075 | Yes
GEN-2024-211 | 02 NEBRASKA | G00ALL 29SP | 635580 ARBOR HILL 3 345 635623 BADGER CRK 3 345 1 | P55:345:MEC:SOUTHERN HILLS | 0.06669 | Yes
GEN-2024-211 | 02 NEBRASKA | G00ALL 29SP | 635580 ARBOR HILL 3 345 635590 FALLOW AVE 3 345 1 | P55:345:MEC:SOUTHERN HILLS | 0.06669 | Yes
GEN-2024-211 | 02 NEBRASKA | G00ALL 29SP | 635014 OVERLAND 3 345 635590 FALLOW AVE 3 345 1 | P55:345:MEC:SOUTHERN HILLS | 0.06669 | Yes
GEN-2024-211 | 02 NEBRASKA | G00ALL 29SP | 337909 8ANO% 500 515305 FTSMITH8 500 1 | P55:345:OPPD:S3740 3::FN13:EHV: | 0.06139 | Yes
GEN-2024-211 | 02 NEBRASKA | G00ALL 29SP | 602004 SPLT RK4 230 652523 SIOUXFL4 230 1 | P55:345:OPPD:S3740 3::FN13:EHV: | 0.05321 | Yes
GEN-2024-211 | 02 NEBRASKA | G00ALL 29SP | 603016 SPLT RK7 115 996521 SPLT RK4 115 7 | P55:345:OPPD:S3740 3::FN13:EHV: | 0.05321 | Yes
GEN-2024-211 | 02 NEBRASKA | G00ALL 29SP | 602004 SPLT RK4 230 996521 SPLT RK4 115 7 | P55:345:OPPD:S3740 3::FN13:EHV: | 0.05321 | Yes
GEN-2024-211 | 02 NEBRASKA | G00ALL 29SP | 635680 BONDURANT3 345 635730 MONTEZUMA 3 345 1 | P55:345:OPPD:S3740 3::FN13:EHV: | 0.07226 | Yes
GEN-2024-211 | 02 NEBRASKA | G00ALL 29SP | 635000 CBLUFFS3 345 645456 S3456 3 345 1 | P55:345:OPPD:S3740 3::FN13:EHV: | 0.05188 | Yes
GEN-2024-211 | 02 NEBRASKA | G00ALL 29SP | 635680 BONDURANT3 345 635700 SYCAMORE 3 345 1 | P55:345:OPPD:S3740 3::FN13:EHV: | 0.05035 | Yes
GEN-2024-211 | 02 NEBRASKA | G00ALL 29SP | 636400 HILLS 3 345 636630 SUB 92 3 345 1 | P55:345:OPPD:S3740 3::FN13:EHV: | 0.05005 | Yes
GEN-2024-211 | 02 NEBRASKA | G00ALL 29SP | 631193 HUNTLEY3 345 631197 LEDYARD3 345 1 | P55:345:XEL:MNN1 | 0.05705 | Yes
GEN-2024-211 | 02 NEBRASKA | G00ALL 29SP | 601048 LYON CO 3 345 631138 LAKEFLD3 345 1 | P55:345:XEL:MNN1 | 0.05192 | Yes
GEN-2024-211 | 02 NEBRASKA | G00ALL 29SP | 635368 OBRIEN 3 345 635400 HIGHLAND 3 345 1 | P55:345:XEL:PRI1 | 0.05799 | Yes
GEN-2024-211 | 02 NEBRASKA | G00ALL 29SP | 601006 SPLT RK3 345 652864 SIOUXCY-LNX3 345 1 | P55:345:XEL:PRI1 | 0.06658 | Yes
GEN-2024-211 | 02 NEBRASKA | G00ALL 29SP | 636000 WEBSTER3 345 636010 LEHIGH 3 345 1 | P55:345:XEL:PRI1 | 0.06843 | Yes
GEN-2024-211 | 02 NEBRASKA | G00ALL 29SP | 631138 LAKEFLD3 345 635368 OBRIEN 3 345 1 | P55:345:XEL:PRI1 | 0.06378 | Yes
GEN-2024-211 | 02 NEBRASKA | G00ALL 29SP | 635399 CHEROKEE 3 345 635400 HIGHLAND 3 345 1 | P55:345:XEL:PRI1 | 0.05799 | Yes
GEN-2024-211 | 02 NEBRASKA | G00ALL 29SP | 635200 RAUN 3 345 762779 G18-043 TAP 345 1 | P55:345:XEL:PRI1 | 0.13197 | Yes
GEN-2024-211 | 02 NEBRASKA | G00ALL 29SP | 635200 RAUN 3 345 635398 REMSEN 3 345 1 | P55:345:XEL:PRI1 | 0.05799 | Yes
GEN-2024-211 | 02 NEBRASKA | G00ALL 29SP | 635398 REMSEN 3 345 635399 CHEROKEE 3 345 1 | P55:345:XEL:PRI1 | 0.05799 | Yes
GEN-2024-211 | 02 NEBRASKA | G00ALL 29SP | 631193 HUNTLEY3 345 631197 LEDYARD3 345 1 | P55:345:XEL:PRI1 | 0.05712 | Yes
GEN-2024-211 | 02 NEBRASKA | G00ALL 29SP | 635200 RAUN 3 345 645552 S3452 REACT3 345 1 | P55:345:XEL:PRI1 | 0.13606 | Yes
GEN-2024-211 | 02 NEBRASKA | G00ALL 29SP | 601048 LYON CO 3 345 631138 LAKEFLD3 345 1 | P55:345:XEL:PRI1 | 0.05169 | Yes
GEN-2024-211 | 02 NEBRASKA | G00ALL 29SP | 601006 SPLT RK3 345 652536 WHITE-SRX3 345 1 | 601048 LYON CO 3 345 631138 LAKEFLD3 345 1 | 0.05437 | Yes
GEN-2024-211 | 02 NEBRASKA | G00ALL 29SP | 635200 RAUN 3 345 652564 SIOUXCY3 345 1 | 631138 LAKEFLD3 345 635368 OBRIEN 3 345 1 | 0.16006 | Yes
GEN-2024-211 | 02 NEBRASKA | G00ALL 29SP | 601006 SPLT RK3 345 652864 SIOUXCY-LNX3 345 1 | 631138 LAKEFLD3 345 635368 OBRIEN 3 345 1 | 0.07689 | Yes
GEN-2024-211 | 02 NEBRASKA | G00ALL 29SP | 631193 HUNTLEY3 345 631197 LEDYARD3 345 1 | 631138 LAKEFLD3 345 635368 OBRIEN 3 345 1 | 0.08261 | Yes
GEN-2024-211 | 02 NEBRASKA | G00ALL 29SP | 631197 LEDYARD3 345 635369 KOSSUTH 3 345 1 | 631138 LAKEFLD3 345 635368 OBRIEN 3 345 1 | 0.06418 | Yes
GEN-2024-211 | 02 NEBRASKA | G00ALL 29SP | 631138 LAKEFLD3 345 635368 OBRIEN 3 345 1 | 631193 HUNTLEY3 345 631197 LEDYARD3 345 1 | 0.08408 | Yes
GEN-2024-211 | 02 NEBRASKA | G00ALL 29SP | 635100 ROLL HILLS 3 345 635570 ORIENT 3 345 1 | 635017 ATCHISON 3 345 635018 NORTHBORO 3 345 1 | 0.06781 | Yes
GEN-2024-211 | 02 NEBRASKA | G00ALL 29SP | 635013 PONY CRK 3 345 635100 ROLL HILLS 3 345 1 | 635017 ATCHISON 3 345 635018 NORTHBORO 3 345 1 | 0.06781 | Yes
GEN-2024-211 | 02 NEBRASKA | G00ALL 29SP | 635000 CBLUFFS3 345 645456 S3456 3 345 1 | 635017 ATCHISON 3 345 635018 NORTHBORO 3 345 1 | 0.14424 | Yes
GEN-2024-211 | 02 NEBRASKA | G00ALL 29SP | 635200 RAUN 3 345 762779 G18-043 TAP 345 1 | 635200 RAUN 3 345 645552 S3452 REACT3 345 1 | 0.18783 | Yes
GEN-2024-211 | 02 NEBRASKA | G00ALL 29SP | 635200 RAUN 3 345 645552 S3452 REACT3 345 1 | 635200 RAUN 3 345 762779 G18-043 TAP 345 1 | 0.18999 | Yes
GEN-2024-211 | 02 NEBRASKA | G00ALL 29SP | 635368 OBRIEN 3 345 635400 HIGHLAND 3 345 1 | 635219 GARD AVE 3 345 636017 LEHIGH GARX3 345 1 | 0.05971 | Yes
GEN-2024-211 | 02 NEBRASKA | G00ALL 29SP | 635399 CHEROKEE 3 345 635400 HIGHLAND 3 345 1 | 635219 GARD AVE 3 345 636017 LEHIGH GARX3 345 1 | 0.05971 | Yes
GEN-2024-211 | 02 NEBRASKA | G00ALL 29SP | 635200 RAUN 3 345 635398 REMSEN 3 345 1 | 635219 GARD AVE 3 345 636017 LEHIGH GARX3 345 1 | 0.05971 | Yes
GEN-2024-211 | 02 NEBRASKA | G00ALL 29SP | 635398 REMSEN 3 345 635399 CHEROKEE 3 345 1 | 635219 GARD AVE 3 345 636017 LEHIGH GARX3 345 1 | 0.05971 | Yes
GEN-2024-211 | 02 NEBRASKA | G00ALL 29SP | 636003 BEAVER CRK 3 345 636010 LEHIGH 3 345 1 | 635219 GARD AVE 3 345 636017 LEHIGH GARX3 345 1 | 0.06385 | Yes
GEN-2024-211 | 02 NEBRASKA | G00ALL 29SP | 635200 RAUN 3 345 652564 SIOUXCY3 345 1 | 635368 OBRIEN 3 345 635400 HIGHLAND 3 345 1 | 0.16703 | Yes
GEN-2024-211 | 02 NEBRASKA | G00ALL 29SP | 601006 SPLT RK3 345 652864 SIOUXCY-LNX3 345 1 | 635368 OBRIEN 3 345 635400 HIGHLAND 3 345 1 | 0.07765 | Yes
GEN-2024-211 | 02 NEBRASKA | G00ALL 29SP | 636000 WEBSTER3 345 636010 LEHIGH 3 345 1 | 635368 OBRIEN 3 345 635400 HIGHLAND 3 345 1 | 0.08358 | Yes
GEN-2024-211 | 02 NEBRASKA | G00ALL 29SP | 635200 RAUN 3 345 640226 HOSKINS3 345 1 | 635368 OBRIEN 3 345 635400 HIGHLAND 3 345 1 | 0.05092 | Yes
GEN-2024-211 | 02 NEBRASKA | G00ALL 29SP | 631138 LAKEFLD3 345 635368 OBRIEN 3 345 1 | 635369 KOSSUTH 3 345 635425 PALO ALTO 3 345 1 | 0.05987 | Yes
GEN-2024-211 | 02 NEBRASKA | G00ALL 29SP | 636000 WEBSTER3 345 636010 LEHIGH 3 345 1 | 635369 KOSSUTH 3 345 635425 PALO ALTO 3 345 1 | 0.06688 | Yes
GEN-2024-211 | 02 NEBRASKA | G00ALL 29SP | 635568 S HILLS 3 345 635630 BOONEVILLE 3 345 1 | 635580 ARBOR HILL 3 345 635623 BADGER CRK 3 345 1 | 0.06122 | Yes
GEN-2024-211 | 02 NEBRASKA | G00ALL 29SP | 635570 ORIENT 3 345 635635 MADISON3 345 1 | 635580 ARBOR HILL 3 345 635623 BADGER CRK 3 345 1 | 0.05175 | Yes
GEN-2024-211 | 02 NEBRASKA | G00ALL 29SP | 635568 S HILLS 3 345 635570 ORIENT 3 345 1 | 635580 ARBOR HILL 3 345 635623 BADGER CRK 3 345 1 | 0.06122 | Yes
GEN-2024-211 | 02 NEBRASKA | G00ALL 29SP | 635100 ROLL HILLS 3 345 635570 ORIENT 3 345 1 | 635580 ARBOR HILL 3 345 635623 BADGER CRK 3 345 1 | 0.07771 | Yes
GEN-2024-211 | 02 NEBRASKA | G00ALL 29SP | 635013 PONY CRK 3 345 635100 ROLL HILLS 3 345 1 | 635580 ARBOR HILL 3 345 635623 BADGER CRK 3 345 1 | 0.07771 | Yes
GEN-2024-211 | 02 NEBRASKA | G00ALL 29SP | 635622 RCCN TRL 3 345 635630 BOONEVILLE 3 345 1 | 635580 ARBOR HILL 3 345 635623 BADGER CRK 3 345 1 | 0.06627 | Yes
GEN-2024-211 | 02 NEBRASKA | G00ALL 29SP | 635200 RAUN 3 345 762779 G18-043 TAP 345 1 | 635580 ARBOR HILL 3 345 635623 BADGER CRK 3 345 1 | 0.13796 | Yes
GEN-2024-211 | 02 NEBRASKA | G00ALL 29SP | 635600 GRIMES 3 345 636003 BEAVER CRK 3 345 1 | 635580 ARBOR HILL 3 345 635623 BADGER CRK 3 345 1 | 0.05009 | Yes
GEN-2024-211 | 02 NEBRASKA | G00ALL 29SP | 635200 RAUN 3 345 645552 S3452 REACT3 345 1 | 635580 ARBOR HILL 3 345 635623 BADGER CRK 3 345 1 | 0.14217 | Yes
GEN-2024-211 | 02 NEBRASKA | G00ALL 29SP | 636003 BEAVER CRK 3 345 636010 LEHIGH 3 345 1 | 635580 ARBOR HILL 3 345 635623 BADGER CRK 3 345 1 | 0.05009 | Yes
GEN-2024-211 | 02 NEBRASKA | G00ALL 29SP | 635622 RCCN TRL 3 345 635623 BADGER CRK 3 345 2 | 635622 RCCN TRL 3 345 635623 BADGER CRK 3 345 1 | 0.05777 | Yes
GEN-2024-211 | 02 NEBRASKA | G00ALL 29SP | 635622 RCCN TRL 3 345 635623 BADGER CRK 3 345 1 | 635622 RCCN TRL 3 345 635623 BADGER CRK 3 345 2 | 0.05776 | Yes
GEN-2024-211 | 02 NEBRASKA | G00ALL 29SP | 635368 OBRIEN 3 345 635400 HIGHLAND 3 345 1 | 636010 LEHIGH 3 345 636017 LEHIGH GARX3 345 Z | 0.05971 | Yes
GEN-2024-211 | 02 NEBRASKA | G00ALL 29SP | 635399 CHEROKEE 3 345 635400 HIGHLAND 3 345 1 | 636010 LEHIGH 3 345 636017 LEHIGH GARX3 345 Z | 0.05971 | Yes
GEN-2024-211 | 02 NEBRASKA | G00ALL 29SP | 635200 RAUN 3 345 635398 REMSEN 3 345 1 | 636010 LEHIGH 3 345 636017 LEHIGH GARX3 345 Z | 0.05971 | Yes
GEN-2024-211 | 02 NEBRASKA | G00ALL 29SP | 635398 REMSEN 3 345 635399 CHEROKEE 3 345 1 | 636010 LEHIGH 3 345 636017 LEHIGH GARX3 345 Z | 0.05971 | Yes
GEN-2024-211 | 02 NEBRASKA | G00ALL 29SP | 636003 BEAVER CRK 3 345 636010 LEHIGH 3 345 1 | 636010 LEHIGH 3 345 636017 LEHIGH GARX3 345 Z | 0.06385 | Yes
GEN-2024-211 | 02 NEBRASKA | G00ALL 29SP | 635200 RAUN 3 345 762779 G18-043 TAP 345 1 | 645452 S3452 3 345 645552 S3452 REACT3 345 Z1 | 0.18783 | Yes
GEN-2024-211 | 02 NEBRASKA | G00ALL 29SP | 635200 RAUN 3 345 652564 SIOUXCY3 345 1 | Base Case | 0.14812 | Yes
GEN-2024-211 | 02 NEBRASKA | G00ALL 29SP | 635368 OBRIEN 3 345 635400 HIGHLAND 3 345 1 | Base Case | 0.05803 | Yes
GEN-2024-211 | 02 NEBRASKA | G00ALL 29SP | 601006 SPLT RK3 345 652864 SIOUXCY-LNX3 345 1 | Base Case | 0.06656 | Yes
GEN-2024-211 | 02 NEBRASKA | G00ALL 29SP | 631138 LAKEFLD3 345 635368 OBRIEN 3 345 1 | Base Case | 0.06379 | Yes
GEN-2024-211 | 02 NEBRASKA | G00ALL 29SP | 636000 WEBSTER3 345 636010 LEHIGH 3 345 1 | Base Case | 0.06849 | Yes
GEN-2024-211 | 02 NEBRASKA | G00ALL 29SP | 635000 CBLUFFS3 345 635014 OVERLAND 3 345 1 | Base Case | 0.0647 | Yes
GEN-2024-211 | 02 NEBRASKA | G00ALL 29SP | 635580 ARBOR HILL 3 345 635623 BADGER CRK 3 345 1 | Base Case | 0.0609 | Yes
GEN-2024-211 | 02 NEBRASKA | G00ALL 29SP | 635100 ROLL HILLS 3 345 635570 ORIENT 3 345 1 | Base Case | 0.05785 | Yes
GEN-2024-211 | 02 NEBRASKA | G00ALL 29SP | 635399 CHEROKEE 3 345 635400 HIGHLAND 3 345 1 | Base Case | 0.05803 | Yes
GEN-2024-211 | 02 NEBRASKA | G00ALL 29SP | 635200 RAUN 3 345 762779 G18-043 TAP 345 1 | Base Case | 0.13198 | Yes
GEN-2024-211 | 02 NEBRASKA | G00ALL 29SP | 635580 ARBOR HILL 3 345 635590 FALLOW AVE 3 345 1 | Base Case | 0.0609 | Yes
GEN-2024-211 | 02 NEBRASKA | G00ALL 29SP | 635013 PONY CRK 3 345 635100 ROLL HILLS 3 345 1 | Base Case | 0.05785 | Yes
GEN-2024-211 | 02 NEBRASKA | G00ALL 29SP | 635200 RAUN 3 345 635398 REMSEN 3 345 1 | Base Case | 0.05803 | Yes
GEN-2024-211 | 02 NEBRASKA | G00ALL 29SP | 635014 OVERLAND 3 345 635590 FALLOW AVE 3 345 1 | Base Case | 0.0609 | Yes
GEN-2024-211 | 02 NEBRASKA | G00ALL 29SP | 635398 REMSEN 3 345 635399 CHEROKEE 3 345 1 | Base Case | 0.05803 | Yes
GEN-2024-211 | 02 NEBRASKA | G00ALL 29SP | 631193 HUNTLEY3 345 631197 LEDYARD3 345 1 | Base Case | 0.05716 | Yes
GEN-2024-211 | 02 NEBRASKA | G00ALL 29SP | 635000 CBLUFFS3 345 645456 S3456 3 345 1 | Base Case | 0.1325 | Yes
GEN-2024-211 | 02 NEBRASKA | G00ALL 29SP | 601048 LYON CO 3 345 631138 LAKEFLD3 345 1 | Base Case | 0.0516 | Yes
GEN-2024-211 | 02 NEBRASKA | G00ALL 29SP | 635200 RAUN 3 345 645552 S3452 REACT3 345 1 | Base Case | 0.13606 | Yes
GEN-2024-211 | 02 NEBRASKA | G00ALL 29SP | 635600 GRIMES 3 345 636003 BEAVER CRK 3 345 1 | Base Case | 0.06107 | Yes
GEN-2024-211 | 02 NEBRASKA | G00ALL 29SP | 636003 BEAVER CRK 3 345 636010 LEHIGH 3 345 1 | Base Case | 0.06107 | Yes
GEN-2024-212 | 02 NEBRASKA | G00ALL 29SP | 601048 LYON CO 3 345 631138 LAKEFLD3 345 1 | P11:20:OTP:CENTER2G:1 | 0.0516 | Yes
GEN-2024-212 | 02 NEBRASKA | G00ALL 29SP | 631193 HUNTLEY3 345 631197 LEDYARD3 345 1 | P11:20:XEL:PR_ISLD:31G | 0.05716 | Yes
GEN-2024-212 | 02 NEBRASKA | G00ALL 29SP | 631193 HUNTLEY3 345 631197 LEDYARD3 345 1 | P11:20:XEL:PR_ISLD:32G | 0.05716 | Yes
GEN-2024-212 | 02 NEBRASKA | G00ALL 29SP | 601048 LYON CO 3 345 631138 LAKEFLD3 345 1 | P11:22:GRE:GRE-COAL41G:1 | 0.0516 | Yes
GEN-2024-212 | 02 NEBRASKA | G00ALL 29SP | 601048 LYON CO 3 345 631138 LAKEFLD3 345 1 | P11:22:GRE:GRE-COAL42G:2 | 0.0516 | Yes
GEN-2024-212 | 02 NEBRASKA | G00ALL 29SP | 601048 LYON CO 3 345 631138 LAKEFLD3 345 1 | P11:24:OTP:BIGSTN1G:1 | 0.0516 | Yes
GEN-2024-212 | 02 NEBRASKA | G00ALL 29SP | 631193 HUNTLEY3 345 631197 LEDYARD3 345 1 | P11:24:XEL:SHERCO31G:1 | 0.05716 | Yes
GEN-2024-212 | 02 NEBRASKA | G00ALL 29SP | 601048 LYON CO 3 345 631138 LAKEFLD3 345 1 | P11:24:XEL:SHERCO31G:1 | 0.0516 | Yes
GEN-2024-212 | 02 NEBRASKA | G00ALL 29SP | 635200 RAUN 3 345 645552 S3452 REACT3 345 1 | P11:24:XEL:SHERCO31G:1 | 0.13606 | Yes
GEN-2024-212 | 02 NEBRASKA | G00ALL 29SP | 631193 HUNTLEY3 345 631197 LEDYARD3 345 1 | P11:24:XEL:SHERCO32G:2 | 0.05716 | Yes
GEN-2024-212 | 02 NEBRASKA | G00ALL 29SP | 635368 OBRIEN 3 345 635400 HIGHLAND 3 345 1 | P11:26:XEL:SHERCO33G:3 | 0.05803 | Yes
GEN-2024-212 | 02 NEBRASKA | G00ALL 29SP | 601006 SPLT RK3 345 652864 SIOUXCY-LNX3 345 1 | P11:26:XEL:SHERCO33G:3 | 0.06656 | Yes
GEN-2024-212 | 02 NEBRASKA | G00ALL 29SP | 631138 LAKEFLD3 345 635368 OBRIEN 3 345 1 | P11:26:XEL:SHERCO33G:3 | 0.06379 | Yes
GEN-2024-212 | 02 NEBRASKA | G00ALL 29SP | 635399 CHEROKEE 3 345 635400 HIGHLAND 3 345 1 | P11:26:XEL:SHERCO33G:3 | 0.05803 | Yes
GEN-2024-212 | 02 NEBRASKA | G00ALL 29SP | 635200 RAUN 3 345 762779 G18-043 TAP 345 1 | P11:26:XEL:SHERCO33G:3 | 0.13198 | Yes
GEN-2024-212 | 02 NEBRASKA | G00ALL 29SP | 635200 RAUN 3 345 635398 REMSEN 3 345 1 | P11:26:XEL:SHERCO33G:3 | 0.05803 | Yes
GEN-2024-212 | 02 NEBRASKA | G00ALL 29SP | 635398 REMSEN 3 345 635399 CHEROKEE 3 345 1 | P11:26:XEL:SHERCO33G:3 | 0.05803 | Yes
GEN-2024-212 | 02 NEBRASKA | G00ALL 29SP | 631193 HUNTLEY3 345 631197 LEDYARD3 345 1 | P11:26:XEL:SHERCO33G:3 | 0.05716 | Yes
GEN-2024-212 | 02 NEBRASKA | G00ALL 29SP | 601048 LYON CO 3 345 631138 LAKEFLD3 345 1 | P11:26:XEL:SHERCO33G:3 | 0.0516 | Yes
GEN-2024-212 | 02 NEBRASKA | G00ALL 29SP | 635200 RAUN 3 345 645552 S3452 REACT3 345 1 | P11:26:XEL:SHERCO33G:3 | 0.13606 | Yes
GEN-2024-212 | 02 NEBRASKA | G00ALL 29SP | 635000 CBLUFFS3 345 645456 S3456 3 345 1 | P11:345:MEC:GDMEC:3:ST | 0.1325 | Yes
GEN-2024-212 | 02 NEBRASKA | G00ALL 29SP | 635600 GRIMES 3 345 636003 BEAVER CRK 3 345 1 | P11:345:MEC:GDMEC:3:ST | 0.06107 | Yes
GEN-2024-212 | 02 NEBRASKA | G00ALL 29SP | 635200 RAUN 3 345 762779 G18-043 TAP 345 1 | P11:345:MEC:NEAL:3 | 0.13198 | Yes
GEN-2024-212 | 02 NEBRASKA | G00ALL 29SP | 635200 RAUN 3 345 645552 S3452 REACT3 345 1 | P11:345:MEC:NEAL:3 | 0.13606 | Yes
GEN-2024-212 | 02 NEBRASKA | G00ALL 29SP | 635200 RAUN 3 345 762779 G18-043 TAP 345 1 | P11:345:MEC:NEAL:4 | 0.13198 | Yes
GEN-2024-212 | 02 NEBRASKA | G00ALL 29SP | 635200 RAUN 3 345 645552 S3452 REACT3 345 1 | P11:345:MEC:NEAL:4 | 0.13606 | Yes
GEN-2024-212 | 02 NEBRASKA | G00ALL 29SP | 635000 CBLUFFS3 345 645456 S3456 3 345 1 | P11:345:MEC:WSEC:3 | 0.1325 | Yes
GEN-2024-212 | 02 NEBRASKA | G00ALL 29SP | 635000 CBLUFFS3 345 645456 S3456 3 345 1 | P11:345:MEC:WSEC:4 | 0.1325 | Yes
GEN-2024-212 | 02 NEBRASKA | G00ALL 29SP | 602004 SPLT RK4 230 652523 SIOUXFL4 230 1 | P12:230.0:UMZ:# N-1 #:: LINE PAHOJA__-BE4-EAGLE___-NI4-1 :HV: | 0.06286 | Yes
GEN-2024-212 | 02 NEBRASKA | G00ALL 29SP | 603016 SPLT RK7 115 996521 SPLT RK4 115 7 | P12:230.0:UMZ:# N-1 #:: LINE PAHOJA__-BE4-EAGLE___-NI4-1 :HV: | 0.06286 | Yes
GEN-2024-212 | 02 NEBRASKA | G00ALL 29SP | 602004 SPLT RK4 230 996521 SPLT RK4 115 7 | P12:230.0:UMZ:# N-1 #:: LINE PAHOJA__-BE4-EAGLE___-NI4-1 :HV: | 0.06286 | Yes
GEN-2024-212 | 02 NEBRASKA | G00ALL 29SP | 601006 SPLT RK3 345 652864 SIOUXCY-LNX3 345 1 | P12:230.0:UMZ:# N-1 #:: LINE SIOUXCY2-EAGLE___-NI4-1 :HV: | 0.07501 | Yes
GEN-2024-212 | 02 NEBRASKA | G00ALL 29SP | 602004 SPLT RK4 230 652523 SIOUXFL4 230 1 | P12:230.0:UMZ:# N-1 #:: LINE SIOUXCY2-EAGLE___-NI4-1 :HV: | 0.05301 | Yes
GEN-2024-212 | 02 NEBRASKA | G00ALL 29SP | 603016 SPLT RK7 115 996521 SPLT RK4 115 7 | P12:230.0:UMZ:# N-1 #:: LINE SIOUXCY2-EAGLE___-NI4-1 :HV: | 0.05301 | Yes
GEN-2024-212 | 02 NEBRASKA | G00ALL 29SP | 602004 SPLT RK4 230 996521 SPLT RK4 115 7 | P12:230.0:UMZ:# N-1 #:: LINE SIOUXCY2-EAGLE___-NI4-1 :HV: | 0.05301 | Yes
GEN-2024-212 | 02 NEBRASKA | G00ALL 29SP | 602004 SPLT RK4 230 652523 SIOUXFL4 230 1 | P12:230.0:UMZ:# N-1 #:: LINE SIOUXCY4-RASMUSN-ER4-1 :HV: | 0.0521 | Yes
GEN-2024-212 | 02 NEBRASKA | G00ALL 29SP | 603016 SPLT RK7 115 996521 SPLT RK4 115 7 | P12:230.0:UMZ:# N-1 #:: LINE SIOUXCY4-RASMUSN-ER4-1 :HV: | 0.0521 | Yes
GEN-2024-212 | 02 NEBRASKA | G00ALL 29SP | 602004 SPLT RK4 230 996521 SPLT RK4 115 7 | P12:230.0:UMZ:# N-1 #:: LINE SIOUXCY4-RASMUSN-ER4-1 :HV: | 0.0521 | Yes
GEN-2024-212 | 02 NEBRASKA | G00ALL 29SP | 602004 SPLT RK4 230 652523 SIOUXFL4 230 1 | P12:230.0:UMZ:# N-1 #:: LINE SIOUXFL4-PAHOJA__-BE4-1 :HV: | 0.06286 | Yes
GEN-2024-212 | 02 NEBRASKA | G00ALL 29SP | 603016 SPLT RK7 115 996521 SPLT RK4 115 7 | P12:230.0:UMZ:# N-1 #:: LINE SIOUXFL4-PAHOJA__-BE4-1 :HV: | 0.06286 | Yes
GEN-2024-212 | 02 NEBRASKA | G00ALL 29SP | 602004 SPLT RK4 230 996521 SPLT RK4 115 7 | P12:230.0:UMZ:# N-1 #:: LINE SIOUXFL4-PAHOJA__-BE4-1 :HV: | 0.06286 | Yes
GEN-2024-212 | 02 NEBRASKA | G00ALL 29SP | 602004 SPLT RK4 230 652523 SIOUXFL4 230 1 | P12:230.0:UMZ:# N-1 #:: LINE UTICAJC4-RASMUSN-ER4-1 :HV: | 0.0521 | Yes
GEN-2024-212 | 02 NEBRASKA | G00ALL 29SP | 603016 SPLT RK7 115 996521 SPLT RK4 115 7 | P12:230.0:UMZ:# N-1 #:: LINE UTICAJC4-RASMUSN-ER4-1 :HV: | 0.0521 | Yes
GEN-2024-212 | 02 NEBRASKA | G00ALL 29SP | 602004 SPLT RK4 230 996521 SPLT RK4 115 7 | P12:230.0:UMZ:# N-1 #:: LINE UTICAJC4-RASMUSN-ER4-1 :HV: | 0.0521 | Yes
GEN-2024-212 | 02 NEBRASKA | G00ALL 29SP | 635221 KELLOGG5 161 635226 LEEDS 5 161 1 | P12:345.0:UMZ:# N-1 #:: LINE RAUN 3-SIOUXCY3-1 :EHV: | 0.05491 | Yes
GEN-2024-212 | 02 NEBRASKA | G00ALL 29SP | 635223 PLYMOUTH 5 161 635226 LEEDS 5 161 1 | P12:345.0:UMZ:# N-1 #:: LINE RAUN 3-SIOUXCY3-1 :EHV: | 0.05491 | Yes
GEN-2024-212 | 02 NEBRASKA | G00ALL 29SP | 635368 OBRIEN 3 345 635400 HIGHLAND 3 345 1 | P12:345.0:UMZ:# N-1 #:: LINE RAUN 3-SIOUXCY3-1 :EHV: | 0.08211 | Yes
GEN-2024-212 | 02 NEBRASKA | G00ALL 29SP | 631138 LAKEFLD3 345 635368 OBRIEN 3 345 1 | P12:345.0:UMZ:# N-1 #:: LINE RAUN 3-SIOUXCY3-1 :EHV: | 0.08143 | Yes
GEN-2024-212 | 02 NEBRASKA | G00ALL 29SP | 635399 CHEROKEE 3 345 635400 HIGHLAND 3 345 1 | P12:345.0:UMZ:# N-1 #:: LINE RAUN 3-SIOUXCY3-1 :EHV: | 0.08211 | Yes
GEN-2024-212 | 02 NEBRASKA | G00ALL 29SP | 635223 PLYMOUTH 5 161 652566 SIOUXCY5 161 1 | P12:345.0:UMZ:# N-1 #:: LINE RAUN 3-SIOUXCY3-1 :EHV: | 0.09138 | Yes
GEN-2024-212 | 02 NEBRASKA | G00ALL 29SP | 635200 RAUN 3 345 635398 REMSEN 3 345 1 | P12:345.0:UMZ:# N-1 #:: LINE RAUN 3-SIOUXCY3-1 :EHV: | 0.08211 | Yes
GEN-2024-212 | 02 NEBRASKA | G00ALL 29SP | 635398 REMSEN 3 345 635399 CHEROKEE 3 345 1 | P12:345.0:UMZ:# N-1 #:: LINE RAUN 3-SIOUXCY3-1 :EHV: | 0.08211 | Yes
GEN-2024-212 | 02 NEBRASKA | G00ALL 29SP | 635200 RAUN 3 345 640226 HOSKINS3 345 1 | P12:345.0:UMZ:# N-1 #:: LINE RAUN 3-SIOUXCY3-1 :EHV: | 0.06961 | Yes
GEN-2024-212 | 02 NEBRASKA | G00ALL 29SP | 635368 OBRIEN 3 345 635400 HIGHLAND 3 345 1 | P12:345.0:UMZ:# N-1 #:: LINE SIOUXCY3-SIOUXCY-LNX3-Z :EHV: | 0.0719 | Yes
GEN-2024-212 | 02 NEBRASKA | G00ALL 29SP | 631138 LAKEFLD3 345 635368 OBRIEN 3 345 1 | P12:345.0:UMZ:# N-1 #:: LINE SIOUXCY3-SIOUXCY-LNX3-Z :EHV: | 0.07878 | Yes
GEN-2024-212 | 02 NEBRASKA | G00ALL 29SP | 635399 CHEROKEE 3 345 635400 HIGHLAND 3 345 1 | P12:345.0:UMZ:# N-1 #:: LINE SIOUXCY3-SIOUXCY-LNX3-Z :EHV: | 0.0719 | Yes
GEN-2024-212 | 02 NEBRASKA | G00ALL 29SP | 635200 RAUN 3 345 635398 REMSEN 3 345 1 | P12:345.0:UMZ:# N-1 #:: LINE SIOUXCY3-SIOUXCY-LNX3-Z :EHV: | 0.0719 | Yes
GEN-2024-212 | 02 NEBRASKA | G00ALL 29SP | 635398 REMSEN 3 345 635399 CHEROKEE 3 345 1 | P12:345.0:UMZ:# N-1 #:: LINE SIOUXCY3-SIOUXCY-LNX3-Z :EHV: | 0.0719 | Yes
GEN-2024-212 | 02 NEBRASKA | G00ALL 29SP | 601034 NOBLES 3 345 631138 LAKEFLD3 345 1 | P12:345.0:UMZ:# N-1 #:: LINE SIOUXCY3-SIOUXCY-LNX3-Z :EHV: | 0.05335 | Yes
GEN-2024-212 | 02 NEBRASKA | G00ALL 29SP | 635368 OBRIEN 3 345 635400 HIGHLAND 3 345 1 | P12:345.0:UMZ:# N-1 #:: LINE SPLT RK3-SIOUXCY-LNX3-1 :EHV: | 0.0719 | Yes
GEN-2024-212 | 02 NEBRASKA | G00ALL 29SP | 631138 LAKEFLD3 345 635368 OBRIEN 3 345 1 | P12:345.0:UMZ:# N-1 #:: LINE SPLT RK3-SIOUXCY-LNX3-1 :EHV: | 0.07878 | Yes
GEN-2024-212 | 02 NEBRASKA | G00ALL 29SP | 635399 CHEROKEE 3 345 635400 HIGHLAND 3 345 1 | P12:345.0:UMZ:# N-1 #:: LINE SPLT RK3-SIOUXCY-LNX3-1 :EHV: | 0.0719 | Yes
GEN-2024-212 | 02 NEBRASKA | G00ALL 29SP | 635200 RAUN 3 345 635398 REMSEN 3 345 1 | P12:345.0:UMZ:# N-1 #:: LINE SPLT RK3-SIOUXCY-LNX3-1 :EHV: | 0.0719 | Yes
GEN-2024-212 | 02 NEBRASKA | G00ALL 29SP | 635398 REMSEN 3 345 635399 CHEROKEE 3 345 1 | P12:345.0:UMZ:# N-1 #:: LINE SPLT RK3-SIOUXCY-LNX3-1 :EHV: | 0.0719 | Yes
GEN-2024-212 | 02 NEBRASKA | G00ALL 29SP | 601034 NOBLES 3 345 631138 LAKEFLD3 345 1 | P12:345.0:UMZ:# N-1 #:: LINE SPLT RK3-SIOUXCY-LNX3-1 :EHV: | 0.05335 | Yes
GEN-2024-212 | 02 NEBRASKA | G00ALL 29SP | 620417 BSSOUTH3 345 620480 DEUEL CO 3 345 1 | P12:345.0:UMZ:# N-1 #:: LINE WATERTN3-WATERTN-LNX3-Z :EHV: | 0.05235 | Yes
GEN-2024-212 | 02 NEBRASKA | G00ALL 29SP | 620480 DEUEL CO 3 345 620483 ASTORIA 3 345 1 | P12:345.0:UMZ:# N-1 #:: LINE WATERTN3-WATERTN-LNX3-Z :EHV: | 0.05235 | Yes
GEN-2024-212 | 02 NEBRASKA | G00ALL 29SP | 620417 BSSOUTH3 345 620480 DEUEL CO 3 345 1 | P12:345.0:UMZ:# N-1 #:: LINE WHITE 3-WATERTN-LNX3-1 :EHV: | 0.05235 | Yes
GEN-2024-212 | 02 NEBRASKA | G00ALL 29SP | 620480 DEUEL CO 3 345 620483 ASTORIA 3 345 1 | P12:345.0:UMZ:# N-1 #:: LINE WHITE 3-WATERTN-LNX3-1 :EHV: | 0.05235 | Yes
GEN-2024-212 | 02 NEBRASKA | G00ALL 29SP | 631138 LAKEFLD3 345 635368 OBRIEN 3 345 1 | P12:345:ITCM-MEC:LEDYARD:KOSSUTH:1 | 0.07723 | Yes
GEN-2024-212 | 02 NEBRASKA | G00ALL 29SP | 635568 S HILLS 3 345 635630 BOONEVILLE 3 345 1 | P12:345:MEC:ARBOR HILL:FALLOW AVE:1 | 0.06122 | Yes
GEN-2024-212 | 02 NEBRASKA | G00ALL 29SP | 635570 ORIENT 3 345 635635 MADISON3 345 1 | P12:345:MEC:ARBOR HILL:FALLOW AVE:1 | 0.05175 | Yes
GEN-2024-212 | 02 NEBRASKA | G00ALL 29SP | 635568 S HILLS 3 345 635570 ORIENT 3 345 1 | P12:345:MEC:ARBOR HILL:FALLOW AVE:1 | 0.06122 | Yes
GEN-2024-212 | 02 NEBRASKA | G00ALL 29SP | 635100 ROLL HILLS 3 345 635570 ORIENT 3 345 1 | P12:345:MEC:ARBOR HILL:FALLOW AVE:1 | 0.07771 | Yes
GEN-2024-212 | 02 NEBRASKA | G00ALL 29SP | 635013 PONY CRK 3 345 635100 ROLL HILLS 3 345 1 | P12:345:MEC:ARBOR HILL:FALLOW AVE:1 | 0.07771 | Yes
GEN-2024-212 | 02 NEBRASKA | G00ALL 29SP | 635200 RAUN 3 345 762779 G18-043 TAP 345 1 | P12:345:MEC:ARBOR HILL:FALLOW AVE:1 | 0.13796 | Yes
GEN-2024-212 | 02 NEBRASKA | G00ALL 29SP | 635622 RCCN TRL 3 345 635630 BOONEVILLE 3 345 1 | P12:345:MEC:ARBOR HILL:FALLOW AVE:1 | 0.06627 | Yes
GEN-2024-212 | 02 NEBRASKA | G00ALL 29SP | 635600 GRIMES 3 345 636003 BEAVER CRK 3 345 1 | P12:345:MEC:ARBOR HILL:FALLOW AVE:1 | 0.05009 | Yes
GEN-2024-212 | 02 NEBRASKA | G00ALL 29SP | 635200 RAUN 3 345 645552 S3452 REACT3 345 1 | P12:345:MEC:ARBOR HILL:FALLOW AVE:1 | 0.14217 | Yes
GEN-2024-212 | 02 NEBRASKA | G00ALL 29SP | 635600 GRIMES 3 345 635622 RCCN TRL 3 345 2 | P12:345:MEC:BONDURANT:GDMEC:1 | 0.05424 | Yes
GEN-2024-212 | 02 NEBRASKA | G00ALL 29SP | 635600 GRIMES 3 345 635622 RCCN TRL 3 345 1 | P12:345:MEC:BONDURANT:GDMEC:1 | 0.05411 | Yes
GEN-2024-212 | 02 NEBRASKA | G00ALL 29SP | 635568 S HILLS 3 345 635630 BOONEVILLE 3 345 1 | P12:345:MEC:CBLUFFS:OVERLAND:1 | 0.05134 | Yes
GEN-2024-212 | 02 NEBRASKA | G00ALL 29SP | 635568 S HILLS 3 345 635570 ORIENT 3 345 1 | P12:345:MEC:CBLUFFS:OVERLAND:1 | 0.05134 | Yes
GEN-2024-212 | 02 NEBRASKA | G00ALL 29SP | 635000 CBLUFFS3 345 635016 SOUTHLAND 3 345 1 | P12:345:MEC:CBLUFFS:PONY CRK:1 | 0.05706 | Yes
GEN-2024-212 | 02 NEBRASKA | G00ALL 29SP | 635000 CBLUFFS3 345 635013 PONY CRK 3 345 1 | P12:345:MEC:CBLUFFS:SOUTHLAND:1 | 0.05733 | Yes
GEN-2024-212 | 02 NEBRASKA | G00ALL 29SP | 635200 RAUN 3 345 652564 SIOUXCY3 345 1 | P12:345:MEC:CHEROKEE:HIGHLAND:1 | 0.16703 | Yes
GEN-2024-212 | 02 NEBRASKA | G00ALL 29SP | 601006 SPLT RK3 345 652864 SIOUXCY-LNX3 345 1 | P12:345:MEC:CHEROKEE:HIGHLAND:1 | 0.07765 | Yes
GEN-2024-212 | 02 NEBRASKA | G00ALL 29SP | 636000 WEBSTER3 345 636010 LEHIGH 3 345 1 | P12:345:MEC:CHEROKEE:HIGHLAND:1 | 0.08358 | Yes
GEN-2024-212 | 02 NEBRASKA | G00ALL 29SP | 635368 OBRIEN 3 345 635400 HIGHLAND 3 345 1 | P12:345:MEC:GARD AVE:LEHIGH:1REACTOR:EHV: | 0.05971 | Yes
GEN-2024-212 | 02 NEBRASKA | G00ALL 29SP | 635399 CHEROKEE 3 345 635400 HIGHLAND 3 345 1 | P12:345:MEC:GARD AVE:LEHIGH:1REACTOR:EHV: | 0.05971 | Yes
GEN-2024-212 | 02 NEBRASKA | G00ALL 29SP | 635200 RAUN 3 345 635398 REMSEN 3 345 1 | P12:345:MEC:GARD AVE:LEHIGH:1REACTOR:EHV: | 0.05971 | Yes
GEN-2024-212 | 02 NEBRASKA | G00ALL 29SP | 635398 REMSEN 3 345 635399 CHEROKEE 3 345 1 | P12:345:MEC:GARD AVE:LEHIGH:1REACTOR:EHV: | 0.05971 | Yes
GEN-2024-212 | 02 NEBRASKA | G00ALL 29SP | 635600 GRIMES 3 345 635622 RCCN TRL 3 345 2 | P12:345:MEC:GRIMES:RCCN TRL:1 | 0.0873 | Yes
GEN-2024-212 | 02 NEBRASKA | G00ALL 29SP | 635600 GRIMES 3 345 635622 RCCN TRL 3 345 1 | P12:345:MEC:GRIMES:RCCN TRL:2 | 0.08726 | Yes
GEN-2024-212 | 02 NEBRASKA | G00ALL 29SP | 635622 RCCN TRL 3 345 635630 BOONEVILLE 3 345 1 | P12:345:MEC:MADISON:NORWALK:1 | 0.05735 | Yes
GEN-2024-212 | 02 NEBRASKA | G00ALL 29SP | 635600 GRIMES 3 345 635622 RCCN TRL 3 345 2 | P12:345:MEC:MADISON:NORWALK:1 | 0.05936 | Yes
GEN-2024-212 | 02 NEBRASKA | G00ALL 29SP | 635600 GRIMES 3 345 635622 RCCN TRL 3 345 1 | P12:345:MEC:MADISON:NORWALK:1 | 0.05921 | Yes
GEN-2024-212 | 02 NEBRASKA | G00ALL 29SP | 635100 ROLL HILLS 3 345 635570 ORIENT 3 345 1 | P12:345:MEC:NORTHBORO:ATCHISON:1REACTOR:EHV: | 0.06781 | Yes
GEN-2024-212 | 02 NEBRASKA | G00ALL 29SP | 635013 PONY CRK 3 345 635100 ROLL HILLS 3 345 1 | P12:345:MEC:NORTHBORO:ATCHISON:1REACTOR:EHV: | 0.06781 | Yes
GEN-2024-212 | 02 NEBRASKA | G00ALL 29SP | 635000 CBLUFFS3 345 645456 S3456 3 345 1 | P12:345:MEC:NORTHBORO:ATCHISON:1REACTOR:EHV: | 0.14424 | Yes
GEN-2024-212 | 02 NEBRASKA | G00ALL 29SP | 635200 RAUN 3 345 652564 SIOUXCY3 345 1 | P12:345:MEC:OBRIEN:HIGHLAND:1REACTOR:EHV: | 0.16703 | Yes
GEN-2024-212 | 02 NEBRASKA | G00ALL 29SP | 601006 SPLT RK3 345 652864 SIOUXCY-LNX3 345 1 | P12:345:MEC:OBRIEN:HIGHLAND:1REACTOR:EHV: | 0.07765 | Yes
GEN-2024-212 | 02 NEBRASKA | G00ALL 29SP | 636000 WEBSTER3 345 636010 LEHIGH 3 345 1 | P12:345:MEC:OBRIEN:HIGHLAND:1REACTOR:EHV: | 0.08358 | Yes
GEN-2024-212 | 02 NEBRASKA | G00ALL 29SP | 635200 RAUN 3 345 640226 HOSKINS3 345 1 | P12:345:MEC:OBRIEN:HIGHLAND:1REACTOR:EHV: | 0.05092 | Yes
GEN-2024-212 | 02 NEBRASKA | G00ALL 29SP | 635568 S HILLS 3 345 635630 BOONEVILLE 3 345 1 | P12:345:MEC:ORIENT:MADISON:1 | 0.07139 | Yes
GEN-2024-212 | 02 NEBRASKA | G00ALL 29SP | 635568 S HILLS 3 345 635570 ORIENT 3 345 1 | P12:345:MEC:ORIENT:MADISON:1 | 0.07139 | Yes
GEN-2024-212 | 02 NEBRASKA | G00ALL 29SP | 635100 ROLL HILLS 3 345 635570 ORIENT 3 345 1 | P12:345:MEC:ORIENT:NORTHBORO:1 | 0.06781 | Yes
GEN-2024-212 | 02 NEBRASKA | G00ALL 29SP | 635013 PONY CRK 3 345 635100 ROLL HILLS 3 345 1 | P12:345:MEC:ORIENT:NORTHBORO:1 | 0.06781 | Yes
GEN-2024-212 | 02 NEBRASKA | G00ALL 29SP | 635580 ARBOR HILL 3 345 635623 BADGER CRK 3 345 1 | P12:345:MEC:ORIENT:NORTHBORO:1 | 0.06461 | Yes
GEN-2024-212 | 02 NEBRASKA | G00ALL 29SP | 635000 CBLUFFS3 345 635014 OVERLAND 3 345 1 | P12:345:MEC:ORIENT:NORTHBORO:1 | 0.06778 | Yes
GEN-2024-212 | 02 NEBRASKA | G00ALL 29SP | 635000 CBLUFFS3 345 645456 S3456 3 345 1 | P12:345:MEC:ORIENT:NORTHBORO:1 | 0.14424 | Yes
GEN-2024-212 | 02 NEBRASKA | G00ALL 29SP | 635580 ARBOR HILL 3 345 635590 FALLOW AVE 3 345 1 | P12:345:MEC:ORIENT:NORTHBORO:1 | 0.06461 | Yes
GEN-2024-212 | 02 NEBRASKA | G00ALL 29SP | 635014 OVERLAND 3 345 635590 FALLOW AVE 3 345 1 | P12:345:MEC:ORIENT:NORTHBORO:1 | 0.06461 | Yes
GEN-2024-212 | 02 NEBRASKA | G00ALL 29SP | 635568 S HILLS 3 345 635630 BOONEVILLE 3 345 1 | P12:345:MEC:OVERLAND:FALLOW AVE:1 | 0.06122 | Yes
GEN-2024-212 | 02 NEBRASKA | G00ALL 29SP | 635568 S HILLS 3 345 635570 ORIENT 3 345 1 | P12:345:MEC:OVERLAND:FALLOW AVE:1 | 0.06122 | Yes
GEN-2024-212 | 02 NEBRASKA | G00ALL 29SP | 635622 RCCN TRL 3 345 635630 BOONEVILLE 3 345 1 | P12:345:MEC:OVERLAND:FALLOW AVE:1 | 0.06627 | Yes
GEN-2024-212 | 02 NEBRASKA | G00ALL 29SP | 631138 LAKEFLD3 345 635368 OBRIEN 3 345 1 | P12:345:MEC:PALO ALTO:KOSSUTH:1REACTOR:EHV: | 0.05987 | Yes
GEN-2024-212 | 02 NEBRASKA | G00ALL 29SP | 636000 WEBSTER3 345 636010 LEHIGH 3 345 1 | P12:345:MEC:PALO ALTO:KOSSUTH:1REACTOR:EHV: | 0.06688 | Yes
GEN-2024-212 | 02 NEBRASKA | G00ALL 29SP | 635000 CBLUFFS3 345 635014 OVERLAND 3 345 1 | P12:345:MEC:PONY CRK:ROLL HILLS:1 | 0.08349 | Yes
GEN-2024-212 | 02 NEBRASKA | G00ALL 29SP | 635635 MADISON3 345 635640 NORWALK 3 345 1 | P12:345:MEC:RCCN TRL:BOONEVILLE:1 | 0.05141 | Yes
GEN-2024-212 | 02 NEBRASKA | G00ALL 29SP | 635000 CBLUFFS3 345 635014 OVERLAND 3 345 1 | P12:345:MEC:ROLL HILLS:ORIENT:1 | 0.08349 | Yes
GEN-2024-212 | 02 NEBRASKA | G00ALL 29SP | 635580 ARBOR HILL 3 345 635623 BADGER CRK 3 345 1 | P12:345:MEC:ROLL HILLS:ORIENT:1 | 0.07715 | Yes
GEN-2024-212 | 02 NEBRASKA | G00ALL 29SP | 635580 ARBOR HILL 3 345 635590 FALLOW AVE 3 345 1 | P12:345:MEC:ROLL HILLS:ORIENT:1 | 0.07715 | Yes
GEN-2024-212 | 02 NEBRASKA | G00ALL 29SP | 635014 OVERLAND 3 345 635590 FALLOW AVE 3 345 1 | P12:345:MEC:ROLL HILLS:ORIENT:1 | 0.07715 | Yes
GEN-2024-212 | 02 NEBRASKA | G00ALL 29SP | 635570 ORIENT 3 345 635635 MADISON3 345 1 | P12:345:MEC:S HILLS:BOONEVILLE:1 | 0.06797 | Yes
GEN-2024-212 | 02 NEBRASKA | G00ALL 29SP | 635000 CBLUFFS3 345 635014 OVERLAND 3 345 1 | P12:345:MEC:S HILLS:BOONEVILLE:1 | 0.07075 | Yes
GEN-2024-212 | 02 NEBRASKA | G00ALL 29SP | 635580 ARBOR HILL 3 345 635623 BADGER CRK 3 345 1 | P12:345:MEC:S HILLS:BOONEVILLE:1 | 0.06669 | Yes
GEN-2024-212 | 02 NEBRASKA | G00ALL 29SP | 635580 ARBOR HILL 3 345 635590 FALLOW AVE 3 345 1 | P12:345:MEC:S HILLS:BOONEVILLE:1 | 0.06669 | Yes
GEN-2024-212 | 02 NEBRASKA | G00ALL 29SP | 635014 OVERLAND 3 345 635590 FALLOW AVE 3 345 1 | P12:345:MEC:S HILLS:BOONEVILLE:1 | 0.06669 | Yes
GEN-2024-212 | 02 NEBRASKA | G00ALL 29SP | 635570 ORIENT 3 345 635635 MADISON3 345 1 | P12:345:MEC:S HILLS:ORIENT:1 | 0.06797 | Yes
GEN-2024-212 | 02 NEBRASKA | G00ALL 29SP | 635000 CBLUFFS3 345 635014 OVERLAND 3 345 1 | P12:345:MEC:S HILLS:ORIENT:1 | 0.07075 | Yes
GEN-2024-212 | 02 NEBRASKA | G00ALL 29SP | 635368 OBRIEN 3 345 635400 HIGHLAND 3 345 1 | P12:345:MEC:WEBSTER:LEHIGH:1 | 0.07213 | Yes
GEN-2024-212 | 02 NEBRASKA | G00ALL 29SP | 635399 CHEROKEE 3 345 635400 HIGHLAND 3 345 1 | P12:345:MEC:WEBSTER:LEHIGH:1 | 0.07213 | Yes
GEN-2024-212 | 02 NEBRASKA | G00ALL 29SP | 635200 RAUN 3 345 635398 REMSEN 3 345 1 | P12:345:MEC:WEBSTER:LEHIGH:1 | 0.07213 | Yes
GEN-2024-212 | 02 NEBRASKA | G00ALL 29SP | 635398 REMSEN 3 345 635399 CHEROKEE 3 345 1 | P12:345:MEC:WEBSTER:LEHIGH:1 | 0.07213 | Yes
GEN-2024-212 | 02 NEBRASKA | G00ALL 29SP | 635200 RAUN 3 345 652564 SIOUXCY3 345 1 | P12:345:MEC-ITCM:OBRIEN:LAKEFIELD:1REACTOR:EHV: | 0.16006 | Yes
GEN-2024-212 | 02 NEBRASKA | G00ALL 29SP | 601006 SPLT RK3 345 652864 SIOUXCY-LNX3 345 1 | P12:345:MEC-ITCM:OBRIEN:LAKEFIELD:1REACTOR:EHV: | 0.07689 | Yes
GEN-2024-212 | 02 NEBRASKA | G00ALL 29SP | 631193 HUNTLEY3 345 631197 LEDYARD3 345 1 | P12:345:MEC-ITCM:OBRIEN:LAKEFIELD:1REACTOR:EHV: | 0.08261 | Yes
GEN-2024-212 | 02 NEBRASKA | G00ALL 29SP | 631197 LEDYARD3 345 635369 KOSSUTH 3 345 1 | P12:345:MEC-ITCM:OBRIEN:LAKEFIELD:1REACTOR:EHV: | 0.06418 | Yes
GEN-2024-212 | 02 NEBRASKA | G00ALL 29SP | 635100 ROLL HILLS 3 345 635570 ORIENT 3 345 1 | P12:345:MEC-NPPD:ATCHISON:COOPER:1 | 0.06781 | Yes
GEN-2024-212 | 02 NEBRASKA | G00ALL 29SP | 635013 PONY CRK 3 345 635100 ROLL HILLS 3 345 1 | P12:345:MEC-NPPD:ATCHISON:COOPER:1 | 0.06781 | Yes
GEN-2024-212 | 02 NEBRASKA | G00ALL 29SP | 635000 CBLUFFS3 345 645456 S3456 3 345 1 | P12:345:MEC-NPPD:ATCHISON:COOPER:1 | 0.14424 | Yes
GEN-2024-212 | 02 NEBRASKA | G00ALL 29SP | 635221 KELLOGG5 161 635226 LEEDS 5 161 1 | P12:345:MEC-WAPA:RAUN:SIOUXCY:1 | 0.05491 | Yes
GEN-2024-212 | 02 NEBRASKA | G00ALL 29SP | 635223 PLYMOUTH 5 161 635226 LEEDS 5 161 1 | P12:345:MEC-WAPA:RAUN:SIOUXCY:1 | 0.05491 | Yes
GEN-2024-212 | 02 NEBRASKA | G00ALL 29SP | 635368 OBRIEN 3 345 635400 HIGHLAND 3 345 1 | P12:345:MEC-WAPA:RAUN:SIOUXCY:1 | 0.08211 | Yes
GEN-2024-212 | 02 NEBRASKA | G00ALL 29SP | 631138 LAKEFLD3 345 635368 OBRIEN 3 345 1 | P12:345:MEC-WAPA:RAUN:SIOUXCY:1 | 0.08143 | Yes
GEN-2024-212 | 02 NEBRASKA | G00ALL 29SP | 635399 CHEROKEE 3 345 635400 HIGHLAND 3 345 1 | P12:345:MEC-WAPA:RAUN:SIOUXCY:1 | 0.08211 | Yes
GEN-2024-212 | 02 NEBRASKA | G00ALL 29SP | 635223 PLYMOUTH 5 161 652566 SIOUXCY5 161 1 | P12:345:MEC-WAPA:RAUN:SIOUXCY:1 | 0.09138 | Yes
GEN-2024-212 | 02 NEBRASKA | G00ALL 29SP | 635200 RAUN 3 345 635398 REMSEN 3 345 1 | P12:345:MEC-WAPA:RAUN:SIOUXCY:1 | 0.08211 | Yes
GEN-2024-212 | 02 NEBRASKA | G00ALL 29SP | 635398 REMSEN 3 345 635399 CHEROKEE 3 345 1 | P12:345:MEC-WAPA:RAUN:SIOUXCY:1 | 0.08211 | Yes
GEN-2024-212 | 02 NEBRASKA | G00ALL 29SP | 635200 RAUN 3 345 640226 HOSKINS3 345 1 | P12:345:MEC-WAPA:RAUN:SIOUXCY:1 | 0.06961 | Yes
GEN-2024-212 | 02 NEBRASKA | G00ALL 29SP | 635200 RAUN 3 345 762779 G18-043 TAP 345 1 | P12:345:NPPD:L3521::NW68&HOLDREGE.COLUMBUSEAST.CKT1:: | 0.14213 | Yes
GEN-2024-212 | 02 NEBRASKA | G00ALL 29SP | 635200 RAUN 3 345 640226 HOSKINS3 345 1 | P12:345:NPPD:L3521::NW68&HOLDREGE.COLUMBUSEAST.CKT1:: | 0.0673 | Yes
GEN-2024-212 | 02 NEBRASKA | G00ALL 29SP | 635200 RAUN 3 345 645552 S3452 REACT3 345 1 | P12:345:NPPD:L3521::NW68&HOLDREGE.COLUMBUSEAST.CKT1:: | 0.1466 | Yes
GEN-2024-212 | 02 NEBRASKA | G00ALL 29SP | 635200 RAUN 3 345 640226 HOSKINS3 345 1 | P12:345:NPPD:LN006::COLUM.E.SHELCRK.CKT1:: | 0.05993 | Yes
GEN-2024-212 | 02 NEBRASKA | G00ALL 29SP | 635000 CBLUFFS3 345 645456 S3456 3 345 1 | P12:345:OPPD:S3456-S3459:::EHV: | 0.14926 | Yes
GEN-2024-212 | 02 NEBRASKA | G00ALL 29SP | 601048 LYON CO 3 345 631138 LAKEFLD3 345 1 | P12:345:XEL:HELENA3:SHEASLK3:1 | 0.05803 | Yes
GEN-2024-212 | 02 NEBRASKA | G00ALL 29SP | 601048 LYON CO 3 345 631138 LAKEFLD3 345 1 | P12:345:XEL:SPS HNA-SSL | 0.05803 | Yes
GEN-2024-212 | 02 NEBRASKA | G00ALL 29SP | 601048 LYON CO 3 345 631138 LAKEFLD3 345 1 | P12:345:XEL:WILMART3:CRANDAL3:1 | 0.05266 | Yes
GEN-2024-212 | 02 NEBRASKA | G00ALL 29SP | 601048 LYON CO 3 345 631138 LAKEFLD3 345 1 | P12:345:XEL:WILMART3:SHEASLK3:1 | 0.05793 | Yes
GEN-2024-212 | 02 NEBRASKA | G00ALL 29SP | 635368 OBRIEN 3 345 635400 HIGHLAND 3 345 1 | P12:345:XEL-WAPA:SPLTRK3:SIOUXCY-LNX3:1 | 0.0719 | Yes
GEN-2024-212 | 02 NEBRASKA | G00ALL 29SP | 631138 LAKEFLD3 345 635368 OBRIEN 3 345 1 | P12:345:XEL-WAPA:SPLTRK3:SIOUXCY-LNX3:1 | 0.07878 | Yes
GEN-2024-212 | 02 NEBRASKA | G00ALL 29SP | 635399 CHEROKEE 3 345 635400 HIGHLAND 3 345 1 | P12:345:XEL-WAPA:SPLTRK3:SIOUXCY-LNX3:1 | 0.0719 | Yes
GEN-2024-212 | 02 NEBRASKA | G00ALL 29SP | 635200 RAUN 3 345 635398 REMSEN 3 345 1 | P12:345:XEL-WAPA:SPLTRK3:SIOUXCY-LNX3:1 | 0.0719 | Yes
GEN-2024-212 | 02 NEBRASKA | G00ALL 29SP | 635398 REMSEN 3 345 635399 CHEROKEE 3 345 1 | P12:345:XEL-WAPA:SPLTRK3:SIOUXCY-LNX3:1 | 0.0719 | Yes
GEN-2024-212 | 02 NEBRASKA | G00ALL 29SP | 601034 NOBLES 3 345 631138 LAKEFLD3 345 1 | P12:345:XEL-WAPA:SPLTRK3:SIOUXCY-LNX3:1 | 0.05335 | Yes
GEN-2024-212 | 02 NEBRASKA | G00ALL 29SP | 635000 CBLUFFS3 345 645456 S3456 3 345 1 | P13:161-345:OPPD:S3456 T4:::HV: | 0.13777 | Yes
GEN-2024-212 | 02 NEBRASKA | G00ALL 29SP | 601048 LYON CO 3 345 631138 LAKEFLD3 345 1 | P13:230-24:OTP:BIGSTON4:BIGSTN1G:1 | 0.0516 | Yes
GEN-2024-212 | 02 NEBRASKA | G00ALL 29SP | 631193 HUNTLEY3 345 631197 LEDYARD3 345 1 | P13:345:XEL:MNTCE31G:MNTCELO3:1 | 0.05716 | Yes
GEN-2024-212 | 02 NEBRASKA | G00ALL 29SP | 631193 HUNTLEY3 345 631197 LEDYARD3 345 1 | P13:345:XEL:PRIS31G:PRISLD3:1 | 0.05716 | Yes
GEN-2024-212 | 02 NEBRASKA | G00ALL 29SP | 631193 HUNTLEY3 345 631197 LEDYARD3 345 1 | P13:345:XEL:PRIS32G:PRISLD3:2 | 0.05716 | Yes
GEN-2024-212 | 02 NEBRASKA | G00ALL 29SP | 635000 CBLUFFS3 345 635014 OVERLAND 3 345 1 | P13:345-161:MEC:CBLUFFS:9T1 | 0.06613 | Yes
GEN-2024-212 | 02 NEBRASKA | G00ALL 29SP | 635622 RCCN TRL 3 345 635630 BOONEVILLE 3 345 1 | P13:345-161:MEC:NORWALK:9T1:MULTI | 0.05815 | Yes
GEN-2024-212 | 02 NEBRASKA | G00ALL 29SP | 635600 GRIMES 3 345 635622 RCCN TRL 3 345 2 | P13:345-161:MEC:NORWALK:9T1:MULTI | 0.05979 | Yes
GEN-2024-212 | 02 NEBRASKA | G00ALL 29SP | 635600 GRIMES 3 345 635622 RCCN TRL 3 345 1 | P13:345-161:MEC:NORWALK:9T1:MULTI | 0.05964 | Yes
GEN-2024-212 | 02 NEBRASKA | G00ALL 29SP | 601006 SPLT RK3 345 652864 SIOUXCY-LNX3 345 1 | P13:345-230.0:UMZ:# N-1 #:: 3WND SIOUXCY3-SIOUXCY2-SIOUXC29-1 652_ SC2 KU1B_:EHV: | 0.08609 | Yes
GEN-2024-212 | 02 NEBRASKA | G00ALL 29SP | 602004 SPLT RK4 230 652523 SIOUXFL4 230 1 | P13:345-230.0:UMZ:# N-1 #:: 3WND SIOUXCY3-SIOUXCY2-SIOUXC29-1 652_ SC2 KU1B_:EHV: | 0.05284 | Yes
GEN-2024-212 | 02 NEBRASKA | G00ALL 29SP | 603016 SPLT RK7 115 996521 SPLT RK4 115 7 | P13:345-230.0:UMZ:# N-1 #:: 3WND SIOUXCY3-SIOUXCY2-SIOUXC29-1 652_ SC2 KU1B_:EHV: | 0.05284 | Yes
GEN-2024-212 | 02 NEBRASKA | G00ALL 29SP | 602004 SPLT RK4 230 996521 SPLT RK4 115 7 | P13:345-230.0:UMZ:# N-1 #:: 3WND SIOUXCY3-SIOUXCY2-SIOUXC29-1 652_ SC2 KU1B_:EHV: | 0.05284 | Yes
GEN-2024-212 | 02 NEBRASKA | G00ALL 29SP | 635200 RAUN 3 345 640226 HOSKINS3 345 1 | P13:345-230.0:UMZ:# N-1 #:: 3WND SIOUXCY3-SIOUXCY2-SIOUXC29-1 652_ SC2 KU1B_:EHV: | 0.05559 | Yes
GEN-2024-212 | 02 NEBRASKA | G00ALL 29SP | 635200 RAUN 3 345 652564 SIOUXCY3 345 1 | P14:345:ITCM-MEC:LAKEFLD-OBRIEN 50MVAR:MN-SS | 0.16006 | Yes
GEN-2024-212 | 02 NEBRASKA | G00ALL 29SP | 601006 SPLT RK3 345 652864 SIOUXCY-LNX3 345 1 | P14:345:ITCM-MEC:LAKEFLD-OBRIEN 50MVAR:MN-SS | 0.07689 | Yes
GEN-2024-212 | 02 NEBRASKA | G00ALL 29SP | 631193 HUNTLEY3 345 631197 LEDYARD3 345 1 | P14:345:ITCM-MEC:LAKEFLD-OBRIEN 50MVAR:MN-SS | 0.08261 | Yes
GEN-2024-212 | 02 NEBRASKA | G00ALL 29SP | 631197 LEDYARD3 345 635369 KOSSUTH 3 345 1 | P14:345:ITCM-MEC:LAKEFLD-OBRIEN 50MVAR:MN-SS | 0.06418 | Yes
GEN-2024-212 | 02 NEBRASKA | G00ALL 29SP | 620417 BSSOUTH3 345 620480 DEUEL CO 3 345 1 | P21:345:UMZW:# 326 #:: WT2 IN SD. OPENING OF A LINE SECTION W/O A FAULT (WT2-WT2LNX3 LINE REACTOR):EHV: | 0.05235 | Yes
GEN-2024-212 | 02 NEBRASKA | G00ALL 29SP | 620480 DEUEL CO 3 345 620483 ASTORIA 3 345 1 | P21:345:UMZW:# 326 #:: WT2 IN SD. OPENING OF A LINE SECTION W/O A FAULT (WT2-WT2LNX3 LINE REACTOR):EHV: | 0.05235 | Yes
GEN-2024-212 | 02 NEBRASKA | G00ALL 29SP | 631138 LAKEFLD3 345 635368 OBRIEN 3 345 1 | P23:345:ITCM:HUNTLEY3 3659:IA-MVP::EHV: | 0.08291 | Yes
GEN-2024-212 | 02 NEBRASKA | G00ALL 29SP | 635200 RAUN 3 345 652564 SIOUXCY3 345 1 | P23:345:ITCM:LAKEFLD 885:MN::EHV: | 0.16041 | Yes
GEN-2024-212 | 02 NEBRASKA | G00ALL 29SP | 601006 SPLT RK3 345 652864 SIOUXCY-LNX3 345 1 | P23:345:ITCM:LAKEFLD 885:MN::EHV: | 0.0773 | Yes
GEN-2024-212 | 02 NEBRASKA | G00ALL 29SP | 631193 HUNTLEY3 345 631197 LEDYARD3 345 1 | P23:345:ITCM:LAKEFLD 885:MN::EHV: | 0.08248 | Yes
GEN-2024-212 | 02 NEBRASKA | G00ALL 29SP | 631197 LEDYARD3 345 635369 KOSSUTH 3 345 1 | P23:345:ITCM:LAKEFLD 885:MN::EHV: | 0.06401 | Yes
GEN-2024-212 | 02 NEBRASKA | G00ALL 29SP | 631138 LAKEFLD3 345 635368 OBRIEN 3 345 1 | P23:345:ITCM:LEDYARD3 5074:IA-MVP::EHV: | 0.0848 | Yes
GEN-2024-212 | 02 NEBRASKA | G00ALL 29SP | 631138 LAKEFLD3 345 635368 OBRIEN 3 345 1 | P23:345:ITCM:LEDYARD3 5075:IA-MVP::EHV: | 0.0848 | Yes
GEN-2024-212 | 02 NEBRASKA | G00ALL 29SP | 631138 LAKEFLD3 345 635368 OBRIEN 3 345 1 | P23:345:ITCM:LEDYARD3 5076:IA-MVP::EHV: | 0.07723 | Yes
GEN-2024-212 | 02 NEBRASKA | G00ALL 29SP | 635568 S HILLS 3 345 635630 BOONEVILLE 3 345 1 | P23:345:MEC:ARBOR HILL:901::EHV: | 0.06122 | Yes
GEN-2024-212 | 02 NEBRASKA | G00ALL 29SP | 635570 ORIENT 3 345 635635 MADISON3 345 1 | P23:345:MEC:ARBOR HILL:901::EHV: | 0.05175 | Yes
GEN-2024-212 | 02 NEBRASKA | G00ALL 29SP | 635568 S HILLS 3 345 635570 ORIENT 3 345 1 | P23:345:MEC:ARBOR HILL:901::EHV: | 0.06122 | Yes
GEN-2024-212 | 02 NEBRASKA | G00ALL 29SP | 635100 ROLL HILLS 3 345 635570 ORIENT 3 345 1 | P23:345:MEC:ARBOR HILL:901::EHV: | 0.07771 | Yes
GEN-2024-212 | 02 NEBRASKA | G00ALL 29SP | 635013 PONY CRK 3 345 635100 ROLL HILLS 3 345 1 | P23:345:MEC:ARBOR HILL:901::EHV: | 0.07771 | Yes
GEN-2024-212 | 02 NEBRASKA | G00ALL 29SP | 635622 RCCN TRL 3 345 635630 BOONEVILLE 3 345 1 | P23:345:MEC:ARBOR HILL:901::EHV: | 0.06627 | Yes
GEN-2024-212 | 02 NEBRASKA | G00ALL 29SP | 635600 GRIMES 3 345 636003 BEAVER CRK 3 345 1 | P23:345:MEC:ARBOR HILL:901::EHV: | 0.05009 | Yes
GEN-2024-212 | 02 NEBRASKA | G00ALL 29SP | 635200 RAUN 3 345 645552 S3452 REACT3 345 1 | P23:345:MEC:ARBOR HILL:901::EHV: | 0.14217 | Yes
GEN-2024-212 | 02 NEBRASKA | G00ALL 29SP | 636003 BEAVER CRK 3 345 636010 LEHIGH 3 345 1 | P23:345:MEC:ARBOR HILL:901::EHV: | 0.05009 | Yes
GEN-2024-212 | 02 NEBRASKA | G00ALL 29SP | 635568 S HILLS 3 345 635630 BOONEVILLE 3 345 1 | P23:345:MEC:ARBOR HILL:902::EHV: | 0.06122 | Yes
GEN-2024-212 | 02 NEBRASKA | G00ALL 29SP | 635570 ORIENT 3 345 635635 MADISON3 345 1 | P23:345:MEC:ARBOR HILL:902::EHV: | 0.05175 | Yes
GEN-2024-212 | 02 NEBRASKA | G00ALL 29SP | 635568 S HILLS 3 345 635570 ORIENT 3 345 1 | P23:345:MEC:ARBOR HILL:902::EHV: | 0.06122 | Yes
GEN-2024-212 | 02 NEBRASKA | G00ALL 29SP | 635100 ROLL HILLS 3 345 635570 ORIENT 3 345 1 | P23:345:MEC:ARBOR HILL:902::EHV: | 0.07771 | Yes
GEN-2024-212 | 02 NEBRASKA | G00ALL 29SP | 635013 PONY CRK 3 345 635100 ROLL HILLS 3 345 1 | P23:345:MEC:ARBOR HILL:902::EHV: | 0.07771 | Yes
GEN-2024-212 | 02 NEBRASKA | G00ALL 29SP | 635622 RCCN TRL 3 345 635630 BOONEVILLE 3 345 1 | P23:345:MEC:ARBOR HILL:902::EHV: | 0.06627 | Yes
GEN-2024-212 | 02 NEBRASKA | G00ALL 29SP | 635600 GRIMES 3 345 636003 BEAVER CRK 3 345 1 | P23:345:MEC:ARBOR HILL:902::EHV: | 0.05009 | Yes
GEN-2024-212 | 02 NEBRASKA | G00ALL 29SP | 635200 RAUN 3 345 645552 S3452 REACT3 345 1 | P23:345:MEC:ARBOR HILL:902::EHV: | 0.14217 | Yes
GEN-2024-212 | 02 NEBRASKA | G00ALL 29SP | 636003 BEAVER CRK 3 345 636010 LEHIGH 3 345 1 | P23:345:MEC:ARBOR HILL:902::EHV: | 0.05009 | Yes
GEN-2024-212 | 02 NEBRASKA | G00ALL 29SP | 635568 S HILLS 3 345 635630 BOONEVILLE 3 345 1 | P23:345:MEC:ARBOR HILL:903::EHV: | 0.06122 | Yes
GEN-2024-212 | 02 NEBRASKA | G00ALL 29SP | 635570 ORIENT 3 345 635635 MADISON3 345 1 | P23:345:MEC:ARBOR HILL:903::EHV: | 0.05175 | Yes
GEN-2024-212 | 02 NEBRASKA | G00ALL 29SP | 635568 S HILLS 3 345 635570 ORIENT 3 345 1 | P23:345:MEC:ARBOR HILL:903::EHV: | 0.06122 | Yes
GEN-2024-212 | 02 NEBRASKA | G00ALL 29SP | 635100 ROLL HILLS 3 345 635570 ORIENT 3 345 1 | P23:345:MEC:ARBOR HILL:903::EHV: | 0.07771 | Yes
GEN-2024-212 | 02 NEBRASKA | G00ALL 29SP | 635013 PONY CRK 3 345 635100 ROLL HILLS 3 345 1 | P23:345:MEC:ARBOR HILL:903::EHV: | 0.07771 | Yes
GEN-2024-212 | 02 NEBRASKA | G00ALL 29SP | 635622 RCCN TRL 3 345 635630 BOONEVILLE 3 345 1 | P23:345:MEC:ARBOR HILL:903::EHV: | 0.06627 | Yes
GEN-2024-212 | 02 NEBRASKA | G00ALL 29SP | 635200 RAUN 3 345 762779 G18-043 TAP 345 1 | P23:345:MEC:ARBOR HILL:903::EHV: | 0.13796 | Yes
GEN-2024-212 | 02 NEBRASKA | G00ALL 29SP | 635600 GRIMES 3 345 636003 BEAVER CRK 3 345 1 | P23:345:MEC:ARBOR HILL:903::EHV: | 0.05009 | Yes
GEN-2024-212 | 02 NEBRASKA | G00ALL 29SP | 635200 RAUN 3 345 645552 S3452 REACT3 345 1 | P23:345:MEC:ARBOR HILL:903::EHV: | 0.14217 | Yes
GEN-2024-212 | 02 NEBRASKA | G00ALL 29SP | 636003 BEAVER CRK 3 345 636010 LEHIGH 3 345 1 | P23:345:MEC:ARBOR HILL:903::EHV: | 0.05009 | Yes
GEN-2024-212 | 02 NEBRASKA | G00ALL 29SP | 635100 ROLL HILLS 3 345 635570 ORIENT 3 345 1 | P23:345:MEC:ATCHISON:902::EHV: | 0.06781 | Yes
GEN-2024-212 | 02 NEBRASKA | G00ALL 29SP | 635013 PONY CRK 3 345 635100 ROLL HILLS 3 345 1 | P23:345:MEC:ATCHISON:902::EHV: | 0.06781 | Yes
GEN-2024-212 | 02 NEBRASKA | G00ALL 29SP | 635000 CBLUFFS3 345 645456 S3456 3 345 1 | P23:345:MEC:ATCHISON:902::EHV: | 0.14424 | Yes
GEN-2024-212 | 02 NEBRASKA | G00ALL 29SP | 635570 ORIENT 3 345 635635 MADISON3 345 1 | P23:345:MEC:BOONEVILLE:902::EHV: | 0.06477 | Yes
GEN-2024-212 | 02 NEBRASKA | G00ALL 29SP | 635000 CBLUFFS3 345 635014 OVERLAND 3 345 1 | P23:345:MEC:BOONEVILLE:902::EHV: | 0.07295 | Yes
GEN-2024-212 | 02 NEBRASKA | G00ALL 29SP | 635580 ARBOR HILL 3 345 635623 BADGER CRK 3 345 1 | P23:345:MEC:BOONEVILLE:902::EHV: | 0.06906 | Yes
GEN-2024-212 | 02 NEBRASKA | G00ALL 29SP | 635580 ARBOR HILL 3 345 635590 FALLOW AVE 3 345 1 | P23:345:MEC:BOONEVILLE:902::EHV: | 0.06906 | Yes
GEN-2024-212 | 02 NEBRASKA | G00ALL 29SP | 635014 OVERLAND 3 345 635590 FALLOW AVE 3 345 1 | P23:345:MEC:BOONEVILLE:902::EHV: | 0.06906 | Yes
GEN-2024-212 | 02 NEBRASKA | G00ALL 29SP | 635000 CBLUFFS3 345 645456 S3456 3 345 1 | P23:345:MEC:CBEC:905::EHV: | 0.10749 | Yes
GEN-2024-212 | 02 NEBRASKA | G00ALL 29SP | 635000 CBLUFFS3 345 645456 S3456 3 345 1 | P23:345:MEC:CBEC:908::EHV: | 0.13206 | Yes
GEN-2024-212 | 02 NEBRASKA | G00ALL 29SP | 635000 CBLUFFS3 345 635016 SOUTHLAND 3 345 1 | P23:345:MEC:CBEC:908::EHV: | 0.05706 | Yes
GEN-2024-212 | 02 NEBRASKA | G00ALL 29SP | 635200 RAUN 3 345 652564 SIOUXCY3 345 1 | P23:345:MEC:CHEROKEE:901::EHV: | 0.16703 | Yes
GEN-2024-212 | 02 NEBRASKA | G00ALL 29SP | 636000 WEBSTER3 345 636010 LEHIGH 3 345 1 | P23:345:MEC:CHEROKEE:901::EHV: | 0.08358 | Yes
GEN-2024-212 | 02 NEBRASKA | G00ALL 29SP | 635200 RAUN 3 345 652564 SIOUXCY3 345 1 | P23:345:MEC:CHEROKEE:902::EHV: | 0.16703 | Yes
GEN-2024-212 | 02 NEBRASKA | G00ALL 29SP | 636000 WEBSTER3 345 636010 LEHIGH 3 345 1 | P23:345:MEC:CHEROKEE:902::EHV: | 0.08358 | Yes
GEN-2024-212 | 02 NEBRASKA | G00ALL 29SP | 635200 RAUN 3 345 652564 SIOUXCY3 345 1 | P23:345:MEC:CHEROKEE:903::EHV: | 0.16703 | Yes
GEN-2024-212 | 02 NEBRASKA | G00ALL 29SP | 636000 WEBSTER3 345 636010 LEHIGH 3 345 1 | P23:345:MEC:CHEROKEE:903::EHV: | 0.08358 | Yes
GEN-2024-212 | 02 NEBRASKA | G00ALL 29SP | 635568 S HILLS 3 345 635630 BOONEVILLE 3 345 1 | P23:345:MEC:FALLOW:901::EHV: | 0.06122 | Yes
GEN-2024-212 | 02 NEBRASKA | G00ALL 29SP | 635570 ORIENT 3 345 635635 MADISON3 345 1 | P23:345:MEC:FALLOW:901::EHV: | 0.05175 | Yes
GEN-2024-212 | 02 NEBRASKA | G00ALL 29SP | 635568 S HILLS 3 345 635570 ORIENT 3 345 1 | P23:345:MEC:FALLOW:901::EHV: | 0.06122 | Yes
GEN-2024-212 | 02 NEBRASKA | G00ALL 29SP | 635100 ROLL HILLS 3 345 635570 ORIENT 3 345 1 | P23:345:MEC:FALLOW:901::EHV: | 0.07771 | Yes
GEN-2024-212 | 02 NEBRASKA | G00ALL 29SP | 635013 PONY CRK 3 345 635100 ROLL HILLS 3 345 1 | P23:345:MEC:FALLOW:901::EHV: | 0.07771 | Yes
GEN-2024-212 | 02 NEBRASKA | G00ALL 29SP | 635622 RCCN TRL 3 345 635630 BOONEVILLE 3 345 1 | P23:345:MEC:FALLOW:901::EHV: | 0.06627 | Yes
GEN-2024-212 | 02 NEBRASKA | G00ALL 29SP | 635600 GRIMES 3 345 636003 BEAVER CRK 3 345 1 | P23:345:MEC:FALLOW:901::EHV: | 0.05009 | Yes
GEN-2024-212 | 02 NEBRASKA | G00ALL 29SP | 635200 RAUN 3 345 645552 S3452 REACT3 345 1 | P23:345:MEC:FALLOW:901::EHV: | 0.14217 | Yes
GEN-2024-212 | 02 NEBRASKA | G00ALL 29SP | 636003 BEAVER CRK 3 345 636010 LEHIGH 3 345 1 | P23:345:MEC:FALLOW:901::EHV: | 0.05009 | Yes
GEN-2024-212 | 02 NEBRASKA | G00ALL 29SP | 635568 S HILLS 3 345 635630 BOONEVILLE 3 345 1 | P23:345:MEC:FALLOW:902::EHV: | 0.06122 | Yes
GEN-2024-212 | 02 NEBRASKA | G00ALL 29SP | 635570 ORIENT 3 345 635635 MADISON3 345 1 | P23:345:MEC:FALLOW:902::EHV: | 0.05175 | Yes
GEN-2024-212 | 02 NEBRASKA | G00ALL 29SP | 635568 S HILLS 3 345 635570 ORIENT 3 345 1 | P23:345:MEC:FALLOW:902::EHV: | 0.06122 | Yes
GEN-2024-212 | 02 NEBRASKA | G00ALL 29SP | 635100 ROLL HILLS 3 345 635570 ORIENT 3 345 1 | P23:345:MEC:FALLOW:902::EHV: | 0.07771 | Yes
GEN-2024-212 | 02 NEBRASKA | G00ALL 29SP | 635013 PONY CRK 3 345 635100 ROLL HILLS 3 345 1 | P23:345:MEC:FALLOW:902::EHV: | 0.07771 | Yes
GEN-2024-212 | 02 NEBRASKA | G00ALL 29SP | 635622 RCCN TRL 3 345 635630 BOONEVILLE 3 345 1 | P23:345:MEC:FALLOW:902::EHV: | 0.06627 | Yes
GEN-2024-212 | 02 NEBRASKA | G00ALL 29SP | 635600 GRIMES 3 345 636003 BEAVER CRK 3 345 1 | P23:345:MEC:FALLOW:902::EHV: | 0.05009 | Yes
GEN-2024-212 | 02 NEBRASKA | G00ALL 29SP | 636003 BEAVER CRK 3 345 636010 LEHIGH 3 345 1 | P23:345:MEC:FALLOW:902::EHV: | 0.05009 | Yes
GEN-2024-212 | 02 NEBRASKA | G00ALL 29SP | 635568 S HILLS 3 345 635630 BOONEVILLE 3 345 1 | P23:345:MEC:FALLOW:903::EHV: | 0.06122 | Yes
GEN-2024-212 | 02 NEBRASKA | G00ALL 29SP | 635570 ORIENT 3 345 635635 MADISON3 345 1 | P23:345:MEC:FALLOW:903::EHV: | 0.05175 | Yes
GEN-2024-212 | 02 NEBRASKA | G00ALL 29SP | 635568 S HILLS 3 345 635570 ORIENT 3 345 1 | P23:345:MEC:FALLOW:903::EHV: | 0.06122 | Yes
GEN-2024-212 | 02 NEBRASKA | G00ALL 29SP | 635100 ROLL HILLS 3 345 635570 ORIENT 3 345 1 | P23:345:MEC:FALLOW:903::EHV: | 0.07771 | Yes
GEN-2024-212 | 02 NEBRASKA | G00ALL 29SP | 635013 PONY CRK 3 345 635100 ROLL HILLS 3 345 1 | P23:345:MEC:FALLOW:903::EHV: | 0.07771 | Yes
GEN-2024-212 | 02 NEBRASKA | G00ALL 29SP | 635622 RCCN TRL 3 345 635630 BOONEVILLE 3 345 1 | P23:345:MEC:FALLOW:903::EHV: | 0.06627 | Yes
GEN-2024-212 | 02 NEBRASKA | G00ALL 29SP | 635600 GRIMES 3 345 636003 BEAVER CRK 3 345 1 | P23:345:MEC:FALLOW:903::EHV: | 0.05009 | Yes
GEN-2024-212 | 02 NEBRASKA | G00ALL 29SP | 635368 OBRIEN 3 345 635400 HIGHLAND 3 345 1 | P23:345:MEC:GARD AVE:901::EHV: | 0.05971 | Yes
GEN-2024-212 | 02 NEBRASKA | G00ALL 29SP | 635399 CHEROKEE 3 345 635400 HIGHLAND 3 345 1 | P23:345:MEC:GARD AVE:901::EHV: | 0.05971 | Yes
GEN-2024-212 | 02 NEBRASKA | G00ALL 29SP | 635200 RAUN 3 345 635398 REMSEN 3 345 1 | P23:345:MEC:GARD AVE:901::EHV: | 0.05971 | Yes
GEN-2024-212 | 02 NEBRASKA | G00ALL 29SP | 635398 REMSEN 3 345 635399 CHEROKEE 3 345 1 | P23:345:MEC:GARD AVE:901::EHV: | 0.05971 | Yes
GEN-2024-212 | 02 NEBRASKA | G00ALL 29SP | 636003 BEAVER CRK 3 345 636010 LEHIGH 3 345 1 | P23:345:MEC:GARD AVE:901::EHV: | 0.06385 | Yes
GEN-2024-212 | 02 NEBRASKA | G00ALL 29SP | 635368 OBRIEN 3 345 635400 HIGHLAND 3 345 1 | P23:345:MEC:GARD AVE:903::EHV: | 0.05971 | Yes
GEN-2024-212 | 02 NEBRASKA | G00ALL 29SP | 635399 CHEROKEE 3 345 635400 HIGHLAND 3 345 1 | P23:345:MEC:GARD AVE:903::EHV: | 0.05971 | Yes
GEN-2024-212 | 02 NEBRASKA | G00ALL 29SP | 635200 RAUN 3 345 635398 REMSEN 3 345 1 | P23:345:MEC:GARD AVE:903::EHV: | 0.05971 | Yes
GEN-2024-212 | 02 NEBRASKA | G00ALL 29SP | 635398 REMSEN 3 345 635399 CHEROKEE 3 345 1 | P23:345:MEC:GARD AVE:903::EHV: | 0.05971 | Yes
GEN-2024-212 | 02 NEBRASKA | G00ALL 29SP | 636003 BEAVER CRK 3 345 636010 LEHIGH 3 345 1 | P23:345:MEC:GARD AVE:903::EHV: | 0.06385 | Yes
GEN-2024-212 | 02 NEBRASKA | G00ALL 29SP | 635368 OBRIEN 3 345 635400 HIGHLAND 3 345 1 | P23:345:MEC:GARD AVE:904::EHV: | 0.05971 | Yes
GEN-2024-212 | 02 NEBRASKA | G00ALL 29SP | 635399 CHEROKEE 3 345 635400 HIGHLAND 3 345 1 | P23:345:MEC:GARD AVE:904::EHV: | 0.05971 | Yes
GEN-2024-212 | 02 NEBRASKA | G00ALL 29SP | 635200 RAUN 3 345 635398 REMSEN 3 345 1 | P23:345:MEC:GARD AVE:904::EHV: | 0.05971 | Yes
GEN-2024-212 | 02 NEBRASKA | G00ALL 29SP | 635398 REMSEN 3 345 635399 CHEROKEE 3 345 1 | P23:345:MEC:GARD AVE:904::EHV: | 0.05971 | Yes
GEN-2024-212 | 02 NEBRASKA | G00ALL 29SP | 635600 GRIMES 3 345 635622 RCCN TRL 3 345 2 | P23:345:MEC:GDMEC:901::EHV: | 0.05424 | Yes
GEN-2024-212 | 02 NEBRASKA | G00ALL 29SP | 635600 GRIMES 3 345 635622 RCCN TRL 3 345 1 | P23:345:MEC:GDMEC:901::EHV: | 0.05411 | Yes
GEN-2024-212 | 02 NEBRASKA | G00ALL 29SP | 635600 GRIMES 3 345 635622 RCCN TRL 3 345 2 | P23:345:MEC:GDMEC:902::EHV: | 0.05424 | Yes
GEN-2024-212 | 02 NEBRASKA | G00ALL 29SP | 635600 GRIMES 3 345 635622 RCCN TRL 3 345 1 | P23:345:MEC:GDMEC:902::EHV: | 0.05411 | Yes
GEN-2024-212 | 02 NEBRASKA | G00ALL 29SP | 635635 MADISON3 345 635640 NORWALK 3 345 1 | P23:345:MEC:GRIMES:903::EHV: | 0.07867 | Yes
GEN-2024-212 | 02 NEBRASKA | G00ALL 29SP | 635680 BONDURANT3 345 635690 GDMEC 3 345 1 | P23:345:MEC:GRIMES:903::EHV: | 0.06503 | Yes
GEN-2024-212 | 02 NEBRASKA | G00ALL 29SP | 635640 NORWALK 3 345 635650 SE POLK 3 345 1 | P23:345:MEC:GRIMES:903::EHV: | 0.07145 | Yes
GEN-2024-212 | 02 NEBRASKA | G00ALL 29SP | 635600 GRIMES 3 345 635622 RCCN TRL 3 345 2 | P23:345:MEC:GRIMES:904::EHV: | 0.06246 | Yes
GEN-2024-212 | 02 NEBRASKA | G00ALL 29SP | 635600 GRIMES 3 345 635699 SYCAMORE925 345 1 | P23:345:MEC:GRIMES:905::EHV: | 0.05498 | Yes
GEN-2024-212 | 02 NEBRASKA | G00ALL 29SP | 635699 SYCAMORE925 345 635700 SYCAMORE 3 345 Z6 | P23:345:MEC:GRIMES:905::EHV: | 0.05498 | Yes
GEN-2024-212 | 02 NEBRASKA | G00ALL 29SP | 635200 RAUN 3 345 652564 SIOUXCY3 345 1 | P23:345:MEC:HIGHLAND:901::EHV: | 0.16703 | Yes
GEN-2024-212 | 02 NEBRASKA | G00ALL 29SP | 601006 SPLT RK3 345 652864 SIOUXCY-LNX3 345 1 | P23:345:MEC:HIGHLAND:901::EHV: | 0.07765 | Yes
GEN-2024-212 | 02 NEBRASKA | G00ALL 29SP | 636000 WEBSTER3 345 636010 LEHIGH 3 345 1 | P23:345:MEC:HIGHLAND:901::EHV: | 0.08358 | Yes
GEN-2024-212 | 02 NEBRASKA | G00ALL 29SP | 635200 RAUN 3 345 652564 SIOUXCY3 345 1 | P23:345:MEC:HIGHLAND:902::EHV: | 0.16703 | Yes
GEN-2024-212 | 02 NEBRASKA | G00ALL 29SP | 601006 SPLT RK3 345 652864 SIOUXCY-LNX3 345 1 | P23:345:MEC:HIGHLAND:902::EHV: | 0.07765 | Yes
GEN-2024-212 | 02 NEBRASKA | G00ALL 29SP | 636000 WEBSTER3 345 636010 LEHIGH 3 345 1 | P23:345:MEC:HIGHLAND:902::EHV: | 0.08358 | Yes
GEN-2024-212 | 02 NEBRASKA | G00ALL 29SP | 635200 RAUN 3 345 640226 HOSKINS3 345 1 | P23:345:MEC:HIGHLAND:902::EHV: | 0.05092 | Yes
GEN-2024-212 | 02 NEBRASKA | G00ALL 29SP | 635200 RAUN 3 345 652564 SIOUXCY3 345 1 | P23:345:MEC:HIGHLAND:903::EHV: | 0.16703 | Yes
GEN-2024-212 | 02 NEBRASKA | G00ALL 29SP | 601006 SPLT RK3 345 652864 SIOUXCY-LNX3 345 1 | P23:345:MEC:HIGHLAND:903::EHV: | 0.07765 | Yes
GEN-2024-212 | 02 NEBRASKA | G00ALL 29SP | 636000 WEBSTER3 345 636010 LEHIGH 3 345 1 | P23:345:MEC:HIGHLAND:903::EHV: | 0.08358 | Yes
GEN-2024-212 | 02 NEBRASKA | G00ALL 29SP | 635200 RAUN 3 345 640226 HOSKINS3 345 1 | P23:345:MEC:HIGHLAND:903::EHV: | 0.05092 | Yes
GEN-2024-212 | 02 NEBRASKA | G00ALL 29SP | 635200 RAUN 3 345 652564 SIOUXCY3 345 1 | P23:345:MEC:HIGHLAND:908::EHV: | 0.16703 | Yes
GEN-2024-212 | 02 NEBRASKA | G00ALL 29SP | 601006 SPLT RK3 345 652864 SIOUXCY-LNX3 345 1 | P23:345:MEC:HIGHLAND:908::EHV: | 0.07765 | Yes
GEN-2024-212 | 02 NEBRASKA | G00ALL 29SP | 636000 WEBSTER3 345 636010 LEHIGH 3 345 1 | P23:345:MEC:HIGHLAND:908::EHV: | 0.08358 | Yes
GEN-2024-212 | 02 NEBRASKA | G00ALL 29SP | 631138 LAKEFLD3 345 635368 OBRIEN 3 345 1 | P23:345:MEC:KOSSUTH:901::EHV: | 0.06513 | Yes
GEN-2024-212 | 02 NEBRASKA | G00ALL 29SP | 631138 LAKEFLD3 345 635368 OBRIEN 3 345 1 | P23:345:MEC:KOSSUTH:902::EHV: | 0.06513 | Yes
GEN-2024-212 | 02 NEBRASKA | G00ALL 29SP | 631138 LAKEFLD3 345 635368 OBRIEN 3 345 1 | P23:345:MEC:KOSSUTH:904::EHV: | 0.06513 | Yes
GEN-2024-212 | 02 NEBRASKA | G00ALL 29SP | 635368 OBRIEN 3 345 635400 HIGHLAND 3 345 1 | P23:345:MEC:LEHIGH:350::EHV: | 0.06953 | Yes
GEN-2024-212 | 02 NEBRASKA | G00ALL 29SP | 635399 CHEROKEE 3 345 635400 HIGHLAND 3 345 1 | P23:345:MEC:LEHIGH:350::EHV: | 0.06953 | Yes
GEN-2024-212 | 02 NEBRASKA | G00ALL 29SP | 635200 RAUN 3 345 635398 REMSEN 3 345 1 | P23:345:MEC:LEHIGH:350::EHV: | 0.06953 | Yes
GEN-2024-212 | 02 NEBRASKA | G00ALL 29SP | 635398 REMSEN 3 345 635399 CHEROKEE 3 345 1 | P23:345:MEC:LEHIGH:350::EHV: | 0.06953 | Yes
GEN-2024-212 | 02 NEBRASKA | G00ALL 29SP | 635200 RAUN 3 345 652564 SIOUXCY3 345 1 | P23:345:MEC:LEHIGH:360::EHV: | 0.1536 | Yes
GEN-2024-212 | 02 NEBRASKA | G00ALL 29SP | 635368 OBRIEN 3 345 635400 HIGHLAND 3 345 1 | P23:345:MEC:LEHIGH:360::EHV: | 0.06953 | Yes
GEN-2024-212 | 02 NEBRASKA | G00ALL 29SP | 635399 CHEROKEE 3 345 635400 HIGHLAND 3 345 1 | P23:345:MEC:LEHIGH:360::EHV: | 0.06953 | Yes
GEN-2024-212 | 02 NEBRASKA | G00ALL 29SP | 635200 RAUN 3 345 635398 REMSEN 3 345 1 | P23:345:MEC:LEHIGH:360::EHV: | 0.06953 | Yes
GEN-2024-212 | 02 NEBRASKA | G00ALL 29SP | 635398 REMSEN 3 345 635399 CHEROKEE 3 345 1 | P23:345:MEC:LEHIGH:360::EHV: | 0.06953 | Yes
GEN-2024-212 | 02 NEBRASKA | G00ALL 29SP | 635368 OBRIEN 3 345 635400 HIGHLAND 3 345 1 | P23:345:MEC:LEHIGH:390::EHV: | 0.05971 | Yes
GEN-2024-212 | 02 NEBRASKA | G00ALL 29SP | 635399 CHEROKEE 3 345 635400 HIGHLAND 3 345 1 | P23:345:MEC:LEHIGH:390::EHV: | 0.05971 | Yes
GEN-2024-212 | 02 NEBRASKA | G00ALL 29SP | 635200 RAUN 3 345 635398 REMSEN 3 345 1 | P23:345:MEC:LEHIGH:390::EHV: | 0.05971 | Yes
GEN-2024-212 | 02 NEBRASKA | G00ALL 29SP | 635398 REMSEN 3 345 635399 CHEROKEE 3 345 1 | P23:345:MEC:LEHIGH:390::EHV: | 0.05971 | Yes
GEN-2024-212 | 02 NEBRASKA | G00ALL 29SP | 636003 BEAVER CRK 3 345 636010 LEHIGH 3 345 1 | P23:345:MEC:LEHIGH:390::EHV: | 0.06385 | Yes
GEN-2024-212 | 02 NEBRASKA | G00ALL 29SP | 635568 S HILLS 3 345 635630 BOONEVILLE 3 345 1 | P23:345:MEC:MADISON:901::EHV: | 0.06931 | Yes
GEN-2024-212 | 02 NEBRASKA | G00ALL 29SP | 635568 S HILLS 3 345 635570 ORIENT 3 345 1 | P23:345:MEC:MADISON:901::EHV: | 0.06931 | Yes
GEN-2024-212 | 02 NEBRASKA | G00ALL 29SP | 635600 GRIMES 3 345 635622 RCCN TRL 3 345 2 | P23:345:MEC:MADISON:901::EHV: | 0.05727 | Yes
GEN-2024-212 | 02 NEBRASKA | G00ALL 29SP | 635600 GRIMES 3 345 635622 RCCN TRL 3 345 1 | P23:345:MEC:MADISON:901::EHV: | 0.05713 | Yes
GEN-2024-212 | 02 NEBRASKA | G00ALL 29SP | 635568 S HILLS 3 345 635630 BOONEVILLE 3 345 1 | P23:345:MEC:MADISON:902::EHV: | 0.06931 | Yes
GEN-2024-212 | 02 NEBRASKA | G00ALL 29SP | 635568 S HILLS 3 345 635570 ORIENT 3 345 1 | P23:345:MEC:MADISON:902::EHV: | 0.06931 | Yes
GEN-2024-212 | 02 NEBRASKA | G00ALL 29SP | 635600 GRIMES 3 345 635622 RCCN TRL 3 345 2 | P23:345:MEC:MADISON:902::EHV: | 0.05727 | Yes
GEN-2024-212 | 02 NEBRASKA | G00ALL 29SP | 635600 GRIMES 3 345 635622 RCCN TRL 3 345 1 | P23:345:MEC:MADISON:902::EHV: | 0.05713 | Yes
GEN-2024-212 | 02 NEBRASKA | G00ALL 29SP | 635568 S HILLS 3 345 635630 BOONEVILLE 3 345 1 | P23:345:MEC:MADISON:903::EHV: | 0.06931 | Yes
GEN-2024-212 | 02 NEBRASKA | G00ALL 29SP | 635568 S HILLS 3 345 635570 ORIENT 3 345 1 | P23:345:MEC:MADISON:903::EHV: | 0.06931 | Yes
GEN-2024-212 | 02 NEBRASKA | G00ALL 29SP | 635600 GRIMES 3 345 635622 RCCN TRL 3 345 2 | P23:345:MEC:MADISON:903::EHV: | 0.05727 | Yes
GEN-2024-212 | 02 NEBRASKA | G00ALL 29SP | 635600 GRIMES 3 345 635622 RCCN TRL 3 345 1 | P23:345:MEC:MADISON:903::EHV: | 0.05713 | Yes
GEN-2024-212 | 02 NEBRASKA | G00ALL 29SP | 635100 ROLL HILLS 3 345 635570 ORIENT 3 345 1 | P23:345:MEC:NORTHBORO:901::EHV: | 0.06781 | Yes
GEN-2024-212 | 02 NEBRASKA | G00ALL 29SP | 635013 PONY CRK 3 345 635100 ROLL HILLS 3 345 1 | P23:345:MEC:NORTHBORO:901::EHV: | 0.06781 | Yes
GEN-2024-212 | 02 NEBRASKA | G00ALL 29SP | 635580 ARBOR HILL 3 345 635623 BADGER CRK 3 345 1 | P23:345:MEC:NORTHBORO:901::EHV: | 0.06461 | Yes
GEN-2024-212 | 02 NEBRASKA | G00ALL 29SP | 635000 CBLUFFS3 345 645456 S3456 3 345 1 | P23:345:MEC:NORTHBORO:901::EHV: | 0.14424 | Yes
GEN-2024-212 | 02 NEBRASKA | G00ALL 29SP | 635580 ARBOR HILL 3 345 635590 FALLOW AVE 3 345 1 | P23:345:MEC:NORTHBORO:901::EHV: | 0.06461 | Yes
GEN-2024-212 | 02 NEBRASKA | G00ALL 29SP | 635014 OVERLAND 3 345 635590 FALLOW AVE 3 345 1 | P23:345:MEC:NORTHBORO:901::EHV: | 0.06461 | Yes
GEN-2024-212 | 02 NEBRASKA | G00ALL 29SP | 635600 GRIMES 3 345 636003 BEAVER CRK 3 345 1 | P23:345:MEC:NORTHBORO:901::EHV: | 0.0575 | Yes
GEN-2024-212 | 02 NEBRASKA | G00ALL 29SP | 635200 RAUN 3 345 652564 SIOUXCY3 345 1 | P23:345:MEC:OBRIEN:903::EHV: | 0.16889 | Yes
GEN-2024-212 | 02 NEBRASKA | G00ALL 29SP | 601006 SPLT RK3 345 652864 SIOUXCY-LNX3 345 1 | P23:345:MEC:OBRIEN:903::EHV: | 0.08091 | Yes
GEN-2024-212 | 02 NEBRASKA | G00ALL 29SP | 636000 WEBSTER3 345 636010 LEHIGH 3 345 1 | P23:345:MEC:OBRIEN:903::EHV: | 0.07957 | Yes
GEN-2024-212 | 02 NEBRASKA | G00ALL 29SP | 631193 HUNTLEY3 345 631197 LEDYARD3 345 1 | P23:345:MEC:OBRIEN:903::EHV: | 0.07392 | Yes
GEN-2024-212 | 02 NEBRASKA | G00ALL 29SP | 631197 LEDYARD3 345 635369 KOSSUTH 3 345 1 | P23:345:MEC:OBRIEN:903::EHV: | 0.05168 | Yes
GEN-2024-212 | 02 NEBRASKA | G00ALL 29SP | 635200 RAUN 3 345 640226 HOSKINS3 345 1 | P23:345:MEC:OBRIEN:903::EHV: | 0.05133 | Yes
GEN-2024-212 | 02 NEBRASKA | G00ALL 29SP | 601006 SPLT RK3 345 652864 SIOUXCY-LNX3 345 1 | P23:345:MEC:OBRIEN:904::EHV: | 0.07689 | Yes
GEN-2024-212 | 02 NEBRASKA | G00ALL 29SP | 631193 HUNTLEY3 345 631197 LEDYARD3 345 1 | P23:345:MEC:OBRIEN:904::EHV: | 0.08261 | Yes
GEN-2024-212 | 02 NEBRASKA | G00ALL 29SP | 631197 LEDYARD3 345 635369 KOSSUTH 3 345 1 | P23:345:MEC:OBRIEN:904::EHV: | 0.06418 | Yes
GEN-2024-212 | 02 NEBRASKA | G00ALL 29SP | 635200 RAUN 3 345 652564 SIOUXCY3 345 1 | P23:345:MEC:OBRIEN:906::EHV: | 0.1695 | Yes
GEN-2024-212 | 02 NEBRASKA | G00ALL 29SP | 601006 SPLT RK3 345 652864 SIOUXCY-LNX3 345 1 | P23:345:MEC:OBRIEN:906::EHV: | 0.0796 | Yes
GEN-2024-212 | 02 NEBRASKA | G00ALL 29SP | 631193 HUNTLEY3 345 631197 LEDYARD3 345 1 | P23:345:MEC:OBRIEN:906::EHV: | 0.07268 | Yes
GEN-2024-212 | 02 NEBRASKA | G00ALL 29SP | 631197 LEDYARD3 345 635369 KOSSUTH 3 345 1 | P23:345:MEC:OBRIEN:906::EHV: | 0.05109 | Yes
GEN-2024-212 | 02 NEBRASKA | G00ALL 29SP | 635200 RAUN 3 345 640226 HOSKINS3 345 1 | P23:345:MEC:OBRIEN:906::EHV: | 0.0511 | Yes
GEN-2024-212 | 02 NEBRASKA | G00ALL 29SP | 635570 ORIENT 3 345 635635 MADISON3 345 1 | P23:345:MEC:ORIENT:902::EHV: | 0.05794 | Yes
GEN-2024-212 | 02 NEBRASKA | G00ALL 29SP | 635000 CBLUFFS3 345 635014 OVERLAND 3 345 1 | P23:345:MEC:ORIENT:902::EHV: | 0.07217 | Yes
GEN-2024-212 | 02 NEBRASKA | G00ALL 29SP | 635580 ARBOR HILL 3 345 635623 BADGER CRK 3 345 1 | P23:345:MEC:ORIENT:902::EHV: | 0.06864 | Yes
GEN-2024-212 | 02 NEBRASKA | G00ALL 29SP | 635580 ARBOR HILL 3 345 635590 FALLOW AVE 3 345 1 | P23:345:MEC:ORIENT:902::EHV: | 0.06864 | Yes
GEN-2024-212 | 02 NEBRASKA | G00ALL 29SP | 635000 CBLUFFS3 345 645456 S3456 3 345 1 | P23:345:MEC:ORIENT:902::EHV: | 0.13992 | Yes
GEN-2024-212 | 02 NEBRASKA | G00ALL 29SP | 635014 OVERLAND 3 345 635590 FALLOW AVE 3 345 1 | P23:345:MEC:ORIENT:902::EHV: | 0.06864 | Yes
GEN-2024-212 | 02 NEBRASKA | G00ALL 29SP | 635600 GRIMES 3 345 636003 BEAVER CRK 3 345 1 | P23:345:MEC:ORIENT:902::EHV: | 0.05545 | Yes
GEN-2024-212 | 02 NEBRASKA | G00ALL 29SP | 636003 BEAVER CRK 3 345 636010 LEHIGH 3 345 1 | P23:345:MEC:ORIENT:902::EHV: | 0.05545 | Yes
GEN-2024-212 | 02 NEBRASKA | G00ALL 29SP | 635000 CBLUFFS3 345 635014 OVERLAND 3 345 1 | P23:345:MEC:ORIENT:905::EHV: | 0.08466 | Yes
GEN-2024-212 | 02 NEBRASKA | G00ALL 29SP | 635580 ARBOR HILL 3 345 635623 BADGER CRK 3 345 1 | P23:345:MEC:ORIENT:905::EHV: | 0.07834 | Yes
GEN-2024-212 | 02 NEBRASKA | G00ALL 29SP | 635580 ARBOR HILL 3 345 635590 FALLOW AVE 3 345 1 | P23:345:MEC:ORIENT:905::EHV: | 0.07834 | Yes
GEN-2024-212 | 02 NEBRASKA | G00ALL 29SP | 635014 OVERLAND 3 345 635590 FALLOW AVE 3 345 1 | P23:345:MEC:ORIENT:905::EHV: | 0.07834 | Yes
GEN-2024-212 | 02 NEBRASKA | G00ALL 29SP | 635568 S HILLS 3 345 635630 BOONEVILLE 3 345 1 | P23:345:MEC:OVERLAND TRAIL:902::EHV: | 0.0614 | Yes
GEN-2024-212 | 02 NEBRASKA | G00ALL 29SP | 635568 S HILLS 3 345 635570 ORIENT 3 345 1 | P23:345:MEC:OVERLAND TRAIL:902::EHV: | 0.0614 | Yes
GEN-2024-212 | 02 NEBRASKA | G00ALL 29SP | 635622 RCCN TRL 3 345 635630 BOONEVILLE 3 345 1 | P23:345:MEC:OVERLAND TRAIL:902::EHV: | 0.06636 | Yes
GEN-2024-212 | 02 NEBRASKA | G00ALL 29SP | 631138 LAKEFLD3 345 635368 OBRIEN 3 345 1 | P23:345:MEC:PALO ALTO:903::EHV: | 0.05987 | Yes
GEN-2024-212 | 02 NEBRASKA | G00ALL 29SP | 636000 WEBSTER3 345 636010 LEHIGH 3 345 1 | P23:345:MEC:PALO ALTO:903::EHV: | 0.06688 | Yes
GEN-2024-212 | 02 NEBRASKA | G00ALL 29SP | 635200 RAUN 3 345 652564 SIOUXCY3 345 1 | P23:345:MEC:RAUN:150::EHV: | 0.17266 | Yes
GEN-2024-212 | 02 NEBRASKA | G00ALL 29SP | 601006 SPLT RK3 345 652864 SIOUXCY-LNX3 345 1 | P23:345:MEC:RAUN:150::EHV: | 0.08036 | Yes
GEN-2024-212 | 02 NEBRASKA | G00ALL 29SP | 635200 RAUN 3 345 640226 HOSKINS3 345 1 | P23:345:MEC:RAUN:150::EHV: | 0.0535 | Yes
GEN-2024-212 | 02 NEBRASKA | G00ALL 29SP | 635000 CBLUFFS3 345 635014 OVERLAND 3 345 1 | P23:345:MEC:ROLLING HILLS:901::EHV: | 0.08349 | Yes
GEN-2024-212 | 02 NEBRASKA | G00ALL 29SP | 635580 ARBOR HILL 3 345 635623 BADGER CRK 3 345 1 | P23:345:MEC:ROLLING HILLS:901::EHV: | 0.07715 | Yes
GEN-2024-212 | 02 NEBRASKA | G00ALL 29SP | 635580 ARBOR HILL 3 345 635590 FALLOW AVE 3 345 1 | P23:345:MEC:ROLLING HILLS:901::EHV: | 0.07715 | Yes
GEN-2024-212 | 02 NEBRASKA | G00ALL 29SP | 635014 OVERLAND 3 345 635590 FALLOW AVE 3 345 1 | P23:345:MEC:ROLLING HILLS:901::EHV: | 0.07715 | Yes
GEN-2024-212 | 02 NEBRASKA | G00ALL 29SP | 635000 CBLUFFS3 345 635014 OVERLAND 3 345 1 | P23:345:MEC:ROLLING HILLS:902::EHV: | 0.08349 | Yes
GEN-2024-212 | 02 NEBRASKA | G00ALL 29SP | 635580 ARBOR HILL 3 345 635623 BADGER CRK 3 345 1 | P23:345:MEC:ROLLING HILLS:902::EHV: | 0.07715 | Yes
GEN-2024-212 | 02 NEBRASKA | G00ALL 29SP | 635580 ARBOR HILL 3 345 635590 FALLOW AVE 3 345 1 | P23:345:MEC:ROLLING HILLS:902::EHV: | 0.07715 | Yes
GEN-2024-212 | 02 NEBRASKA | G00ALL 29SP | 635014 OVERLAND 3 345 635590 FALLOW AVE 3 345 1 | P23:345:MEC:ROLLING HILLS:902::EHV: | 0.07715 | Yes
GEN-2024-212 | 02 NEBRASKA | G00ALL 29SP | 635000 CBLUFFS3 345 635014 OVERLAND 3 345 1 | P23:345:MEC:ROLLING HILLS:903::EHV: | 0.08349 | Yes
GEN-2024-212 | 02 NEBRASKA | G00ALL 29SP | 635580 ARBOR HILL 3 345 635623 BADGER CRK 3 345 1 | P23:345:MEC:ROLLING HILLS:903::EHV: | 0.07715 | Yes
GEN-2024-212 | 02 NEBRASKA | G00ALL 29SP | 635580 ARBOR HILL 3 345 635590 FALLOW AVE 3 345 1 | P23:345:MEC:ROLLING HILLS:903::EHV: | 0.07715 | Yes
GEN-2024-212 | 02 NEBRASKA | G00ALL 29SP | 635014 OVERLAND 3 345 635590 FALLOW AVE 3 345 1 | P23:345:MEC:ROLLING HILLS:903::EHV: | 0.07715 | Yes
GEN-2024-212 | 02 NEBRASKA | G00ALL 29SP | 635000 CBLUFFS3 345 635014 OVERLAND 3 345 1 | P23:345:MEC:ROLLING HILLS:908::EHV: | 0.08349 | Yes
GEN-2024-212 | 02 NEBRASKA | G00ALL 29SP | 635580 ARBOR HILL 3 345 635623 BADGER CRK 3 345 1 | P23:345:MEC:ROLLING HILLS:908::EHV: | 0.07715 | Yes
GEN-2024-212 | 02 NEBRASKA | G00ALL 29SP | 635580 ARBOR HILL 3 345 635590 FALLOW AVE 3 345 1 | P23:345:MEC:ROLLING HILLS:908::EHV: | 0.07715 | Yes
GEN-2024-212 | 02 NEBRASKA | G00ALL 29SP | 635014 OVERLAND 3 345 635590 FALLOW AVE 3 345 1 | P23:345:MEC:ROLLING HILLS:908::EHV: | 0.07715 | Yes
GEN-2024-212 | 02 NEBRASKA | G00ALL 29SP | 635570 ORIENT 3 345 635635 MADISON3 345 1 | P23:345:MEC:SOUTHERN HILLS:902::EHV: | 0.06797 | Yes
GEN-2024-212 | 02 NEBRASKA | G00ALL 29SP | 635000 CBLUFFS3 345 635014 OVERLAND 3 345 1 | P23:345:MEC:SOUTHERN HILLS:902::EHV: | 0.07075 | Yes
GEN-2024-212 | 02 NEBRASKA | G00ALL 29SP | 635580 ARBOR HILL 3 345 635623 BADGER CRK 3 345 1 | P23:345:MEC:SOUTHERN HILLS:902::EHV: | 0.06669 | Yes
GEN-2024-212 | 02 NEBRASKA | G00ALL 29SP | 635580 ARBOR HILL 3 345 635590 FALLOW AVE 3 345 1 | P23:345:MEC:SOUTHERN HILLS:902::EHV: | 0.06669 | Yes
GEN-2024-212 | 02 NEBRASKA | G00ALL 29SP | 635014 OVERLAND 3 345 635590 FALLOW AVE 3 345 1 | P23:345:MEC:SOUTHERN HILLS:902::EHV: | 0.06669 | Yes
GEN-2024-212 | 02 NEBRASKA | G00ALL 29SP | 635570 ORIENT 3 345 635635 MADISON3 345 1 | P23:345:MEC:SOUTHERN HILLS:903::EHV: | 0.06797 | Yes
GEN-2024-212 | 02 NEBRASKA | G00ALL 29SP | 635000 CBLUFFS3 345 635014 OVERLAND 3 345 1 | P23:345:MEC:SOUTHERN HILLS:903::EHV: | 0.07075 | Yes
GEN-2024-212 | 02 NEBRASKA | G00ALL 29SP | 635580 ARBOR HILL 3 345 635623 BADGER CRK 3 345 1 | P23:345:MEC:SOUTHERN HILLS:903::EHV: | 0.06669 | Yes
GEN-2024-212 | 02 NEBRASKA | G00ALL 29SP | 635580 ARBOR HILL 3 345 635590 FALLOW AVE 3 345 1 | P23:345:MEC:SOUTHERN HILLS:903::EHV: | 0.06669 | Yes
GEN-2024-212 | 02 NEBRASKA | G00ALL 29SP | 635014 OVERLAND 3 345 635590 FALLOW AVE 3 345 1 | P23:345:MEC:SOUTHERN HILLS:903::EHV: | 0.06669 | Yes
GEN-2024-212 | 02 NEBRASKA | G00ALL 29SP | 635570 ORIENT 3 345 635635 MADISON3 345 1 | P23:345:MEC:SOUTHERN HILLS:904::EHV: | 0.06797 | Yes
GEN-2024-212 | 02 NEBRASKA | G00ALL 29SP | 635000 CBLUFFS3 345 635014 OVERLAND 3 345 1 | P23:345:MEC:SOUTHERN HILLS:904::EHV: | 0.07075 | Yes
GEN-2024-212 | 02 NEBRASKA | G00ALL 29SP | 635580 ARBOR HILL 3 345 635623 BADGER CRK 3 345 1 | P23:345:MEC:SOUTHERN HILLS:904::EHV: | 0.06669 | Yes
GEN-2024-212 | 02 NEBRASKA | G00ALL 29SP | 635580 ARBOR HILL 3 345 635590 FALLOW AVE 3 345 1 | P23:345:MEC:SOUTHERN HILLS:904::EHV: | 0.06669 | Yes
GEN-2024-212 | 02 NEBRASKA | G00ALL 29SP | 635014 OVERLAND 3 345 635590 FALLOW AVE 3 345 1 | P23:345:MEC:SOUTHERN HILLS:904::EHV: | 0.06669 | Yes
GEN-2024-212 | 02 NEBRASKA | G00ALL 29SP | 620417 BSSOUTH3 345 620480 DEUEL CO 3 345 1 | P23:345:UMZW:# 823 #:: WH IN SD. :EHV: | 0.05235 | Yes
GEN-2024-212 | 02 NEBRASKA | G00ALL 29SP | 620480 DEUEL CO 3 345 620483 ASTORIA 3 345 1 | P23:345:UMZW:# 823 #:: WH IN SD. :EHV: | 0.05235 | Yes
GEN-2024-212 | 02 NEBRASKA | G00ALL 29SP | 620417 BSSOUTH3 345 620480 DEUEL CO 3 345 1 | P23:345:UMZW:# 824 #:: WH IN SD. :EHV: | 0.05235 | Yes
GEN-2024-212 | 02 NEBRASKA | G00ALL 29SP | 620480 DEUEL CO 3 345 620483 ASTORIA 3 345 1 | P23:345:UMZW:# 824 #:: WH IN SD. :EHV: | 0.05235 | Yes
GEN-2024-212 | 02 NEBRASKA | G00ALL 29SP | 601048 LYON CO 3 345 631138 LAKEFLD3 345 1 | P23:345:XEL:396 BKR SPK:::EHV: | 0.0661 | Yes
GEN-2024-212 | 02 NEBRASKA | G00ALL 29SP | 631193 HUNTLEY3 345 631197 LEDYARD3 345 1 | P23:345:XEL:8N22 SHC:::EHV: | 0.05716 | Yes
GEN-2024-212 | 02 NEBRASKA | G00ALL 29SP | 631193 HUNTLEY3 345 631197 LEDYARD3 345 1 | P23:345:XEL:8N8 MNN:::EHV: | 0.05716 | Yes
GEN-2024-212 | 02 NEBRASKA | G00ALL 29SP | 601048 LYON CO 3 345 631138 LAKEFLD3 345 1 | P23:345:XEL:8S23 WLM:::EHV: | 0.05266 | Yes
GEN-2024-212 | 02 NEBRASKA | G00ALL 29SP | 601048 LYON CO 3 345 631138 LAKEFLD3 345 1 | P23:345:XEL:8S71 HNA:::EHV: | 0.05985 | Yes
GEN-2024-212 | 02 NEBRASKA | G00ALL 29SP | 601048 LYON CO 3 345 631138 LAKEFLD3 345 1 | P23:345:XEL:HELENA3:8S71::EHV: | 0.05985 | Yes
GEN-2024-212 | 02 NEBRASKA | G00ALL 29SP | 631193 HUNTLEY3 345 631197 LEDYARD3 345 1 | P23:345:XEL:PRISLD3:8H17::EHV: | 0.05712 | Yes
GEN-2024-212 | 02 NEBRASKA | G00ALL 29SP | 601048 LYON CO 3 345 631138 LAKEFLD3 345 1 | P23:345:XEL:SHEASLK3:8S81::EHV: | 0.05814 | Yes
GEN-2024-212 | 02 NEBRASKA | G00ALL 29SP | 601048 LYON CO 3 345 631138 LAKEFLD3 345 1 | P23:345:XEL:WILMART3:8S23::EHV: | 0.05266 | Yes
GEN-2024-212 | 02 NEBRASKA | G00ALL 29SP | 601048 LYON CO 3 345 631138 LAKEFLD3 345 1 | P23:345:XEL:WILMART3:8S26 FUT::EHV: | 0.05944 | Yes
GEN-2024-212 | 02 NEBRASKA | G00ALL 29SP | 635200 RAUN 3 345 762779 G18-043 TAP 345 1 | P42:345:LES:L1485::NW68&HOLDREGE.WAGENER.CB3006:: | 0.14338 | Yes
GEN-2024-212 | 02 NEBRASKA | G00ALL 29SP | 635200 RAUN 3 345 640226 HOSKINS3 345 1 | P42:345:LES:L1485::NW68&HOLDREGE.WAGENER.CB3006:: | 0.06868 | Yes
GEN-2024-212 | 02 NEBRASKA | G00ALL 29SP | 635200 RAUN 3 345 645552 S3452 REACT3 345 1 | P42:345:LES:L1485::NW68&HOLDREGE.WAGENER.CB3006:: | 0.14791 | Yes
GEN-2024-212 | 02 NEBRASKA | G00ALL 29SP | 635200 RAUN 3 345 640226 HOSKINS3 345 1 | P42:345:LES:L3516::NW68&HOLDREGE.MOORE.CB3005:: | 0.0681 | Yes
GEN-2024-212 | 02 NEBRASKA | G00ALL 29SP | 635200 RAUN 3 345 645552 S3452 REACT3 345 1 | P42:345:LES:L3516::NW68&HOLDREGE.MOORE.CB3005:: | 0.14755 | Yes
GEN-2024-212 | 02 NEBRASKA | G00ALL 29SP | 635100 ROLL HILLS 3 345 635570 ORIENT 3 345 1 | P42:345:NPPD:BKR-CPR-3304:::: | 0.06921 | Yes
GEN-2024-212 | 02 NEBRASKA | G00ALL 29SP | 635013 PONY CRK 3 345 635100 ROLL HILLS 3 345 1 | P42:345:NPPD:BKR-CPR-3304:::: | 0.06921 | Yes
GEN-2024-212 | 02 NEBRASKA | G00ALL 29SP | 635580 ARBOR HILL 3 345 635623 BADGER CRK 3 345 1 | P42:345:NPPD:BKR-CPR-3304:::: | 0.0659 | Yes
GEN-2024-212 | 02 NEBRASKA | G00ALL 29SP | 635580 ARBOR HILL 3 345 635590 FALLOW AVE 3 345 1 | P42:345:NPPD:BKR-CPR-3304:::: | 0.0659 | Yes
GEN-2024-212 | 02 NEBRASKA | G00ALL 29SP | 635000 CBLUFFS3 345 645456 S3456 3 345 1 | P42:345:NPPD:BKR-CPR-3304:::: | 0.14756 | Yes
GEN-2024-212 | 02 NEBRASKA | G00ALL 29SP | 635014 OVERLAND 3 345 635590 FALLOW AVE 3 345 1 | P42:345:NPPD:BKR-CPR-3304:::: | 0.0659 | Yes
GEN-2024-212 | 02 NEBRASKA | G00ALL 29SP | 635200 RAUN 3 345 640226 HOSKINS3 345 1 | P42:345:NPPD:BKR-MOR-3310:::: | 0.05286 | Yes
GEN-2024-212 | 02 NEBRASKA | G00ALL 29SP | 635200 RAUN 3 345 640226 HOSKINS3 345 1 | P42:345:NPPD:L3502A.MOORE.MCCOOL.CB3310:::: | 0.05286 | Yes
GEN-2024-212 | 02 NEBRASKA | G00ALL 29SP | 635200 RAUN 3 345 640226 HOSKINS3 345 1 | P42:345:NPPD:LXXXX.COLMB E.SHELCRK.CB3306:::: | 0.06841 | Yes
GEN-2024-212 | 02 NEBRASKA | G00ALL 29SP | 635200 RAUN 3 345 645552 S3452 REACT3 345 1 | P42:345:NPPD:LXXXX.COLMB E.SHELCRK.CB3306:::: | 0.14695 | Yes
GEN-2024-212 | 02 NEBRASKA | G00ALL 29SP | 635568 S HILLS 3 345 635630 BOONEVILLE 3 345 1 | P55:345:MEC:ARBOR HILL | 0.06122 | Yes
GEN-2024-212 | 02 NEBRASKA | G00ALL 29SP | 635570 ORIENT 3 345 635635 MADISON3 345 1 | P55:345:MEC:ARBOR HILL | 0.05175 | Yes
GEN-2024-212 | 02 NEBRASKA | G00ALL 29SP | 635568 S HILLS 3 345 635570 ORIENT 3 345 1 | P55:345:MEC:ARBOR HILL | 0.06122 | Yes
GEN-2024-212 | 02 NEBRASKA | G00ALL 29SP | 635100 ROLL HILLS 3 345 635570 ORIENT 3 345 1 | P55:345:MEC:ARBOR HILL | 0.07771 | Yes
GEN-2024-212 | 02 NEBRASKA | G00ALL 29SP | 635013 PONY CRK 3 345 635100 ROLL HILLS 3 345 1 | P55:345:MEC:ARBOR HILL | 0.07771 | Yes
GEN-2024-212 | 02 NEBRASKA | G00ALL 29SP | 635622 RCCN TRL 3 345 635630 BOONEVILLE 3 345 1 | P55:345:MEC:ARBOR HILL | 0.06627 | Yes
GEN-2024-212 | 02 NEBRASKA | G00ALL 29SP | 635200 RAUN 3 345 762779 G18-043 TAP 345 1 | P55:345:MEC:ARBOR HILL | 0.13796 | Yes
GEN-2024-212 | 02 NEBRASKA | G00ALL 29SP | 635600 GRIMES 3 345 636003 BEAVER CRK 3 345 1 | P55:345:MEC:ARBOR HILL | 0.05009 | Yes
GEN-2024-212 | 02 NEBRASKA | G00ALL 29SP | 635200 RAUN 3 345 645552 S3452 REACT3 345 1 | P55:345:MEC:ARBOR HILL | 0.14217 | Yes
GEN-2024-212 | 02 NEBRASKA | G00ALL 29SP | 636003 BEAVER CRK 3 345 636010 LEHIGH 3 345 1 | P55:345:MEC:ARBOR HILL | 0.05009 | Yes
GEN-2024-212 | 02 NEBRASKA | G00ALL 29SP | 635100 ROLL HILLS 3 345 635570 ORIENT 3 345 1 | P55:345:MEC:ATCHISON | 0.06781 | Yes
GEN-2024-212 | 02 NEBRASKA | G00ALL 29SP | 635013 PONY CRK 3 345 635100 ROLL HILLS 3 345 1 | P55:345:MEC:ATCHISON | 0.06781 | Yes
GEN-2024-212 | 02 NEBRASKA | G00ALL 29SP | 635000 CBLUFFS3 345 645456 S3456 3 345 1 | P55:345:MEC:ATCHISON | 0.14424 | Yes
GEN-2024-212 | 02 NEBRASKA | G00ALL 29SP | 635200 RAUN 3 345 652564 SIOUXCY3 345 1 | P55:345:MEC:CHEROKEE | 0.16703 | Yes
GEN-2024-212 | 02 NEBRASKA | G00ALL 29SP | 636000 WEBSTER3 345 636010 LEHIGH 3 345 1 | P55:345:MEC:CHEROKEE | 0.08358 | Yes
GEN-2024-212 | 02 NEBRASKA | G00ALL 29SP | 635568 S HILLS 3 345 635630 BOONEVILLE 3 345 1 | P55:345:MEC:FALLOW AVE | 0.06122 | Yes
GEN-2024-212 | 02 NEBRASKA | G00ALL 29SP | 635570 ORIENT 3 345 635635 MADISON3 345 1 | P55:345:MEC:FALLOW AVE | 0.05175 | Yes
GEN-2024-212 | 02 NEBRASKA | G00ALL 29SP | 635568 S HILLS 3 345 635570 ORIENT 3 345 1 | P55:345:MEC:FALLOW AVE | 0.06122 | Yes
GEN-2024-212 | 02 NEBRASKA | G00ALL 29SP | 635100 ROLL HILLS 3 345 635570 ORIENT 3 345 1 | P55:345:MEC:FALLOW AVE | 0.07771 | Yes
GEN-2024-212 | 02 NEBRASKA | G00ALL 29SP | 635013 PONY CRK 3 345 635100 ROLL HILLS 3 345 1 | P55:345:MEC:FALLOW AVE | 0.07771 | Yes
GEN-2024-212 | 02 NEBRASKA | G00ALL 29SP | 635622 RCCN TRL 3 345 635630 BOONEVILLE 3 345 1 | P55:345:MEC:FALLOW AVE | 0.06627 | Yes
GEN-2024-212 | 02 NEBRASKA | G00ALL 29SP | 635600 GRIMES 3 345 636003 BEAVER CRK 3 345 1 | P55:345:MEC:FALLOW AVE | 0.05009 | Yes
GEN-2024-212 | 02 NEBRASKA | G00ALL 29SP | 636003 BEAVER CRK 3 345 636010 LEHIGH 3 345 1 | P55:345:MEC:FALLOW AVE | 0.05009 | Yes
GEN-2024-212 | 02 NEBRASKA | G00ALL 29SP | 635368 OBRIEN 3 345 635400 HIGHLAND 3 345 1 | P55:345:MEC:GARD AVE | 0.05971 | Yes
GEN-2024-212 | 02 NEBRASKA | G00ALL 29SP | 635399 CHEROKEE 3 345 635400 HIGHLAND 3 345 1 | P55:345:MEC:GARD AVE | 0.05971 | Yes
GEN-2024-212 | 02 NEBRASKA | G00ALL 29SP | 635200 RAUN 3 345 635398 REMSEN 3 345 1 | P55:345:MEC:GARD AVE | 0.05971 | Yes
GEN-2024-212 | 02 NEBRASKA | G00ALL 29SP | 635398 REMSEN 3 345 635399 CHEROKEE 3 345 1 | P55:345:MEC:GARD AVE | 0.05971 | Yes
GEN-2024-212 | 02 NEBRASKA | G00ALL 29SP | 636003 BEAVER CRK 3 345 636010 LEHIGH 3 345 1 | P55:345:MEC:GARD AVE | 0.06385 | Yes
GEN-2024-212 | 02 NEBRASKA | G00ALL 29SP | 635000 CBLUFFS3 345 645456 S3456 3 345 1 | P55:345:MEC:GDMEC | 0.13192 | Yes
GEN-2024-212 | 02 NEBRASKA | G00ALL 29SP | 635600 GRIMES 3 345 636003 BEAVER CRK 3 345 1 | P55:345:MEC:GDMEC | 0.06066 | Yes
GEN-2024-212 | 02 NEBRASKA | G00ALL 29SP | 635200 RAUN 3 345 652564 SIOUXCY3 345 1 | P55:345:MEC:HIGHLAND | 0.16703 | Yes
GEN-2024-212 | 02 NEBRASKA | G00ALL 29SP | 601006 SPLT RK3 345 652864 SIOUXCY-LNX3 345 1 | P55:345:MEC:HIGHLAND | 0.07765 | Yes
GEN-2024-212 | 02 NEBRASKA | G00ALL 29SP | 636000 WEBSTER3 345 636010 LEHIGH 3 345 1 | P55:345:MEC:HIGHLAND | 0.08358 | Yes
GEN-2024-212 | 02 NEBRASKA | G00ALL 29SP | 631138 LAKEFLD3 345 635368 OBRIEN 3 345 1 | P55:345:MEC:KOSSUTH | 0.06513 | Yes
GEN-2024-212 | 02 NEBRASKA | G00ALL 29SP | 635368 OBRIEN 3 345 635400 HIGHLAND 3 345 1 | P55:345:MEC:LEHIGH | 0.06953 | Yes
GEN-2024-212 | 02 NEBRASKA | G00ALL 29SP | 635399 CHEROKEE 3 345 635400 HIGHLAND 3 345 1 | P55:345:MEC:LEHIGH | 0.06953 | Yes
GEN-2024-212 | 02 NEBRASKA | G00ALL 29SP | 635200 RAUN 3 345 635398 REMSEN 3 345 1 | P55:345:MEC:LEHIGH | 0.06953 | Yes
GEN-2024-212 | 02 NEBRASKA | G00ALL 29SP | 635398 REMSEN 3 345 635399 CHEROKEE 3 345 1 | P55:345:MEC:LEHIGH | 0.06953 | Yes
GEN-2024-212 | 02 NEBRASKA | G00ALL 29SP | 635568 S HILLS 3 345 635630 BOONEVILLE 3 345 1 | P55:345:MEC:MADISON | 0.06931 | Yes
GEN-2024-212 | 02 NEBRASKA | G00ALL 29SP | 635568 S HILLS 3 345 635570 ORIENT 3 345 1 | P55:345:MEC:MADISON | 0.06931 | Yes
GEN-2024-212 | 02 NEBRASKA | G00ALL 29SP | 635600 GRIMES 3 345 635622 RCCN TRL 3 345 2 | P55:345:MEC:MADISON | 0.05727 | Yes
GEN-2024-212 | 02 NEBRASKA | G00ALL 29SP | 635600 GRIMES 3 345 635622 RCCN TRL 3 345 1 | P55:345:MEC:MADISON | 0.05713 | Yes
GEN-2024-212 | 02 NEBRASKA | G00ALL 29SP | 635100 ROLL HILLS 3 345 635570 ORIENT 3 345 1 | P55:345:MEC:NORTHBORO | 0.06781 | Yes
GEN-2024-212 | 02 NEBRASKA | G00ALL 29SP | 635013 PONY CRK 3 345 635100 ROLL HILLS 3 345 1 | P55:345:MEC:NORTHBORO | 0.06781 | Yes
GEN-2024-212 | 02 NEBRASKA | G00ALL 29SP | 635580 ARBOR HILL 3 345 635623 BADGER CRK 3 345 1 | P55:345:MEC:NORTHBORO | 0.06461 | Yes
GEN-2024-212 | 02 NEBRASKA | G00ALL 29SP | 635000 CBLUFFS3 345 645456 S3456 3 345 1 | P55:345:MEC:NORTHBORO | 0.14424 | Yes
GEN-2024-212 | 02 NEBRASKA | G00ALL 29SP | 635580 ARBOR HILL 3 345 635590 FALLOW AVE 3 345 1 | P55:345:MEC:NORTHBORO | 0.06461 | Yes
GEN-2024-212 | 02 NEBRASKA | G00ALL 29SP | 635014 OVERLAND 3 345 635590 FALLOW AVE 3 345 1 | P55:345:MEC:NORTHBORO | 0.06461 | Yes
GEN-2024-212 | 02 NEBRASKA | G00ALL 29SP | 635600 GRIMES 3 345 636003 BEAVER CRK 3 345 1 | P55:345:MEC:NORTHBORO | 0.0575 | Yes
GEN-2024-212 | 02 NEBRASKA | G00ALL 29SP | 635000 CBLUFFS3 345 635014 OVERLAND 3 345 1 | P55:345:MEC:ORIENT | 0.09606 | Yes
GEN-2024-212 | 02 NEBRASKA | G00ALL 29SP | 635580 ARBOR HILL 3 345 635623 BADGER CRK 3 345 1 | P55:345:MEC:ORIENT | 0.09012 | Yes
GEN-2024-212 | 02 NEBRASKA | G00ALL 29SP | 635580 ARBOR HILL 3 345 635590 FALLOW AVE 3 345 1 | P55:345:MEC:ORIENT | 0.09012 | Yes
GEN-2024-212 | 02 NEBRASKA | G00ALL 29SP | 635014 OVERLAND 3 345 635590 FALLOW AVE 3 345 1 | P55:345:MEC:ORIENT | 0.09012 | Yes
GEN-2024-212 | 02 NEBRASKA | G00ALL 29SP | 635200 RAUN 3 345 762779 G18-043 TAP 345 1 | P55:345:MEC:ORIENT | 0.13987 | Yes
GEN-2024-212 | 02 NEBRASKA | G00ALL 29SP | 635200 RAUN 3 345 645552 S3452 REACT3 345 1 | P55:345:MEC:ORIENT | 0.14416 | Yes
GEN-2024-212 | 02 NEBRASKA | G00ALL 29SP | 636000 WEBSTER3 345 636010 LEHIGH 3 345 1 | P55:345:MEC:PALO ALTO | 0.06688 | Yes
GEN-2024-212 | 02 NEBRASKA | G00ALL 29SP | 635368 OBRIEN 3 345 635400 HIGHLAND 3 345 1 | P55:345:MEC:PONY CREEK OR SOUTHLAND | 0.06074 | Yes
GEN-2024-212 | 02 NEBRASKA | G00ALL 29SP | 635000 CBLUFFS3 345 635014 OVERLAND 3 345 1 | P55:345:MEC:PONY CREEK OR SOUTHLAND | 0.08349 | Yes
GEN-2024-212 | 02 NEBRASKA | G00ALL 29SP | 635580 ARBOR HILL 3 345 635623 BADGER CRK 3 345 1 | P55:345:MEC:PONY CREEK OR SOUTHLAND | 0.07715 | Yes
GEN-2024-212 | 02 NEBRASKA | G00ALL 29SP | 635580 ARBOR HILL 3 345 635590 FALLOW AVE 3 345 1 | P55:345:MEC:PONY CREEK OR SOUTHLAND | 0.07715 | Yes
GEN-2024-212 | 02 NEBRASKA | G00ALL 29SP | 635200 RAUN 3 345 762779 G18-043 TAP 345 1 | P55:345:MEC:PONY CREEK OR SOUTHLAND | 0.1367 | Yes
GEN-2024-212 | 02 NEBRASKA | G00ALL 29SP | 635399 CHEROKEE 3 345 635400 HIGHLAND 3 345 1 | P55:345:MEC:PONY CREEK OR SOUTHLAND | 0.06074 | Yes
GEN-2024-212 | 02 NEBRASKA | G00ALL 29SP | 635000 CBLUFFS3 345 645456 S3456 3 345 1 | P55:345:MEC:PONY CREEK OR SOUTHLAND | 0.10058 | Yes
GEN-2024-212 | 02 NEBRASKA | G00ALL 29SP | 635014 OVERLAND 3 345 635590 FALLOW AVE 3 345 1 | P55:345:MEC:PONY CREEK OR SOUTHLAND | 0.07715 | Yes
GEN-2024-212 | 02 NEBRASKA | G00ALL 29SP | 635200 RAUN 3 345 635398 REMSEN 3 345 1 | P55:345:MEC:PONY CREEK OR SOUTHLAND | 0.06074 | Yes
GEN-2024-212 | 02 NEBRASKA | G00ALL 29SP | 635398 REMSEN 3 345 635399 CHEROKEE 3 345 1 | P55:345:MEC:PONY CREEK OR SOUTHLAND | 0.06074 | Yes
GEN-2024-212 | 02 NEBRASKA | G00ALL 29SP | 635200 RAUN 3 345 645552 S3452 REACT3 345 1 | P55:345:MEC:PONY CREEK OR SOUTHLAND | 0.14089 | Yes
GEN-2024-212 | 02 NEBRASKA | G00ALL 29SP | 635570 ORIENT 3 345 635635 MADISON3 345 1 | P55:345:MEC:RACCOON TRAIL | 0.05214 | Yes
GEN-2024-212 | 02 NEBRASKA | G00ALL 29SP | 635100 ROLL HILLS 3 345 635570 ORIENT 3 345 1 | P55:345:MEC:RACCOON TRAIL | 0.072 | Yes
GEN-2024-212 | 02 NEBRASKA | G00ALL 29SP | 635635 MADISON3 345 635640 NORWALK 3 345 1 | P55:345:MEC:RACCOON TRAIL | 0.06859 | Yes
GEN-2024-212 | 02 NEBRASKA | G00ALL 29SP | 635013 PONY CRK 3 345 635100 ROLL HILLS 3 345 1 | P55:345:MEC:RACCOON TRAIL | 0.072 | Yes
GEN-2024-212 | 02 NEBRASKA | G00ALL 29SP | 635200 RAUN 3 345 762779 G18-043 TAP 345 1 | P55:345:MEC:RACCOON TRAIL | 0.14007 | Yes
GEN-2024-212 | 02 NEBRASKA | G00ALL 29SP | 635680 BONDURANT3 345 635690 GDMEC 3 345 1 | P55:345:MEC:RACCOON TRAIL | 0.05705 | Yes
GEN-2024-212 | 02 NEBRASKA | G00ALL 29SP | 635640 NORWALK 3 345 635650 SE POLK 3 345 1 | P55:345:MEC:RACCOON TRAIL | 0.06269 | Yes
GEN-2024-212 | 02 NEBRASKA | G00ALL 29SP | 635200 RAUN 3 345 645552 S3452 REACT3 345 1 | P55:345:MEC:RACCOON TRAIL | 0.14433 | Yes
GEN-2024-212 | 02 NEBRASKA | G00ALL 29SP | 635000 CBLUFFS3 345 635014 OVERLAND 3 345 1 | P55:345:MEC:ROLLING HILLS | 0.08349 | Yes
GEN-2024-212 | 02 NEBRASKA | G00ALL 29SP | 635580 ARBOR HILL 3 345 635623 BADGER CRK 3 345 1 | P55:345:MEC:ROLLING HILLS | 0.07715 | Yes
GEN-2024-212 | 02 NEBRASKA | G00ALL 29SP | 635580 ARBOR HILL 3 345 635590 FALLOW AVE 3 345 1 | P55:345:MEC:ROLLING HILLS | 0.07715 | Yes
GEN-2024-212 | 02 NEBRASKA | G00ALL 29SP | 635014 OVERLAND 3 345 635590 FALLOW AVE 3 345 1 | P55:345:MEC:ROLLING HILLS | 0.07715 | Yes
GEN-2024-212 | 02 NEBRASKA | G00ALL 29SP | 635570 ORIENT 3 345 635635 MADISON3 345 1 | P55:345:MEC:SOUTHERN HILLS | 0.06797 | Yes
GEN-2024-212 | 02 NEBRASKA | G00ALL 29SP | 635000 CBLUFFS3 345 635014 OVERLAND 3 345 1 | P55:345:MEC:SOUTHERN HILLS | 0.07075 | Yes
GEN-2024-212 | 02 NEBRASKA | G00ALL 29SP | 635580 ARBOR HILL 3 345 635623 BADGER CRK 3 345 1 | P55:345:MEC:SOUTHERN HILLS | 0.06669 | Yes
GEN-2024-212 | 02 NEBRASKA | G00ALL 29SP | 635580 ARBOR HILL 3 345 635590 FALLOW AVE 3 345 1 | P55:345:MEC:SOUTHERN HILLS | 0.06669 | Yes
GEN-2024-212 | 02 NEBRASKA | G00ALL 29SP | 635014 OVERLAND 3 345 635590 FALLOW AVE 3 345 1 | P55:345:MEC:SOUTHERN HILLS | 0.06669 | Yes
GEN-2024-212 | 02 NEBRASKA | G00ALL 29SP | 337909 8ANO% 500 515305 FTSMITH8 500 1 | P55:345:OPPD:S3740 3::FN13:EHV: | 0.06139 | Yes
GEN-2024-212 | 02 NEBRASKA | G00ALL 29SP | 602004 SPLT RK4 230 652523 SIOUXFL4 230 1 | P55:345:OPPD:S3740 3::FN13:EHV: | 0.05321 | Yes
GEN-2024-212 | 02 NEBRASKA | G00ALL 29SP | 603016 SPLT RK7 115 996521 SPLT RK4 115 7 | P55:345:OPPD:S3740 3::FN13:EHV: | 0.05321 | Yes
GEN-2024-212 | 02 NEBRASKA | G00ALL 29SP | 602004 SPLT RK4 230 996521 SPLT RK4 115 7 | P55:345:OPPD:S3740 3::FN13:EHV: | 0.05321 | Yes
GEN-2024-212 | 02 NEBRASKA | G00ALL 29SP | 635680 BONDURANT3 345 635730 MONTEZUMA 3 345 1 | P55:345:OPPD:S3740 3::FN13:EHV: | 0.07226 | Yes
GEN-2024-212 | 02 NEBRASKA | G00ALL 29SP | 635000 CBLUFFS3 345 645456 S3456 3 345 1 | P55:345:OPPD:S3740 3::FN13:EHV: | 0.05188 | Yes
GEN-2024-212 | 02 NEBRASKA | G00ALL 29SP | 635680 BONDURANT3 345 635700 SYCAMORE 3 345 1 | P55:345:OPPD:S3740 3::FN13:EHV: | 0.05035 | Yes
GEN-2024-212 | 02 NEBRASKA | G00ALL 29SP | 636400 HILLS 3 345 636630 SUB 92 3 345 1 | P55:345:OPPD:S3740 3::FN13:EHV: | 0.05005 | Yes
GEN-2024-212 | 02 NEBRASKA | G00ALL 29SP | 631193 HUNTLEY3 345 631197 LEDYARD3 345 1 | P55:345:XEL:MNN1 | 0.05705 | Yes
GEN-2024-212 | 02 NEBRASKA | G00ALL 29SP | 601048 LYON CO 3 345 631138 LAKEFLD3 345 1 | P55:345:XEL:MNN1 | 0.05192 | Yes
GEN-2024-212 | 02 NEBRASKA | G00ALL 29SP | 635368 OBRIEN 3 345 635400 HIGHLAND 3 345 1 | P55:345:XEL:PRI1 | 0.05799 | Yes
GEN-2024-212 | 02 NEBRASKA | G00ALL 29SP | 601006 SPLT RK3 345 652864 SIOUXCY-LNX3 345 1 | P55:345:XEL:PRI1 | 0.06658 | Yes
GEN-2024-212 | 02 NEBRASKA | G00ALL 29SP | 636000 WEBSTER3 345 636010 LEHIGH 3 345 1 | P55:345:XEL:PRI1 | 0.06843 | Yes
GEN-2024-212 | 02 NEBRASKA | G00ALL 29SP | 631138 LAKEFLD3 345 635368 OBRIEN 3 345 1 | P55:345:XEL:PRI1 | 0.06378 | Yes
GEN-2024-212 | 02 NEBRASKA | G00ALL 29SP | 635399 CHEROKEE 3 345 635400 HIGHLAND 3 345 1 | P55:345:XEL:PRI1 | 0.05799 | Yes
GEN-2024-212 | 02 NEBRASKA | G00ALL 29SP | 635200 RAUN 3 345 762779 G18-043 TAP 345 1 | P55:345:XEL:PRI1 | 0.13197 | Yes
GEN-2024-212 | 02 NEBRASKA | G00ALL 29SP | 635200 RAUN 3 345 635398 REMSEN 3 345 1 | P55:345:XEL:PRI1 | 0.05799 | Yes
GEN-2024-212 | 02 NEBRASKA | G00ALL 29SP | 635398 REMSEN 3 345 635399 CHEROKEE 3 345 1 | P55:345:XEL:PRI1 | 0.05799 | Yes
GEN-2024-212 | 02 NEBRASKA | G00ALL 29SP | 631193 HUNTLEY3 345 631197 LEDYARD3 345 1 | P55:345:XEL:PRI1 | 0.05712 | Yes
GEN-2024-212 | 02 NEBRASKA | G00ALL 29SP | 635200 RAUN 3 345 645552 S3452 REACT3 345 1 | P55:345:XEL:PRI1 | 0.13606 | Yes
GEN-2024-212 | 02 NEBRASKA | G00ALL 29SP | 601048 LYON CO 3 345 631138 LAKEFLD3 345 1 | P55:345:XEL:PRI1 | 0.05169 | Yes
GEN-2024-212 | 02 NEBRASKA | G00ALL 29SP | 601006 SPLT RK3 345 652536 WHITE-SRX3 345 1 | 601048 LYON CO 3 345 631138 LAKEFLD3 345 1 | 0.05437 | Yes
GEN-2024-212 | 02 NEBRASKA | G00ALL 29SP | 635200 RAUN 3 345 652564 SIOUXCY3 345 1 | 631138 LAKEFLD3 345 635368 OBRIEN 3 345 1 | 0.16006 | Yes
GEN-2024-212 | 02 NEBRASKA | G00ALL 29SP | 601006 SPLT RK3 345 652864 SIOUXCY-LNX3 345 1 | 631138 LAKEFLD3 345 635368 OBRIEN 3 345 1 | 0.07689 | Yes
GEN-2024-212 | 02 NEBRASKA | G00ALL 29SP | 631193 HUNTLEY3 345 631197 LEDYARD3 345 1 | 631138 LAKEFLD3 345 635368 OBRIEN 3 345 1 | 0.08261 | Yes
GEN-2024-212 | 02 NEBRASKA | G00ALL 29SP | 631197 LEDYARD3 345 635369 KOSSUTH 3 345 1 | 631138 LAKEFLD3 345 635368 OBRIEN 3 345 1 | 0.06418 | Yes
GEN-2024-212 | 02 NEBRASKA | G00ALL 29SP | 631138 LAKEFLD3 345 635368 OBRIEN 3 345 1 | 631193 HUNTLEY3 345 631197 LEDYARD3 345 1 | 0.08408 | Yes
GEN-2024-212 | 02 NEBRASKA | G00ALL 29SP | 635100 ROLL HILLS 3 345 635570 ORIENT 3 345 1 | 635017 ATCHISON 3 345 635018 NORTHBORO 3 345 1 | 0.06781 | Yes
GEN-2024-212 | 02 NEBRASKA | G00ALL 29SP | 635013 PONY CRK 3 345 635100 ROLL HILLS 3 345 1 | 635017 ATCHISON 3 345 635018 NORTHBORO 3 345 1 | 0.06781 | Yes
GEN-2024-212 | 02 NEBRASKA | G00ALL 29SP | 635000 CBLUFFS3 345 645456 S3456 3 345 1 | 635017 ATCHISON 3 345 635018 NORTHBORO 3 345 1 | 0.14424 | Yes
GEN-2024-212 | 02 NEBRASKA | G00ALL 29SP | 635200 RAUN 3 345 762779 G18-043 TAP 345 1 | 635200 RAUN 3 345 645552 S3452 REACT3 345 1 | 0.18783 | Yes
GEN-2024-212 | 02 NEBRASKA | G00ALL 29SP | 635200 RAUN 3 345 645552 S3452 REACT3 345 1 | 635200 RAUN 3 345 762779 G18-043 TAP 345 1 | 0.18999 | Yes
GEN-2024-212 | 02 NEBRASKA | G00ALL 29SP | 635368 OBRIEN 3 345 635400 HIGHLAND 3 345 1 | 635219 GARD AVE 3 345 636017 LEHIGH GARX3 345 1 | 0.05971 | Yes
GEN-2024-212 | 02 NEBRASKA | G00ALL 29SP | 635399 CHEROKEE 3 345 635400 HIGHLAND 3 345 1 | 635219 GARD AVE 3 345 636017 LEHIGH GARX3 345 1 | 0.05971 | Yes
GEN-2024-212 | 02 NEBRASKA | G00ALL 29SP | 635200 RAUN 3 345 635398 REMSEN 3 345 1 | 635219 GARD AVE 3 345 636017 LEHIGH GARX3 345 1 | 0.05971 | Yes
GEN-2024-212 | 02 NEBRASKA | G00ALL 29SP | 635398 REMSEN 3 345 635399 CHEROKEE 3 345 1 | 635219 GARD AVE 3 345 636017 LEHIGH GARX3 345 1 | 0.05971 | Yes
GEN-2024-212 | 02 NEBRASKA | G00ALL 29SP | 636003 BEAVER CRK 3 345 636010 LEHIGH 3 345 1 | 635219 GARD AVE 3 345 636017 LEHIGH GARX3 345 1 | 0.06385 | Yes
GEN-2024-212 | 02 NEBRASKA | G00ALL 29SP | 635200 RAUN 3 345 652564 SIOUXCY3 345 1 | 635368 OBRIEN 3 345 635400 HIGHLAND 3 345 1 | 0.16703 | Yes
GEN-2024-212 | 02 NEBRASKA | G00ALL 29SP | 601006 SPLT RK3 345 652864 SIOUXCY-LNX3 345 1 | 635368 OBRIEN 3 345 635400 HIGHLAND 3 345 1 | 0.07765 | Yes
GEN-2024-212 | 02 NEBRASKA | G00ALL 29SP | 636000 WEBSTER3 345 636010 LEHIGH 3 345 1 | 635368 OBRIEN 3 345 635400 HIGHLAND 3 345 1 | 0.08358 | Yes
GEN-2024-212 | 02 NEBRASKA | G00ALL 29SP | 635200 RAUN 3 345 640226 HOSKINS3 345 1 | 635368 OBRIEN 3 345 635400 HIGHLAND 3 345 1 | 0.05092 | Yes
GEN-2024-212 | 02 NEBRASKA | G00ALL 29SP | 631138 LAKEFLD3 345 635368 OBRIEN 3 345 1 | 635369 KOSSUTH 3 345 635425 PALO ALTO 3 345 1 | 0.05987 | Yes
GEN-2024-212 | 02 NEBRASKA | G00ALL 29SP | 636000 WEBSTER3 345 636010 LEHIGH 3 345 1 | 635369 KOSSUTH 3 345 635425 PALO ALTO 3 345 1 | 0.06688 | Yes
GEN-2024-212 | 02 NEBRASKA | G00ALL 29SP | 635568 S HILLS 3 345 635630 BOONEVILLE 3 345 1 | 635580 ARBOR HILL 3 345 635623 BADGER CRK 3 345 1 | 0.06122 | Yes
GEN-2024-212 | 02 NEBRASKA | G00ALL 29SP | 635570 ORIENT 3 345 635635 MADISON3 345 1 | 635580 ARBOR HILL 3 345 635623 BADGER CRK 3 345 1 | 0.05175 | Yes
GEN-2024-212 | 02 NEBRASKA | G00ALL 29SP | 635568 S HILLS 3 345 635570 ORIENT 3 345 1 | 635580 ARBOR HILL 3 345 635623 BADGER CRK 3 345 1 | 0.06122 | Yes
GEN-2024-212 | 02 NEBRASKA | G00ALL 29SP | 635100 ROLL HILLS 3 345 635570 ORIENT 3 345 1 | 635580 ARBOR HILL 3 345 635623 BADGER CRK 3 345 1 | 0.07771 | Yes
GEN-2024-212 | 02 NEBRASKA | G00ALL 29SP | 635013 PONY CRK 3 345 635100 ROLL HILLS 3 345 1 | 635580 ARBOR HILL 3 345 635623 BADGER CRK 3 345 1 | 0.07771 | Yes
GEN-2024-212 | 02 NEBRASKA | G00ALL 29SP | 635622 RCCN TRL 3 345 635630 BOONEVILLE 3 345 1 | 635580 ARBOR HILL 3 345 635623 BADGER CRK 3 345 1 | 0.06627 | Yes
GEN-2024-212 | 02 NEBRASKA | G00ALL 29SP | 635200 RAUN 3 345 762779 G18-043 TAP 345 1 | 635580 ARBOR HILL 3 345 635623 BADGER CRK 3 345 1 | 0.13796 | Yes
GEN-2024-212 | 02 NEBRASKA | G00ALL 29SP | 635600 GRIMES 3 345 636003 BEAVER CRK 3 345 1 | 635580 ARBOR HILL 3 345 635623 BADGER CRK 3 345 1 | 0.05009 | Yes
GEN-2024-212 | 02 NEBRASKA | G00ALL 29SP | 635200 RAUN 3 345 645552 S3452 REACT3 345 1 | 635580 ARBOR HILL 3 345 635623 BADGER CRK 3 345 1 | 0.14217 | Yes
GEN-2024-212 | 02 NEBRASKA | G00ALL 29SP | 636003 BEAVER CRK 3 345 636010 LEHIGH 3 345 1 | 635580 ARBOR HILL 3 345 635623 BADGER CRK 3 345 1 | 0.05009 | Yes
GEN-2024-212 | 02 NEBRASKA | G00ALL 29SP | 635622 RCCN TRL 3 345 635623 BADGER CRK 3 345 2 | 635622 RCCN TRL 3 345 635623 BADGER CRK 3 345 1 | 0.05777 | Yes
GEN-2024-212 | 02 NEBRASKA | G00ALL 29SP | 635622 RCCN TRL 3 345 635623 BADGER CRK 3 345 1 | 635622 RCCN TRL 3 345 635623 BADGER CRK 3 345 2 | 0.05776 | Yes
GEN-2024-212 | 02 NEBRASKA | G00ALL 29SP | 635368 OBRIEN 3 345 635400 HIGHLAND 3 345 1 | 636010 LEHIGH 3 345 636017 LEHIGH GARX3 345 Z | 0.05971 | Yes
GEN-2024-212 | 02 NEBRASKA | G00ALL 29SP | 635399 CHEROKEE 3 345 635400 HIGHLAND 3 345 1 | 636010 LEHIGH 3 345 636017 LEHIGH GARX3 345 Z | 0.05971 | Yes
GEN-2024-212 | 02 NEBRASKA | G00ALL 29SP | 635200 RAUN 3 345 635398 REMSEN 3 345 1 | 636010 LEHIGH 3 345 636017 LEHIGH GARX3 345 Z | 0.05971 | Yes
GEN-2024-212 | 02 NEBRASKA | G00ALL 29SP | 635398 REMSEN 3 345 635399 CHEROKEE 3 345 1 | 636010 LEHIGH 3 345 636017 LEHIGH GARX3 345 Z | 0.05971 | Yes
GEN-2024-212 | 02 NEBRASKA | G00ALL 29SP | 636003 BEAVER CRK 3 345 636010 LEHIGH 3 345 1 | 636010 LEHIGH 3 345 636017 LEHIGH GARX3 345 Z | 0.06385 | Yes
GEN-2024-212 | 02 NEBRASKA | G00ALL 29SP | 635200 RAUN 3 345 762779 G18-043 TAP 345 1 | 645452 S3452 3 345 645552 S3452 REACT3 345 Z1 | 0.18783 | Yes
GEN-2024-212 | 02 NEBRASKA | G00ALL 29SP | 635200 RAUN 3 345 652564 SIOUXCY3 345 1 | Base Case | 0.14812 | Yes
GEN-2024-212 | 02 NEBRASKA | G00ALL 29SP | 635368 OBRIEN 3 345 635400 HIGHLAND 3 345 1 | Base Case | 0.05803 | Yes
GEN-2024-212 | 02 NEBRASKA | G00ALL 29SP | 601006 SPLT RK3 345 652864 SIOUXCY-LNX3 345 1 | Base Case | 0.06656 | Yes
GEN-2024-212 | 02 NEBRASKA | G00ALL 29SP | 631138 LAKEFLD3 345 635368 OBRIEN 3 345 1 | Base Case | 0.06379 | Yes
GEN-2024-212 | 02 NEBRASKA | G00ALL 29SP | 636000 WEBSTER3 345 636010 LEHIGH 3 345 1 | Base Case | 0.06849 | Yes
GEN-2024-212 | 02 NEBRASKA | G00ALL 29SP | 635000 CBLUFFS3 345 635014 OVERLAND 3 345 1 | Base Case | 0.0647 | Yes
GEN-2024-212 | 02 NEBRASKA | G00ALL 29SP | 635580 ARBOR HILL 3 345 635623 BADGER CRK 3 345 1 | Base Case | 0.0609 | Yes
GEN-2024-212 | 02 NEBRASKA | G00ALL 29SP | 635100 ROLL HILLS 3 345 635570 ORIENT 3 345 1 | Base Case | 0.05785 | Yes
GEN-2024-212 | 02 NEBRASKA | G00ALL 29SP | 635399 CHEROKEE 3 345 635400 HIGHLAND 3 345 1 | Base Case | 0.05803 | Yes
GEN-2024-212 | 02 NEBRASKA | G00ALL 29SP | 635200 RAUN 3 345 762779 G18-043 TAP 345 1 | Base Case | 0.13198 | Yes
GEN-2024-212 | 02 NEBRASKA | G00ALL 29SP | 635580 ARBOR HILL 3 345 635590 FALLOW AVE 3 345 1 | Base Case | 0.0609 | Yes
GEN-2024-212 | 02 NEBRASKA | G00ALL 29SP | 635013 PONY CRK 3 345 635100 ROLL HILLS 3 345 1 | Base Case | 0.05785 | Yes
GEN-2024-212 | 02 NEBRASKA | G00ALL 29SP | 635200 RAUN 3 345 635398 REMSEN 3 345 1 | Base Case | 0.05803 | Yes
GEN-2024-212 | 02 NEBRASKA | G00ALL 29SP | 635014 OVERLAND 3 345 635590 FALLOW AVE 3 345 1 | Base Case | 0.0609 | Yes
GEN-2024-212 | 02 NEBRASKA | G00ALL 29SP | 635398 REMSEN 3 345 635399 CHEROKEE 3 345 1 | Base Case | 0.05803 | Yes
GEN-2024-212 | 02 NEBRASKA | G00ALL 29SP | 631193 HUNTLEY3 345 631197 LEDYARD3 345 1 | Base Case | 0.05716 | Yes
GEN-2024-212 | 02 NEBRASKA | G00ALL 29SP | 635000 CBLUFFS3 345 645456 S3456 3 345 1 | Base Case | 0.1325 | Yes
GEN-2024-212 | 02 NEBRASKA | G00ALL 29SP | 601048 LYON CO 3 345 631138 LAKEFLD3 345 1 | Base Case | 0.0516 | Yes
GEN-2024-212 | 02 NEBRASKA | G00ALL 29SP | 635200 RAUN 3 345 645552 S3452 REACT3 345 1 | Base Case | 0.13606 | Yes
GEN-2024-212 | 02 NEBRASKA | G00ALL 29SP | 635600 GRIMES 3 345 636003 BEAVER CRK 3 345 1 | Base Case | 0.06107 | Yes
GEN-2024-212 | 02 NEBRASKA | G00ALL 29SP | 636003 BEAVER CRK 3 345 636010 LEHIGH 3 345 1 | Base Case | 0.06107 | Yes
GEN-2024-213 | 02 NEBRASKA | G00ALL 29SP | 601048 LYON CO 3 345 631138 LAKEFLD3 345 1 | P11:20:OTP:CENTER2G:1 | 0.0516 | Yes
GEN-2024-213 | 02 NEBRASKA | G00ALL 29SP | 631193 HUNTLEY3 345 631197 LEDYARD3 345 1 | P11:20:XEL:PR_ISLD:31G | 0.05716 | Yes
GEN-2024-213 | 02 NEBRASKA | G00ALL 29SP | 631193 HUNTLEY3 345 631197 LEDYARD3 345 1 | P11:20:XEL:PR_ISLD:32G | 0.05716 | Yes
GEN-2024-213 | 02 NEBRASKA | G00ALL 29SP | 601048 LYON CO 3 345 631138 LAKEFLD3 345 1 | P11:22:GRE:GRE-COAL41G:1 | 0.0516 | Yes
GEN-2024-213 | 02 NEBRASKA | G00ALL 29SP | 601048 LYON CO 3 345 631138 LAKEFLD3 345 1 | P11:22:GRE:GRE-COAL42G:2 | 0.0516 | Yes
GEN-2024-213 | 02 NEBRASKA | G00ALL 29SP | 601048 LYON CO 3 345 631138 LAKEFLD3 345 1 | P11:24:OTP:BIGSTN1G:1 | 0.0516 | Yes
GEN-2024-213 | 02 NEBRASKA | G00ALL 29SP | 631193 HUNTLEY3 345 631197 LEDYARD3 345 1 | P11:24:XEL:SHERCO31G:1 | 0.05716 | Yes
GEN-2024-213 | 02 NEBRASKA | G00ALL 29SP | 601048 LYON CO 3 345 631138 LAKEFLD3 345 1 | P11:24:XEL:SHERCO31G:1 | 0.0516 | Yes
GEN-2024-213 | 02 NEBRASKA | G00ALL 29SP | 635200 RAUN 3 345 645552 S3452 REACT3 345 1 | P11:24:XEL:SHERCO31G:1 | 0.13606 | Yes
GEN-2024-213 | 02 NEBRASKA | G00ALL 29SP | 631193 HUNTLEY3 345 631197 LEDYARD3 345 1 | P11:24:XEL:SHERCO32G:2 | 0.05716 | Yes
GEN-2024-213 | 02 NEBRASKA | G00ALL 29SP | 635368 OBRIEN 3 345 635400 HIGHLAND 3 345 1 | P11:26:XEL:SHERCO33G:3 | 0.05803 | Yes
GEN-2024-213 | 02 NEBRASKA | G00ALL 29SP | 601006 SPLT RK3 345 652864 SIOUXCY-LNX3 345 1 | P11:26:XEL:SHERCO33G:3 | 0.06656 | Yes
GEN-2024-213 | 02 NEBRASKA | G00ALL 29SP | 631138 LAKEFLD3 345 635368 OBRIEN 3 345 1 | P11:26:XEL:SHERCO33G:3 | 0.06379 | Yes
GEN-2024-213 | 02 NEBRASKA | G00ALL 29SP | 635399 CHEROKEE 3 345 635400 HIGHLAND 3 345 1 | P11:26:XEL:SHERCO33G:3 | 0.05803 | Yes
GEN-2024-213 | 02 NEBRASKA | G00ALL 29SP | 635200 RAUN 3 345 762779 G18-043 TAP 345 1 | P11:26:XEL:SHERCO33G:3 | 0.13198 | Yes
GEN-2024-213 | 02 NEBRASKA | G00ALL 29SP | 635200 RAUN 3 345 635398 REMSEN 3 345 1 | P11:26:XEL:SHERCO33G:3 | 0.05803 | Yes
GEN-2024-213 | 02 NEBRASKA | G00ALL 29SP | 635398 REMSEN 3 345 635399 CHEROKEE 3 345 1 | P11:26:XEL:SHERCO33G:3 | 0.05803 | Yes
GEN-2024-213 | 02 NEBRASKA | G00ALL 29SP | 631193 HUNTLEY3 345 631197 LEDYARD3 345 1 | P11:26:XEL:SHERCO33G:3 | 0.05716 | Yes
GEN-2024-213 | 02 NEBRASKA | G00ALL 29SP | 601048 LYON CO 3 345 631138 LAKEFLD3 345 1 | P11:26:XEL:SHERCO33G:3 | 0.0516 | Yes
GEN-2024-213 | 02 NEBRASKA | G00ALL 29SP | 635200 RAUN 3 345 645552 S3452 REACT3 345 1 | P11:26:XEL:SHERCO33G:3 | 0.13606 | Yes
GEN-2024-213 | 02 NEBRASKA | G00ALL 29SP | 635000 CBLUFFS3 345 645456 S3456 3 345 1 | P11:345:MEC:GDMEC:3:ST | 0.1325 | Yes
GEN-2024-213 | 02 NEBRASKA | G00ALL 29SP | 635600 GRIMES 3 345 636003 BEAVER CRK 3 345 1 | P11:345:MEC:GDMEC:3:ST | 0.06107 | Yes
GEN-2024-213 | 02 NEBRASKA | G00ALL 29SP | 635200 RAUN 3 345 762779 G18-043 TAP 345 1 | P11:345:MEC:NEAL:3 | 0.13198 | Yes
GEN-2024-213 | 02 NEBRASKA | G00ALL 29SP | 635200 RAUN 3 345 645552 S3452 REACT3 345 1 | P11:345:MEC:NEAL:3 | 0.13606 | Yes
GEN-2024-213 | 02 NEBRASKA | G00ALL 29SP | 635200 RAUN 3 345 762779 G18-043 TAP 345 1 | P11:345:MEC:NEAL:4 | 0.13198 | Yes
GEN-2024-213 | 02 NEBRASKA | G00ALL 29SP | 635200 RAUN 3 345 645552 S3452 REACT3 345 1 | P11:345:MEC:NEAL:4 | 0.13606 | Yes
GEN-2024-213 | 02 NEBRASKA | G00ALL 29SP | 635000 CBLUFFS3 345 645456 S3456 3 345 1 | P11:345:MEC:WSEC:3 | 0.1325 | Yes
GEN-2024-213 | 02 NEBRASKA | G00ALL 29SP | 635000 CBLUFFS3 345 645456 S3456 3 345 1 | P11:345:MEC:WSEC:4 | 0.1325 | Yes
GEN-2024-213 | 02 NEBRASKA | G00ALL 29SP | 602004 SPLT RK4 230 652523 SIOUXFL4 230 1 | P12:230.0:UMZ:# N-1 #:: LINE PAHOJA__-BE4-EAGLE___-NI4-1 :HV: | 0.06286 | Yes
GEN-2024-213 | 02 NEBRASKA | G00ALL 29SP | 603016 SPLT RK7 115 996521 SPLT RK4 115 7 | P12:230.0:UMZ:# N-1 #:: LINE PAHOJA__-BE4-EAGLE___-NI4-1 :HV: | 0.06286 | Yes
GEN-2024-213 | 02 NEBRASKA | G00ALL 29SP | 602004 SPLT RK4 230 996521 SPLT RK4 115 7 | P12:230.0:UMZ:# N-1 #:: LINE PAHOJA__-BE4-EAGLE___-NI4-1 :HV: | 0.06286 | Yes
GEN-2024-213 | 02 NEBRASKA | G00ALL 29SP | 601006 SPLT RK3 345 652864 SIOUXCY-LNX3 345 1 | P12:230.0:UMZ:# N-1 #:: LINE SIOUXCY2-EAGLE___-NI4-1 :HV: | 0.07501 | Yes
GEN-2024-213 | 02 NEBRASKA | G00ALL 29SP | 602004 SPLT RK4 230 652523 SIOUXFL4 230 1 | P12:230.0:UMZ:# N-1 #:: LINE SIOUXCY2-EAGLE___-NI4-1 :HV: | 0.05301 | Yes
GEN-2024-213 | 02 NEBRASKA | G00ALL 29SP | 603016 SPLT RK7 115 996521 SPLT RK4 115 7 | P12:230.0:UMZ:# N-1 #:: LINE SIOUXCY2-EAGLE___-NI4-1 :HV: | 0.05301 | Yes
GEN-2024-213 | 02 NEBRASKA | G00ALL 29SP | 602004 SPLT RK4 230 996521 SPLT RK4 115 7 | P12:230.0:UMZ:# N-1 #:: LINE SIOUXCY2-EAGLE___-NI4-1 :HV: | 0.05301 | Yes
GEN-2024-213 | 02 NEBRASKA | G00ALL 29SP | 602004 SPLT RK4 230 652523 SIOUXFL4 230 1 | P12:230.0:UMZ:# N-1 #:: LINE SIOUXCY4-RASMUSN-ER4-1 :HV: | 0.0521 | Yes
GEN-2024-213 | 02 NEBRASKA | G00ALL 29SP | 603016 SPLT RK7 115 996521 SPLT RK4 115 7 | P12:230.0:UMZ:# N-1 #:: LINE SIOUXCY4-RASMUSN-ER4-1 :HV: | 0.0521 | Yes
GEN-2024-213 | 02 NEBRASKA | G00ALL 29SP | 602004 SPLT RK4 230 996521 SPLT RK4 115 7 | P12:230.0:UMZ:# N-1 #:: LINE SIOUXCY4-RASMUSN-ER4-1 :HV: | 0.0521 | Yes
GEN-2024-213 | 02 NEBRASKA | G00ALL 29SP | 602004 SPLT RK4 230 652523 SIOUXFL4 230 1 | P12:230.0:UMZ:# N-1 #:: LINE SIOUXFL4-PAHOJA__-BE4-1 :HV: | 0.06286 | Yes
GEN-2024-213 | 02 NEBRASKA | G00ALL 29SP | 603016 SPLT RK7 115 996521 SPLT RK4 115 7 | P12:230.0:UMZ:# N-1 #:: LINE SIOUXFL4-PAHOJA__-BE4-1 :HV: | 0.06286 | Yes
GEN-2024-213 | 02 NEBRASKA | G00ALL 29SP | 602004 SPLT RK4 230 996521 SPLT RK4 115 7 | P12:230.0:UMZ:# N-1 #:: LINE SIOUXFL4-PAHOJA__-BE4-1 :HV: | 0.06286 | Yes
GEN-2024-213 | 02 NEBRASKA | G00ALL 29SP | 602004 SPLT RK4 230 652523 SIOUXFL4 230 1 | P12:230.0:UMZ:# N-1 #:: LINE UTICAJC4-RASMUSN-ER4-1 :HV: | 0.0521 | Yes
GEN-2024-213 | 02 NEBRASKA | G00ALL 29SP | 603016 SPLT RK7 115 996521 SPLT RK4 115 7 | P12:230.0:UMZ:# N-1 #:: LINE UTICAJC4-RASMUSN-ER4-1 :HV: | 0.0521 | Yes
GEN-2024-213 | 02 NEBRASKA | G00ALL 29SP | 602004 SPLT RK4 230 996521 SPLT RK4 115 7 | P12:230.0:UMZ:# N-1 #:: LINE UTICAJC4-RASMUSN-ER4-1 :HV: | 0.0521 | Yes
GEN-2024-213 | 02 NEBRASKA | G00ALL 29SP | 635221 KELLOGG5 161 635226 LEEDS 5 161 1 | P12:345.0:UMZ:# N-1 #:: LINE RAUN 3-SIOUXCY3-1 :EHV: | 0.05491 | Yes
GEN-2024-213 | 02 NEBRASKA | G00ALL 29SP | 635223 PLYMOUTH 5 161 635226 LEEDS 5 161 1 | P12:345.0:UMZ:# N-1 #:: LINE RAUN 3-SIOUXCY3-1 :EHV: | 0.05491 | Yes
GEN-2024-213 | 02 NEBRASKA | G00ALL 29SP | 635368 OBRIEN 3 345 635400 HIGHLAND 3 345 1 | P12:345.0:UMZ:# N-1 #:: LINE RAUN 3-SIOUXCY3-1 :EHV: | 0.08211 | Yes
GEN-2024-213 | 02 NEBRASKA | G00ALL 29SP | 631138 LAKEFLD3 345 635368 OBRIEN 3 345 1 | P12:345.0:UMZ:# N-1 #:: LINE RAUN 3-SIOUXCY3-1 :EHV: | 0.08143 | Yes
GEN-2024-213 | 02 NEBRASKA | G00ALL 29SP | 635399 CHEROKEE 3 345 635400 HIGHLAND 3 345 1 | P12:345.0:UMZ:# N-1 #:: LINE RAUN 3-SIOUXCY3-1 :EHV: | 0.08211 | Yes
GEN-2024-213 | 02 NEBRASKA | G00ALL 29SP | 635223 PLYMOUTH 5 161 652566 SIOUXCY5 161 1 | P12:345.0:UMZ:# N-1 #:: LINE RAUN 3-SIOUXCY3-1 :EHV: | 0.09138 | Yes
GEN-2024-213 | 02 NEBRASKA | G00ALL 29SP | 635200 RAUN 3 345 635398 REMSEN 3 345 1 | P12:345.0:UMZ:# N-1 #:: LINE RAUN 3-SIOUXCY3-1 :EHV: | 0.08211 | Yes
GEN-2024-213 | 02 NEBRASKA | G00ALL 29SP | 635398 REMSEN 3 345 635399 CHEROKEE 3 345 1 | P12:345.0:UMZ:# N-1 #:: LINE RAUN 3-SIOUXCY3-1 :EHV: | 0.08211 | Yes
GEN-2024-213 | 02 NEBRASKA | G00ALL 29SP | 635200 RAUN 3 345 640226 HOSKINS3 345 1 | P12:345.0:UMZ:# N-1 #:: LINE RAUN 3-SIOUXCY3-1 :EHV: | 0.06961 | Yes
GEN-2024-213 | 02 NEBRASKA | G00ALL 29SP | 635368 OBRIEN 3 345 635400 HIGHLAND 3 345 1 | P12:345.0:UMZ:# N-1 #:: LINE SIOUXCY3-SIOUXCY-LNX3-Z :EHV: | 0.0719 | Yes
GEN-2024-213 | 02 NEBRASKA | G00ALL 29SP | 631138 LAKEFLD3 345 635368 OBRIEN 3 345 1 | P12:345.0:UMZ:# N-1 #:: LINE SIOUXCY3-SIOUXCY-LNX3-Z :EHV: | 0.07878 | Yes
GEN-2024-213 | 02 NEBRASKA | G00ALL 29SP | 635399 CHEROKEE 3 345 635400 HIGHLAND 3 345 1 | P12:345.0:UMZ:# N-1 #:: LINE SIOUXCY3-SIOUXCY-LNX3-Z :EHV: | 0.0719 | Yes
GEN-2024-213 | 02 NEBRASKA | G00ALL 29SP | 635200 RAUN 3 345 635398 REMSEN 3 345 1 | P12:345.0:UMZ:# N-1 #:: LINE SIOUXCY3-SIOUXCY-LNX3-Z :EHV: | 0.0719 | Yes
GEN-2024-213 | 02 NEBRASKA | G00ALL 29SP | 635398 REMSEN 3 345 635399 CHEROKEE 3 345 1 | P12:345.0:UMZ:# N-1 #:: LINE SIOUXCY3-SIOUXCY-LNX3-Z :EHV: | 0.0719 | Yes
GEN-2024-213 | 02 NEBRASKA | G00ALL 29SP | 601034 NOBLES 3 345 631138 LAKEFLD3 345 1 | P12:345.0:UMZ:# N-1 #:: LINE SIOUXCY3-SIOUXCY-LNX3-Z :EHV: | 0.05335 | Yes
GEN-2024-213 | 02 NEBRASKA | G00ALL 29SP | 635368 OBRIEN 3 345 635400 HIGHLAND 3 345 1 | P12:345.0:UMZ:# N-1 #:: LINE SPLT RK3-SIOUXCY-LNX3-1 :EHV: | 0.0719 | Yes
GEN-2024-213 | 02 NEBRASKA | G00ALL 29SP | 631138 LAKEFLD3 345 635368 OBRIEN 3 345 1 | P12:345.0:UMZ:# N-1 #:: LINE SPLT RK3-SIOUXCY-LNX3-1 :EHV: | 0.07878 | Yes
GEN-2024-213 | 02 NEBRASKA | G00ALL 29SP | 635399 CHEROKEE 3 345 635400 HIGHLAND 3 345 1 | P12:345.0:UMZ:# N-1 #:: LINE SPLT RK3-SIOUXCY-LNX3-1 :EHV: | 0.0719 | Yes
GEN-2024-213 | 02 NEBRASKA | G00ALL 29SP | 635200 RAUN 3 345 635398 REMSEN 3 345 1 | P12:345.0:UMZ:# N-1 #:: LINE SPLT RK3-SIOUXCY-LNX3-1 :EHV: | 0.0719 | Yes
GEN-2024-213 | 02 NEBRASKA | G00ALL 29SP | 635398 REMSEN 3 345 635399 CHEROKEE 3 345 1 | P12:345.0:UMZ:# N-1 #:: LINE SPLT RK3-SIOUXCY-LNX3-1 :EHV: | 0.0719 | Yes
GEN-2024-213 | 02 NEBRASKA | G00ALL 29SP | 601034 NOBLES 3 345 631138 LAKEFLD3 345 1 | P12:345.0:UMZ:# N-1 #:: LINE SPLT RK3-SIOUXCY-LNX3-1 :EHV: | 0.05335 | Yes
GEN-2024-213 | 02 NEBRASKA | G00ALL 29SP | 620417 BSSOUTH3 345 620480 DEUEL CO 3 345 1 | P12:345.0:UMZ:# N-1 #:: LINE WATERTN3-WATERTN-LNX3-Z :EHV: | 0.05235 | Yes
GEN-2024-213 | 02 NEBRASKA | G00ALL 29SP | 620480 DEUEL CO 3 345 620483 ASTORIA 3 345 1 | P12:345.0:UMZ:# N-1 #:: LINE WATERTN3-WATERTN-LNX3-Z :EHV: | 0.05235 | Yes
GEN-2024-213 | 02 NEBRASKA | G00ALL 29SP | 620417 BSSOUTH3 345 620480 DEUEL CO 3 345 1 | P12:345.0:UMZ:# N-1 #:: LINE WHITE 3-WATERTN-LNX3-1 :EHV: | 0.05235 | Yes
GEN-2024-213 | 02 NEBRASKA | G00ALL 29SP | 620480 DEUEL CO 3 345 620483 ASTORIA 3 345 1 | P12:345.0:UMZ:# N-1 #:: LINE WHITE 3-WATERTN-LNX3-1 :EHV: | 0.05235 | Yes
GEN-2024-213 | 02 NEBRASKA | G00ALL 29SP | 631138 LAKEFLD3 345 635368 OBRIEN 3 345 1 | P12:345:ITCM-MEC:LEDYARD:KOSSUTH:1 | 0.07723 | Yes
GEN-2024-213 | 02 NEBRASKA | G00ALL 29SP | 635568 S HILLS 3 345 635630 BOONEVILLE 3 345 1 | P12:345:MEC:ARBOR HILL:FALLOW AVE:1 | 0.06122 | Yes
GEN-2024-213 | 02 NEBRASKA | G00ALL 29SP | 635570 ORIENT 3 345 635635 MADISON3 345 1 | P12:345:MEC:ARBOR HILL:FALLOW AVE:1 | 0.05175 | Yes
GEN-2024-213 | 02 NEBRASKA | G00ALL 29SP | 635568 S HILLS 3 345 635570 ORIENT 3 345 1 | P12:345:MEC:ARBOR HILL:FALLOW AVE:1 | 0.06122 | Yes
GEN-2024-213 | 02 NEBRASKA | G00ALL 29SP | 635100 ROLL HILLS 3 345 635570 ORIENT 3 345 1 | P12:345:MEC:ARBOR HILL:FALLOW AVE:1 | 0.07771 | Yes
GEN-2024-213 | 02 NEBRASKA | G00ALL 29SP | 635013 PONY CRK 3 345 635100 ROLL HILLS 3 345 1 | P12:345:MEC:ARBOR HILL:FALLOW AVE:1 | 0.07771 | Yes
GEN-2024-213 | 02 NEBRASKA | G00ALL 29SP | 635200 RAUN 3 345 762779 G18-043 TAP 345 1 | P12:345:MEC:ARBOR HILL:FALLOW AVE:1 | 0.13796 | Yes
GEN-2024-213 | 02 NEBRASKA | G00ALL 29SP | 635622 RCCN TRL 3 345 635630 BOONEVILLE 3 345 1 | P12:345:MEC:ARBOR HILL:FALLOW AVE:1 | 0.06627 | Yes
GEN-2024-213 | 02 NEBRASKA | G00ALL 29SP | 635600 GRIMES 3 345 636003 BEAVER CRK 3 345 1 | P12:345:MEC:ARBOR HILL:FALLOW AVE:1 | 0.05009 | Yes
GEN-2024-213 | 02 NEBRASKA | G00ALL 29SP | 635200 RAUN 3 345 645552 S3452 REACT3 345 1 | P12:345:MEC:ARBOR HILL:FALLOW AVE:1 | 0.14217 | Yes
GEN-2024-213 | 02 NEBRASKA | G00ALL 29SP | 635600 GRIMES 3 345 635622 RCCN TRL 3 345 2 | P12:345:MEC:BONDURANT:GDMEC:1 | 0.05424 | Yes
GEN-2024-213 | 02 NEBRASKA | G00ALL 29SP | 635600 GRIMES 3 345 635622 RCCN TRL 3 345 1 | P12:345:MEC:BONDURANT:GDMEC:1 | 0.05411 | Yes
GEN-2024-213 | 02 NEBRASKA | G00ALL 29SP | 635568 S HILLS 3 345 635630 BOONEVILLE 3 345 1 | P12:345:MEC:CBLUFFS:OVERLAND:1 | 0.05134 | Yes
GEN-2024-213 | 02 NEBRASKA | G00ALL 29SP | 635568 S HILLS 3 345 635570 ORIENT 3 345 1 | P12:345:MEC:CBLUFFS:OVERLAND:1 | 0.05134 | Yes
GEN-2024-213 | 02 NEBRASKA | G00ALL 29SP | 635000 CBLUFFS3 345 635016 SOUTHLAND 3 345 1 | P12:345:MEC:CBLUFFS:PONY CRK:1 | 0.05706 | Yes
GEN-2024-213 | 02 NEBRASKA | G00ALL 29SP | 635000 CBLUFFS3 345 635013 PONY CRK 3 345 1 | P12:345:MEC:CBLUFFS:SOUTHLAND:1 | 0.05733 | Yes
GEN-2024-213 | 02 NEBRASKA | G00ALL 29SP | 635200 RAUN 3 345 652564 SIOUXCY3 345 1 | P12:345:MEC:CHEROKEE:HIGHLAND:1 | 0.16703 | Yes
GEN-2024-213 | 02 NEBRASKA | G00ALL 29SP | 601006 SPLT RK3 345 652864 SIOUXCY-LNX3 345 1 | P12:345:MEC:CHEROKEE:HIGHLAND:1 | 0.07765 | Yes
GEN-2024-213 | 02 NEBRASKA | G00ALL 29SP | 636000 WEBSTER3 345 636010 LEHIGH 3 345 1 | P12:345:MEC:CHEROKEE:HIGHLAND:1 | 0.08358 | Yes
GEN-2024-213 | 02 NEBRASKA | G00ALL 29SP | 635368 OBRIEN 3 345 635400 HIGHLAND 3 345 1 | P12:345:MEC:GARD AVE:LEHIGH:1REACTOR:EHV: | 0.05971 | Yes
GEN-2024-213 | 02 NEBRASKA | G00ALL 29SP | 635399 CHEROKEE 3 345 635400 HIGHLAND 3 345 1 | P12:345:MEC:GARD AVE:LEHIGH:1REACTOR:EHV: | 0.05971 | Yes
GEN-2024-213 | 02 NEBRASKA | G00ALL 29SP | 635200 RAUN 3 345 635398 REMSEN 3 345 1 | P12:345:MEC:GARD AVE:LEHIGH:1REACTOR:EHV: | 0.05971 | Yes
GEN-2024-213 | 02 NEBRASKA | G00ALL 29SP | 635398 REMSEN 3 345 635399 CHEROKEE 3 345 1 | P12:345:MEC:GARD AVE:LEHIGH:1REACTOR:EHV: | 0.05971 | Yes
GEN-2024-213 | 02 NEBRASKA | G00ALL 29SP | 635600 GRIMES 3 345 635622 RCCN TRL 3 345 2 | P12:345:MEC:GRIMES:RCCN TRL:1 | 0.0873 | Yes
GEN-2024-213 | 02 NEBRASKA | G00ALL 29SP | 635600 GRIMES 3 345 635622 RCCN TRL 3 345 1 | P12:345:MEC:GRIMES:RCCN TRL:2 | 0.08726 | Yes
GEN-2024-213 | 02 NEBRASKA | G00ALL 29SP | 635622 RCCN TRL 3 345 635630 BOONEVILLE 3 345 1 | P12:345:MEC:MADISON:NORWALK:1 | 0.05735 | Yes
GEN-2024-213 | 02 NEBRASKA | G00ALL 29SP | 635600 GRIMES 3 345 635622 RCCN TRL 3 345 2 | P12:345:MEC:MADISON:NORWALK:1 | 0.05936 | Yes
GEN-2024-213 | 02 NEBRASKA | G00ALL 29SP | 635600 GRIMES 3 345 635622 RCCN TRL 3 345 1 | P12:345:MEC:MADISON:NORWALK:1 | 0.05921 | Yes
GEN-2024-213 | 02 NEBRASKA | G00ALL 29SP | 635100 ROLL HILLS 3 345 635570 ORIENT 3 345 1 | P12:345:MEC:NORTHBORO:ATCHISON:1REACTOR:EHV: | 0.06781 | Yes
GEN-2024-213 | 02 NEBRASKA | G00ALL 29SP | 635013 PONY CRK 3 345 635100 ROLL HILLS 3 345 1 | P12:345:MEC:NORTHBORO:ATCHISON:1REACTOR:EHV: | 0.06781 | Yes
GEN-2024-213 | 02 NEBRASKA | G00ALL 29SP | 635000 CBLUFFS3 345 645456 S3456 3 345 1 | P12:345:MEC:NORTHBORO:ATCHISON:1REACTOR:EHV: | 0.14424 | Yes
GEN-2024-213 | 02 NEBRASKA | G00ALL 29SP | 635200 RAUN 3 345 652564 SIOUXCY3 345 1 | P12:345:MEC:OBRIEN:HIGHLAND:1REACTOR:EHV: | 0.16703 | Yes
GEN-2024-213 | 02 NEBRASKA | G00ALL 29SP | 601006 SPLT RK3 345 652864 SIOUXCY-LNX3 345 1 | P12:345:MEC:OBRIEN:HIGHLAND:1REACTOR:EHV: | 0.07765 | Yes
GEN-2024-213 | 02 NEBRASKA | G00ALL 29SP | 636000 WEBSTER3 345 636010 LEHIGH 3 345 1 | P12:345:MEC:OBRIEN:HIGHLAND:1REACTOR:EHV: | 0.08358 | Yes
GEN-2024-213 | 02 NEBRASKA | G00ALL 29SP | 635200 RAUN 3 345 640226 HOSKINS3 345 1 | P12:345:MEC:OBRIEN:HIGHLAND:1REACTOR:EHV: | 0.05092 | Yes
GEN-2024-213 | 02 NEBRASKA | G00ALL 29SP | 635568 S HILLS 3 345 635630 BOONEVILLE 3 345 1 | P12:345:MEC:ORIENT:MADISON:1 | 0.07139 | Yes
GEN-2024-213 | 02 NEBRASKA | G00ALL 29SP | 635568 S HILLS 3 345 635570 ORIENT 3 345 1 | P12:345:MEC:ORIENT:MADISON:1 | 0.07139 | Yes
GEN-2024-213 | 02 NEBRASKA | G00ALL 29SP | 635100 ROLL HILLS 3 345 635570 ORIENT 3 345 1 | P12:345:MEC:ORIENT:NORTHBORO:1 | 0.06781 | Yes
GEN-2024-213 | 02 NEBRASKA | G00ALL 29SP | 635013 PONY CRK 3 345 635100 ROLL HILLS 3 345 1 | P12:345:MEC:ORIENT:NORTHBORO:1 | 0.06781 | Yes
GEN-2024-213 | 02 NEBRASKA | G00ALL 29SP | 635580 ARBOR HILL 3 345 635623 BADGER CRK 3 345 1 | P12:345:MEC:ORIENT:NORTHBORO:1 | 0.06461 | Yes
GEN-2024-213 | 02 NEBRASKA | G00ALL 29SP | 635000 CBLUFFS3 345 635014 OVERLAND 3 345 1 | P12:345:MEC:ORIENT:NORTHBORO:1 | 0.06778 | Yes
GEN-2024-213 | 02 NEBRASKA | G00ALL 29SP | 635000 CBLUFFS3 345 645456 S3456 3 345 1 | P12:345:MEC:ORIENT:NORTHBORO:1 | 0.14424 | Yes
GEN-2024-213 | 02 NEBRASKA | G00ALL 29SP | 635580 ARBOR HILL 3 345 635590 FALLOW AVE 3 345 1 | P12:345:MEC:ORIENT:NORTHBORO:1 | 0.06461 | Yes
GEN-2024-213 | 02 NEBRASKA | G00ALL 29SP | 635014 OVERLAND 3 345 635590 FALLOW AVE 3 345 1 | P12:345:MEC:ORIENT:NORTHBORO:1 | 0.06461 | Yes
GEN-2024-213 | 02 NEBRASKA | G00ALL 29SP | 635568 S HILLS 3 345 635630 BOONEVILLE 3 345 1 | P12:345:MEC:OVERLAND:FALLOW AVE:1 | 0.06122 | Yes
GEN-2024-213 | 02 NEBRASKA | G00ALL 29SP | 635568 S HILLS 3 345 635570 ORIENT 3 345 1 | P12:345:MEC:OVERLAND:FALLOW AVE:1 | 0.06122 | Yes
GEN-2024-213 | 02 NEBRASKA | G00ALL 29SP | 635622 RCCN TRL 3 345 635630 BOONEVILLE 3 345 1 | P12:345:MEC:OVERLAND:FALLOW AVE:1 | 0.06627 | Yes
GEN-2024-213 | 02 NEBRASKA | G00ALL 29SP | 631138 LAKEFLD3 345 635368 OBRIEN 3 345 1 | P12:345:MEC:PALO ALTO:KOSSUTH:1REACTOR:EHV: | 0.05987 | Yes
GEN-2024-213 | 02 NEBRASKA | G00ALL 29SP | 636000 WEBSTER3 345 636010 LEHIGH 3 345 1 | P12:345:MEC:PALO ALTO:KOSSUTH:1REACTOR:EHV: | 0.06688 | Yes
GEN-2024-213 | 02 NEBRASKA | G00ALL 29SP | 635000 CBLUFFS3 345 635014 OVERLAND 3 345 1 | P12:345:MEC:PONY CRK:ROLL HILLS:1 | 0.08349 | Yes
GEN-2024-213 | 02 NEBRASKA | G00ALL 29SP | 635635 MADISON3 345 635640 NORWALK 3 345 1 | P12:345:MEC:RCCN TRL:BOONEVILLE:1 | 0.05141 | Yes
GEN-2024-213 | 02 NEBRASKA | G00ALL 29SP | 635000 CBLUFFS3 345 635014 OVERLAND 3 345 1 | P12:345:MEC:ROLL HILLS:ORIENT:1 | 0.08349 | Yes
GEN-2024-213 | 02 NEBRASKA | G00ALL 29SP | 635580 ARBOR HILL 3 345 635623 BADGER CRK 3 345 1 | P12:345:MEC:ROLL HILLS:ORIENT:1 | 0.07715 | Yes
GEN-2024-213 | 02 NEBRASKA | G00ALL 29SP | 635580 ARBOR HILL 3 345 635590 FALLOW AVE 3 345 1 | P12:345:MEC:ROLL HILLS:ORIENT:1 | 0.07715 | Yes
GEN-2024-213 | 02 NEBRASKA | G00ALL 29SP | 635014 OVERLAND 3 345 635590 FALLOW AVE 3 345 1 | P12:345:MEC:ROLL HILLS:ORIENT:1 | 0.07715 | Yes
GEN-2024-213 | 02 NEBRASKA | G00ALL 29SP | 635570 ORIENT 3 345 635635 MADISON3 345 1 | P12:345:MEC:S HILLS:BOONEVILLE:1 | 0.06797 | Yes
GEN-2024-213 | 02 NEBRASKA | G00ALL 29SP | 635000 CBLUFFS3 345 635014 OVERLAND 3 345 1 | P12:345:MEC:S HILLS:BOONEVILLE:1 | 0.07075 | Yes
GEN-2024-213 | 02 NEBRASKA | G00ALL 29SP | 635580 ARBOR HILL 3 345 635623 BADGER CRK 3 345 1 | P12:345:MEC:S HILLS:BOONEVILLE:1 | 0.06669 | Yes
GEN-2024-213 | 02 NEBRASKA | G00ALL 29SP | 635580 ARBOR HILL 3 345 635590 FALLOW AVE 3 345 1 | P12:345:MEC:S HILLS:BOONEVILLE:1 | 0.06669 | Yes
GEN-2024-213 | 02 NEBRASKA | G00ALL 29SP | 635014 OVERLAND 3 345 635590 FALLOW AVE 3 345 1 | P12:345:MEC:S HILLS:BOONEVILLE:1 | 0.06669 | Yes
GEN-2024-213 | 02 NEBRASKA | G00ALL 29SP | 635570 ORIENT 3 345 635635 MADISON3 345 1 | P12:345:MEC:S HILLS:ORIENT:1 | 0.06797 | Yes
GEN-2024-213 | 02 NEBRASKA | G00ALL 29SP | 635000 CBLUFFS3 345 635014 OVERLAND 3 345 1 | P12:345:MEC:S HILLS:ORIENT:1 | 0.07075 | Yes
GEN-2024-213 | 02 NEBRASKA | G00ALL 29SP | 635368 OBRIEN 3 345 635400 HIGHLAND 3 345 1 | P12:345:MEC:WEBSTER:LEHIGH:1 | 0.07213 | Yes
GEN-2024-213 | 02 NEBRASKA | G00ALL 29SP | 635399 CHEROKEE 3 345 635400 HIGHLAND 3 345 1 | P12:345:MEC:WEBSTER:LEHIGH:1 | 0.07213 | Yes
GEN-2024-213 | 02 NEBRASKA | G00ALL 29SP | 635200 RAUN 3 345 635398 REMSEN 3 345 1 | P12:345:MEC:WEBSTER:LEHIGH:1 | 0.07213 | Yes
GEN-2024-213 | 02 NEBRASKA | G00ALL 29SP | 635398 REMSEN 3 345 635399 CHEROKEE 3 345 1 | P12:345:MEC:WEBSTER:LEHIGH:1 | 0.07213 | Yes
GEN-2024-213 | 02 NEBRASKA | G00ALL 29SP | 635200 RAUN 3 345 652564 SIOUXCY3 345 1 | P12:345:MEC-ITCM:OBRIEN:LAKEFIELD:1REACTOR:EHV: | 0.16006 | Yes
GEN-2024-213 | 02 NEBRASKA | G00ALL 29SP | 601006 SPLT RK3 345 652864 SIOUXCY-LNX3 345 1 | P12:345:MEC-ITCM:OBRIEN:LAKEFIELD:1REACTOR:EHV: | 0.07689 | Yes
GEN-2024-213 | 02 NEBRASKA | G00ALL 29SP | 631193 HUNTLEY3 345 631197 LEDYARD3 345 1 | P12:345:MEC-ITCM:OBRIEN:LAKEFIELD:1REACTOR:EHV: | 0.08261 | Yes
GEN-2024-213 | 02 NEBRASKA | G00ALL 29SP | 631197 LEDYARD3 345 635369 KOSSUTH 3 345 1 | P12:345:MEC-ITCM:OBRIEN:LAKEFIELD:1REACTOR:EHV: | 0.06418 | Yes
GEN-2024-213 | 02 NEBRASKA | G00ALL 29SP | 635100 ROLL HILLS 3 345 635570 ORIENT 3 345 1 | P12:345:MEC-NPPD:ATCHISON:COOPER:1 | 0.06781 | Yes
GEN-2024-213 | 02 NEBRASKA | G00ALL 29SP | 635013 PONY CRK 3 345 635100 ROLL HILLS 3 345 1 | P12:345:MEC-NPPD:ATCHISON:COOPER:1 | 0.06781 | Yes
GEN-2024-213 | 02 NEBRASKA | G00ALL 29SP | 635000 CBLUFFS3 345 645456 S3456 3 345 1 | P12:345:MEC-NPPD:ATCHISON:COOPER:1 | 0.14424 | Yes
GEN-2024-213 | 02 NEBRASKA | G00ALL 29SP | 635221 KELLOGG5 161 635226 LEEDS 5 161 1 | P12:345:MEC-WAPA:RAUN:SIOUXCY:1 | 0.05491 | Yes
GEN-2024-213 | 02 NEBRASKA | G00ALL 29SP | 635223 PLYMOUTH 5 161 635226 LEEDS 5 161 1 | P12:345:MEC-WAPA:RAUN:SIOUXCY:1 | 0.05491 | Yes
GEN-2024-213 | 02 NEBRASKA | G00ALL 29SP | 635368 OBRIEN 3 345 635400 HIGHLAND 3 345 1 | P12:345:MEC-WAPA:RAUN:SIOUXCY:1 | 0.08211 | Yes
GEN-2024-213 | 02 NEBRASKA | G00ALL 29SP | 631138 LAKEFLD3 345 635368 OBRIEN 3 345 1 | P12:345:MEC-WAPA:RAUN:SIOUXCY:1 | 0.08143 | Yes
GEN-2024-213 | 02 NEBRASKA | G00ALL 29SP | 635399 CHEROKEE 3 345 635400 HIGHLAND 3 345 1 | P12:345:MEC-WAPA:RAUN:SIOUXCY:1 | 0.08211 | Yes
GEN-2024-213 | 02 NEBRASKA | G00ALL 29SP | 635223 PLYMOUTH 5 161 652566 SIOUXCY5 161 1 | P12:345:MEC-WAPA:RAUN:SIOUXCY:1 | 0.09138 | Yes
GEN-2024-213 | 02 NEBRASKA | G00ALL 29SP | 635200 RAUN 3 345 635398 REMSEN 3 345 1 | P12:345:MEC-WAPA:RAUN:SIOUXCY:1 | 0.08211 | Yes
GEN-2024-213 | 02 NEBRASKA | G00ALL 29SP | 635398 REMSEN 3 345 635399 CHEROKEE 3 345 1 | P12:345:MEC-WAPA:RAUN:SIOUXCY:1 | 0.08211 | Yes
GEN-2024-213 | 02 NEBRASKA | G00ALL 29SP | 635200 RAUN 3 345 640226 HOSKINS3 345 1 | P12:345:MEC-WAPA:RAUN:SIOUXCY:1 | 0.06961 | Yes
GEN-2024-213 | 02 NEBRASKA | G00ALL 29SP | 635200 RAUN 3 345 762779 G18-043 TAP 345 1 | P12:345:NPPD:L3521::NW68&HOLDREGE.COLUMBUSEAST.CKT1:: | 0.14213 | Yes
GEN-2024-213 | 02 NEBRASKA | G00ALL 29SP | 635200 RAUN 3 345 640226 HOSKINS3 345 1 | P12:345:NPPD:L3521::NW68&HOLDREGE.COLUMBUSEAST.CKT1:: | 0.0673 | Yes
GEN-2024-213 | 02 NEBRASKA | G00ALL 29SP | 635200 RAUN 3 345 645552 S3452 REACT3 345 1 | P12:345:NPPD:L3521::NW68&HOLDREGE.COLUMBUSEAST.CKT1:: | 0.1466 | Yes
GEN-2024-213 | 02 NEBRASKA | G00ALL 29SP | 635200 RAUN 3 345 640226 HOSKINS3 345 1 | P12:345:NPPD:LN006::COLUM.E.SHELCRK.CKT1:: | 0.05993 | Yes
GEN-2024-213 | 02 NEBRASKA | G00ALL 29SP | 635000 CBLUFFS3 345 645456 S3456 3 345 1 | P12:345:OPPD:S3456-S3459:::EHV: | 0.14926 | Yes
GEN-2024-213 | 02 NEBRASKA | G00ALL 29SP | 601048 LYON CO 3 345 631138 LAKEFLD3 345 1 | P12:345:XEL:HELENA3:SHEASLK3:1 | 0.05803 | Yes
GEN-2024-213 | 02 NEBRASKA | G00ALL 29SP | 601048 LYON CO 3 345 631138 LAKEFLD3 345 1 | P12:345:XEL:SPS HNA-SSL | 0.05803 | Yes
GEN-2024-213 | 02 NEBRASKA | G00ALL 29SP | 601048 LYON CO 3 345 631138 LAKEFLD3 345 1 | P12:345:XEL:WILMART3:CRANDAL3:1 | 0.05266 | Yes
GEN-2024-213 | 02 NEBRASKA | G00ALL 29SP | 601048 LYON CO 3 345 631138 LAKEFLD3 345 1 | P12:345:XEL:WILMART3:SHEASLK3:1 | 0.05793 | Yes
GEN-2024-213 | 02 NEBRASKA | G00ALL 29SP | 635368 OBRIEN 3 345 635400 HIGHLAND 3 345 1 | P12:345:XEL-WAPA:SPLTRK3:SIOUXCY-LNX3:1 | 0.0719 | Yes
GEN-2024-213 | 02 NEBRASKA | G00ALL 29SP | 631138 LAKEFLD3 345 635368 OBRIEN 3 345 1 | P12:345:XEL-WAPA:SPLTRK3:SIOUXCY-LNX3:1 | 0.07878 | Yes
GEN-2024-213 | 02 NEBRASKA | G00ALL 29SP | 635399 CHEROKEE 3 345 635400 HIGHLAND 3 345 1 | P12:345:XEL-WAPA:SPLTRK3:SIOUXCY-LNX3:1 | 0.0719 | Yes
GEN-2024-213 | 02 NEBRASKA | G00ALL 29SP | 635200 RAUN 3 345 635398 REMSEN 3 345 1 | P12:345:XEL-WAPA:SPLTRK3:SIOUXCY-LNX3:1 | 0.0719 | Yes
GEN-2024-213 | 02 NEBRASKA | G00ALL 29SP | 635398 REMSEN 3 345 635399 CHEROKEE 3 345 1 | P12:345:XEL-WAPA:SPLTRK3:SIOUXCY-LNX3:1 | 0.0719 | Yes
GEN-2024-213 | 02 NEBRASKA | G00ALL 29SP | 601034 NOBLES 3 345 631138 LAKEFLD3 345 1 | P12:345:XEL-WAPA:SPLTRK3:SIOUXCY-LNX3:1 | 0.05335 | Yes
GEN-2024-213 | 02 NEBRASKA | G00ALL 29SP | 635000 CBLUFFS3 345 645456 S3456 3 345 1 | P13:161-345:OPPD:S3456 T4:::HV: | 0.13777 | Yes
GEN-2024-213 | 02 NEBRASKA | G00ALL 29SP | 601048 LYON CO 3 345 631138 LAKEFLD3 345 1 | P13:230-24:OTP:BIGSTON4:BIGSTN1G:1 | 0.0516 | Yes
GEN-2024-213 | 02 NEBRASKA | G00ALL 29SP | 631193 HUNTLEY3 345 631197 LEDYARD3 345 1 | P13:345:XEL:MNTCE31G:MNTCELO3:1 | 0.05716 | Yes
GEN-2024-213 | 02 NEBRASKA | G00ALL 29SP | 631193 HUNTLEY3 345 631197 LEDYARD3 345 1 | P13:345:XEL:PRIS31G:PRISLD3:1 | 0.05716 | Yes
GEN-2024-213 | 02 NEBRASKA | G00ALL 29SP | 631193 HUNTLEY3 345 631197 LEDYARD3 345 1 | P13:345:XEL:PRIS32G:PRISLD3:2 | 0.05716 | Yes
GEN-2024-213 | 02 NEBRASKA | G00ALL 29SP | 635000 CBLUFFS3 345 635014 OVERLAND 3 345 1 | P13:345-161:MEC:CBLUFFS:9T1 | 0.06613 | Yes
GEN-2024-213 | 02 NEBRASKA | G00ALL 29SP | 635622 RCCN TRL 3 345 635630 BOONEVILLE 3 345 1 | P13:345-161:MEC:NORWALK:9T1:MULTI | 0.05815 | Yes
GEN-2024-213 | 02 NEBRASKA | G00ALL 29SP | 635600 GRIMES 3 345 635622 RCCN TRL 3 345 2 | P13:345-161:MEC:NORWALK:9T1:MULTI | 0.05979 | Yes
GEN-2024-213 | 02 NEBRASKA | G00ALL 29SP | 635600 GRIMES 3 345 635622 RCCN TRL 3 345 1 | P13:345-161:MEC:NORWALK:9T1:MULTI | 0.05964 | Yes
GEN-2024-213 | 02 NEBRASKA | G00ALL 29SP | 601006 SPLT RK3 345 652864 SIOUXCY-LNX3 345 1 | P13:345-230.0:UMZ:# N-1 #:: 3WND SIOUXCY3-SIOUXCY2-SIOUXC29-1 652_ SC2 KU1B_:EHV: | 0.08609 | Yes
GEN-2024-213 | 02 NEBRASKA | G00ALL 29SP | 602004 SPLT RK4 230 652523 SIOUXFL4 230 1 | P13:345-230.0:UMZ:# N-1 #:: 3WND SIOUXCY3-SIOUXCY2-SIOUXC29-1 652_ SC2 KU1B_:EHV: | 0.05284 | Yes
GEN-2024-213 | 02 NEBRASKA | G00ALL 29SP | 603016 SPLT RK7 115 996521 SPLT RK4 115 7 | P13:345-230.0:UMZ:# N-1 #:: 3WND SIOUXCY3-SIOUXCY2-SIOUXC29-1 652_ SC2 KU1B_:EHV: | 0.05284 | Yes
GEN-2024-213 | 02 NEBRASKA | G00ALL 29SP | 602004 SPLT RK4 230 996521 SPLT RK4 115 7 | P13:345-230.0:UMZ:# N-1 #:: 3WND SIOUXCY3-SIOUXCY2-SIOUXC29-1 652_ SC2 KU1B_:EHV: | 0.05284 | Yes
GEN-2024-213 | 02 NEBRASKA | G00ALL 29SP | 635200 RAUN 3 345 640226 HOSKINS3 345 1 | P13:345-230.0:UMZ:# N-1 #:: 3WND SIOUXCY3-SIOUXCY2-SIOUXC29-1 652_ SC2 KU1B_:EHV: | 0.05559 | Yes
GEN-2024-213 | 02 NEBRASKA | G00ALL 29SP | 635200 RAUN 3 345 652564 SIOUXCY3 345 1 | P14:345:ITCM-MEC:LAKEFLD-OBRIEN 50MVAR:MN-SS | 0.16006 | Yes
GEN-2024-213 | 02 NEBRASKA | G00ALL 29SP | 601006 SPLT RK3 345 652864 SIOUXCY-LNX3 345 1 | P14:345:ITCM-MEC:LAKEFLD-OBRIEN 50MVAR:MN-SS | 0.07689 | Yes
GEN-2024-213 | 02 NEBRASKA | G00ALL 29SP | 631193 HUNTLEY3 345 631197 LEDYARD3 345 1 | P14:345:ITCM-MEC:LAKEFLD-OBRIEN 50MVAR:MN-SS | 0.08261 | Yes
GEN-2024-213 | 02 NEBRASKA | G00ALL 29SP | 631197 LEDYARD3 345 635369 KOSSUTH 3 345 1 | P14:345:ITCM-MEC:LAKEFLD-OBRIEN 50MVAR:MN-SS | 0.06418 | Yes
GEN-2024-213 | 02 NEBRASKA | G00ALL 29SP | 620417 BSSOUTH3 345 620480 DEUEL CO 3 345 1 | P21:345:UMZW:# 326 #:: WT2 IN SD. OPENING OF A LINE SECTION W/O A FAULT (WT2-WT2LNX3 LINE REACTOR):EHV: | 0.05235 | Yes
GEN-2024-213 | 02 NEBRASKA | G00ALL 29SP | 620480 DEUEL CO 3 345 620483 ASTORIA 3 345 1 | P21:345:UMZW:# 326 #:: WT2 IN SD. OPENING OF A LINE SECTION W/O A FAULT (WT2-WT2LNX3 LINE REACTOR):EHV: | 0.05235 | Yes
GEN-2024-213 | 02 NEBRASKA | G00ALL 29SP | 631138 LAKEFLD3 345 635368 OBRIEN 3 345 1 | P23:345:ITCM:HUNTLEY3 3659:IA-MVP::EHV: | 0.08291 | Yes
GEN-2024-213 | 02 NEBRASKA | G00ALL 29SP | 635200 RAUN 3 345 652564 SIOUXCY3 345 1 | P23:345:ITCM:LAKEFLD 885:MN::EHV: | 0.16041 | Yes
GEN-2024-213 | 02 NEBRASKA | G00ALL 29SP | 601006 SPLT RK3 345 652864 SIOUXCY-LNX3 345 1 | P23:345:ITCM:LAKEFLD 885:MN::EHV: | 0.0773 | Yes
GEN-2024-213 | 02 NEBRASKA | G00ALL 29SP | 631193 HUNTLEY3 345 631197 LEDYARD3 345 1 | P23:345:ITCM:LAKEFLD 885:MN::EHV: | 0.08248 | Yes
GEN-2024-213 | 02 NEBRASKA | G00ALL 29SP | 631197 LEDYARD3 345 635369 KOSSUTH 3 345 1 | P23:345:ITCM:LAKEFLD 885:MN::EHV: | 0.06401 | Yes
GEN-2024-213 | 02 NEBRASKA | G00ALL 29SP | 631138 LAKEFLD3 345 635368 OBRIEN 3 345 1 | P23:345:ITCM:LEDYARD3 5074:IA-MVP::EHV: | 0.0848 | Yes
GEN-2024-213 | 02 NEBRASKA | G00ALL 29SP | 631138 LAKEFLD3 345 635368 OBRIEN 3 345 1 | P23:345:ITCM:LEDYARD3 5075:IA-MVP::EHV: | 0.0848 | Yes
GEN-2024-213 | 02 NEBRASKA | G00ALL 29SP | 631138 LAKEFLD3 345 635368 OBRIEN 3 345 1 | P23:345:ITCM:LEDYARD3 5076:IA-MVP::EHV: | 0.07723 | Yes
GEN-2024-213 | 02 NEBRASKA | G00ALL 29SP | 635568 S HILLS 3 345 635630 BOONEVILLE 3 345 1 | P23:345:MEC:ARBOR HILL:901::EHV: | 0.06122 | Yes
GEN-2024-213 | 02 NEBRASKA | G00ALL 29SP | 635570 ORIENT 3 345 635635 MADISON3 345 1 | P23:345:MEC:ARBOR HILL:901::EHV: | 0.05175 | Yes
GEN-2024-213 | 02 NEBRASKA | G00ALL 29SP | 635568 S HILLS 3 345 635570 ORIENT 3 345 1 | P23:345:MEC:ARBOR HILL:901::EHV: | 0.06122 | Yes
GEN-2024-213 | 02 NEBRASKA | G00ALL 29SP | 635100 ROLL HILLS 3 345 635570 ORIENT 3 345 1 | P23:345:MEC:ARBOR HILL:901::EHV: | 0.07771 | Yes
GEN-2024-213 | 02 NEBRASKA | G00ALL 29SP | 635013 PONY CRK 3 345 635100 ROLL HILLS 3 345 1 | P23:345:MEC:ARBOR HILL:901::EHV: | 0.07771 | Yes
GEN-2024-213 | 02 NEBRASKA | G00ALL 29SP | 635622 RCCN TRL 3 345 635630 BOONEVILLE 3 345 1 | P23:345:MEC:ARBOR HILL:901::EHV: | 0.06627 | Yes
GEN-2024-213 | 02 NEBRASKA | G00ALL 29SP | 635600 GRIMES 3 345 636003 BEAVER CRK 3 345 1 | P23:345:MEC:ARBOR HILL:901::EHV: | 0.05009 | Yes
GEN-2024-213 | 02 NEBRASKA | G00ALL 29SP | 635200 RAUN 3 345 645552 S3452 REACT3 345 1 | P23:345:MEC:ARBOR HILL:901::EHV: | 0.14217 | Yes
GEN-2024-213 | 02 NEBRASKA | G00ALL 29SP | 636003 BEAVER CRK 3 345 636010 LEHIGH 3 345 1 | P23:345:MEC:ARBOR HILL:901::EHV: | 0.05009 | Yes
GEN-2024-213 | 02 NEBRASKA | G00ALL 29SP | 635568 S HILLS 3 345 635630 BOONEVILLE 3 345 1 | P23:345:MEC:ARBOR HILL:902::EHV: | 0.06122 | Yes
GEN-2024-213 | 02 NEBRASKA | G00ALL 29SP | 635570 ORIENT 3 345 635635 MADISON3 345 1 | P23:345:MEC:ARBOR HILL:902::EHV: | 0.05175 | Yes
GEN-2024-213 | 02 NEBRASKA | G00ALL 29SP | 635568 S HILLS 3 345 635570 ORIENT 3 345 1 | P23:345:MEC:ARBOR HILL:902::EHV: | 0.06122 | Yes
GEN-2024-213 | 02 NEBRASKA | G00ALL 29SP | 635100 ROLL HILLS 3 345 635570 ORIENT 3 345 1 | P23:345:MEC:ARBOR HILL:902::EHV: | 0.07771 | Yes
GEN-2024-213 | 02 NEBRASKA | G00ALL 29SP | 635013 PONY CRK 3 345 635100 ROLL HILLS 3 345 1 | P23:345:MEC:ARBOR HILL:902::EHV: | 0.07771 | Yes
GEN-2024-213 | 02 NEBRASKA | G00ALL 29SP | 635622 RCCN TRL 3 345 635630 BOONEVILLE 3 345 1 | P23:345:MEC:ARBOR HILL:902::EHV: | 0.06627 | Yes
GEN-2024-213 | 02 NEBRASKA | G00ALL 29SP | 635600 GRIMES 3 345 636003 BEAVER CRK 3 345 1 | P23:345:MEC:ARBOR HILL:902::EHV: | 0.05009 | Yes
GEN-2024-213 | 02 NEBRASKA | G00ALL 29SP | 635200 RAUN 3 345 645552 S3452 REACT3 345 1 | P23:345:MEC:ARBOR HILL:902::EHV: | 0.14217 | Yes
GEN-2024-213 | 02 NEBRASKA | G00ALL 29SP | 636003 BEAVER CRK 3 345 636010 LEHIGH 3 345 1 | P23:345:MEC:ARBOR HILL:902::EHV: | 0.05009 | Yes
GEN-2024-213 | 02 NEBRASKA | G00ALL 29SP | 635568 S HILLS 3 345 635630 BOONEVILLE 3 345 1 | P23:345:MEC:ARBOR HILL:903::EHV: | 0.06122 | Yes
GEN-2024-213 | 02 NEBRASKA | G00ALL 29SP | 635570 ORIENT 3 345 635635 MADISON3 345 1 | P23:345:MEC:ARBOR HILL:903::EHV: | 0.05175 | Yes
GEN-2024-213 | 02 NEBRASKA | G00ALL 29SP | 635568 S HILLS 3 345 635570 ORIENT 3 345 1 | P23:345:MEC:ARBOR HILL:903::EHV: | 0.06122 | Yes
GEN-2024-213 | 02 NEBRASKA | G00ALL 29SP | 635100 ROLL HILLS 3 345 635570 ORIENT 3 345 1 | P23:345:MEC:ARBOR HILL:903::EHV: | 0.07771 | Yes
GEN-2024-213 | 02 NEBRASKA | G00ALL 29SP | 635013 PONY CRK 3 345 635100 ROLL HILLS 3 345 1 | P23:345:MEC:ARBOR HILL:903::EHV: | 0.07771 | Yes
GEN-2024-213 | 02 NEBRASKA | G00ALL 29SP | 635622 RCCN TRL 3 345 635630 BOONEVILLE 3 345 1 | P23:345:MEC:ARBOR HILL:903::EHV: | 0.06627 | Yes
GEN-2024-213 | 02 NEBRASKA | G00ALL 29SP | 635200 RAUN 3 345 762779 G18-043 TAP 345 1 | P23:345:MEC:ARBOR HILL:903::EHV: | 0.13796 | Yes
GEN-2024-213 | 02 NEBRASKA | G00ALL 29SP | 635600 GRIMES 3 345 636003 BEAVER CRK 3 345 1 | P23:345:MEC:ARBOR HILL:903::EHV: | 0.05009 | Yes
GEN-2024-213 | 02 NEBRASKA | G00ALL 29SP | 635200 RAUN 3 345 645552 S3452 REACT3 345 1 | P23:345:MEC:ARBOR HILL:903::EHV: | 0.14217 | Yes
GEN-2024-213 | 02 NEBRASKA | G00ALL 29SP | 636003 BEAVER CRK 3 345 636010 LEHIGH 3 345 1 | P23:345:MEC:ARBOR HILL:903::EHV: | 0.05009 | Yes
GEN-2024-213 | 02 NEBRASKA | G00ALL 29SP | 635100 ROLL HILLS 3 345 635570 ORIENT 3 345 1 | P23:345:MEC:ATCHISON:902::EHV: | 0.06781 | Yes
GEN-2024-213 | 02 NEBRASKA | G00ALL 29SP | 635013 PONY CRK 3 345 635100 ROLL HILLS 3 345 1 | P23:345:MEC:ATCHISON:902::EHV: | 0.06781 | Yes
GEN-2024-213 | 02 NEBRASKA | G00ALL 29SP | 635000 CBLUFFS3 345 645456 S3456 3 345 1 | P23:345:MEC:ATCHISON:902::EHV: | 0.14424 | Yes
GEN-2024-213 | 02 NEBRASKA | G00ALL 29SP | 635570 ORIENT 3 345 635635 MADISON3 345 1 | P23:345:MEC:BOONEVILLE:902::EHV: | 0.06477 | Yes
GEN-2024-213 | 02 NEBRASKA | G00ALL 29SP | 635000 CBLUFFS3 345 635014 OVERLAND 3 345 1 | P23:345:MEC:BOONEVILLE:902::EHV: | 0.07295 | Yes
GEN-2024-213 | 02 NEBRASKA | G00ALL 29SP | 635580 ARBOR HILL 3 345 635623 BADGER CRK 3 345 1 | P23:345:MEC:BOONEVILLE:902::EHV: | 0.06906 | Yes
GEN-2024-213 | 02 NEBRASKA | G00ALL 29SP | 635580 ARBOR HILL 3 345 635590 FALLOW AVE 3 345 1 | P23:345:MEC:BOONEVILLE:902::EHV: | 0.06906 | Yes
GEN-2024-213 | 02 NEBRASKA | G00ALL 29SP | 635014 OVERLAND 3 345 635590 FALLOW AVE 3 345 1 | P23:345:MEC:BOONEVILLE:902::EHV: | 0.06906 | Yes
GEN-2024-213 | 02 NEBRASKA | G00ALL 29SP | 635000 CBLUFFS3 345 645456 S3456 3 345 1 | P23:345:MEC:CBEC:905::EHV: | 0.10749 | Yes
GEN-2024-213 | 02 NEBRASKA | G00ALL 29SP | 635000 CBLUFFS3 345 645456 S3456 3 345 1 | P23:345:MEC:CBEC:908::EHV: | 0.13206 | Yes
GEN-2024-213 | 02 NEBRASKA | G00ALL 29SP | 635000 CBLUFFS3 345 635016 SOUTHLAND 3 345 1 | P23:345:MEC:CBEC:908::EHV: | 0.05706 | Yes
GEN-2024-213 | 02 NEBRASKA | G00ALL 29SP | 635200 RAUN 3 345 652564 SIOUXCY3 345 1 | P23:345:MEC:CHEROKEE:901::EHV: | 0.16703 | Yes
GEN-2024-213 | 02 NEBRASKA | G00ALL 29SP | 636000 WEBSTER3 345 636010 LEHIGH 3 345 1 | P23:345:MEC:CHEROKEE:901::EHV: | 0.08358 | Yes
GEN-2024-213 | 02 NEBRASKA | G00ALL 29SP | 635200 RAUN 3 345 652564 SIOUXCY3 345 1 | P23:345:MEC:CHEROKEE:902::EHV: | 0.16703 | Yes
GEN-2024-213 | 02 NEBRASKA | G00ALL 29SP | 636000 WEBSTER3 345 636010 LEHIGH 3 345 1 | P23:345:MEC:CHEROKEE:902::EHV: | 0.08358 | Yes
GEN-2024-213 | 02 NEBRASKA | G00ALL 29SP | 635200 RAUN 3 345 652564 SIOUXCY3 345 1 | P23:345:MEC:CHEROKEE:903::EHV: | 0.16703 | Yes
GEN-2024-213 | 02 NEBRASKA | G00ALL 29SP | 636000 WEBSTER3 345 636010 LEHIGH 3 345 1 | P23:345:MEC:CHEROKEE:903::EHV: | 0.08358 | Yes
GEN-2024-213 | 02 NEBRASKA | G00ALL 29SP | 635568 S HILLS 3 345 635630 BOONEVILLE 3 345 1 | P23:345:MEC:FALLOW:901::EHV: | 0.06122 | Yes
GEN-2024-213 | 02 NEBRASKA | G00ALL 29SP | 635570 ORIENT 3 345 635635 MADISON3 345 1 | P23:345:MEC:FALLOW:901::EHV: | 0.05175 | Yes
GEN-2024-213 | 02 NEBRASKA | G00ALL 29SP | 635568 S HILLS 3 345 635570 ORIENT 3 345 1 | P23:345:MEC:FALLOW:901::EHV: | 0.06122 | Yes
GEN-2024-213 | 02 NEBRASKA | G00ALL 29SP | 635100 ROLL HILLS 3 345 635570 ORIENT 3 345 1 | P23:345:MEC:FALLOW:901::EHV: | 0.07771 | Yes
GEN-2024-213 | 02 NEBRASKA | G00ALL 29SP | 635013 PONY CRK 3 345 635100 ROLL HILLS 3 345 1 | P23:345:MEC:FALLOW:901::EHV: | 0.07771 | Yes
GEN-2024-213 | 02 NEBRASKA | G00ALL 29SP | 635622 RCCN TRL 3 345 635630 BOONEVILLE 3 345 1 | P23:345:MEC:FALLOW:901::EHV: | 0.06627 | Yes
GEN-2024-213 | 02 NEBRASKA | G00ALL 29SP | 635600 GRIMES 3 345 636003 BEAVER CRK 3 345 1 | P23:345:MEC:FALLOW:901::EHV: | 0.05009 | Yes
GEN-2024-213 | 02 NEBRASKA | G00ALL 29SP | 635200 RAUN 3 345 645552 S3452 REACT3 345 1 | P23:345:MEC:FALLOW:901::EHV: | 0.14217 | Yes
GEN-2024-213 | 02 NEBRASKA | G00ALL 29SP | 636003 BEAVER CRK 3 345 636010 LEHIGH 3 345 1 | P23:345:MEC:FALLOW:901::EHV: | 0.05009 | Yes
GEN-2024-213 | 02 NEBRASKA | G00ALL 29SP | 635568 S HILLS 3 345 635630 BOONEVILLE 3 345 1 | P23:345:MEC:FALLOW:902::EHV: | 0.06122 | Yes
GEN-2024-213 | 02 NEBRASKA | G00ALL 29SP | 635570 ORIENT 3 345 635635 MADISON3 345 1 | P23:345:MEC:FALLOW:902::EHV: | 0.05175 | Yes
GEN-2024-213 | 02 NEBRASKA | G00ALL 29SP | 635568 S HILLS 3 345 635570 ORIENT 3 345 1 | P23:345:MEC:FALLOW:902::EHV: | 0.06122 | Yes
GEN-2024-213 | 02 NEBRASKA | G00ALL 29SP | 635100 ROLL HILLS 3 345 635570 ORIENT 3 345 1 | P23:345:MEC:FALLOW:902::EHV: | 0.07771 | Yes
GEN-2024-213 | 02 NEBRASKA | G00ALL 29SP | 635013 PONY CRK 3 345 635100 ROLL HILLS 3 345 1 | P23:345:MEC:FALLOW:902::EHV: | 0.07771 | Yes
GEN-2024-213 | 02 NEBRASKA | G00ALL 29SP | 635622 RCCN TRL 3 345 635630 BOONEVILLE 3 345 1 | P23:345:MEC:FALLOW:902::EHV: | 0.06627 | Yes
GEN-2024-213 | 02 NEBRASKA | G00ALL 29SP | 635600 GRIMES 3 345 636003 BEAVER CRK 3 345 1 | P23:345:MEC:FALLOW:902::EHV: | 0.05009 | Yes
GEN-2024-213 | 02 NEBRASKA | G00ALL 29SP | 636003 BEAVER CRK 3 345 636010 LEHIGH 3 345 1 | P23:345:MEC:FALLOW:902::EHV: | 0.05009 | Yes
GEN-2024-213 | 02 NEBRASKA | G00ALL 29SP | 635568 S HILLS 3 345 635630 BOONEVILLE 3 345 1 | P23:345:MEC:FALLOW:903::EHV: | 0.06122 | Yes
GEN-2024-213 | 02 NEBRASKA | G00ALL 29SP | 635570 ORIENT 3 345 635635 MADISON3 345 1 | P23:345:MEC:FALLOW:903::EHV: | 0.05175 | Yes
GEN-2024-213 | 02 NEBRASKA | G00ALL 29SP | 635568 S HILLS 3 345 635570 ORIENT 3 345 1 | P23:345:MEC:FALLOW:903::EHV: | 0.06122 | Yes
GEN-2024-213 | 02 NEBRASKA | G00ALL 29SP | 635100 ROLL HILLS 3 345 635570 ORIENT 3 345 1 | P23:345:MEC:FALLOW:903::EHV: | 0.07771 | Yes
GEN-2024-213 | 02 NEBRASKA | G00ALL 29SP | 635013 PONY CRK 3 345 635100 ROLL HILLS 3 345 1 | P23:345:MEC:FALLOW:903::EHV: | 0.07771 | Yes
GEN-2024-213 | 02 NEBRASKA | G00ALL 29SP | 635622 RCCN TRL 3 345 635630 BOONEVILLE 3 345 1 | P23:345:MEC:FALLOW:903::EHV: | 0.06627 | Yes
GEN-2024-213 | 02 NEBRASKA | G00ALL 29SP | 635600 GRIMES 3 345 636003 BEAVER CRK 3 345 1 | P23:345:MEC:FALLOW:903::EHV: | 0.05009 | Yes
GEN-2024-213 | 02 NEBRASKA | G00ALL 29SP | 635368 OBRIEN 3 345 635400 HIGHLAND 3 345 1 | P23:345:MEC:GARD AVE:901::EHV: | 0.05971 | Yes
GEN-2024-213 | 02 NEBRASKA | G00ALL 29SP | 635399 CHEROKEE 3 345 635400 HIGHLAND 3 345 1 | P23:345:MEC:GARD AVE:901::EHV: | 0.05971 | Yes
GEN-2024-213 | 02 NEBRASKA | G00ALL 29SP | 635200 RAUN 3 345 635398 REMSEN 3 345 1 | P23:345:MEC:GARD AVE:901::EHV: | 0.05971 | Yes
GEN-2024-213 | 02 NEBRASKA | G00ALL 29SP | 635398 REMSEN 3 345 635399 CHEROKEE 3 345 1 | P23:345:MEC:GARD AVE:901::EHV: | 0.05971 | Yes
GEN-2024-213 | 02 NEBRASKA | G00ALL 29SP | 636003 BEAVER CRK 3 345 636010 LEHIGH 3 345 1 | P23:345:MEC:GARD AVE:901::EHV: | 0.06385 | Yes
GEN-2024-213 | 02 NEBRASKA | G00ALL 29SP | 635368 OBRIEN 3 345 635400 HIGHLAND 3 345 1 | P23:345:MEC:GARD AVE:903::EHV: | 0.05971 | Yes
GEN-2024-213 | 02 NEBRASKA | G00ALL 29SP | 635399 CHEROKEE 3 345 635400 HIGHLAND 3 345 1 | P23:345:MEC:GARD AVE:903::EHV: | 0.05971 | Yes
GEN-2024-213 | 02 NEBRASKA | G00ALL 29SP | 635200 RAUN 3 345 635398 REMSEN 3 345 1 | P23:345:MEC:GARD AVE:903::EHV: | 0.05971 | Yes
GEN-2024-213 | 02 NEBRASKA | G00ALL 29SP | 635398 REMSEN 3 345 635399 CHEROKEE 3 345 1 | P23:345:MEC:GARD AVE:903::EHV: | 0.05971 | Yes
GEN-2024-213 | 02 NEBRASKA | G00ALL 29SP | 636003 BEAVER CRK 3 345 636010 LEHIGH 3 345 1 | P23:345:MEC:GARD AVE:903::EHV: | 0.06385 | Yes
GEN-2024-213 | 02 NEBRASKA | G00ALL 29SP | 635368 OBRIEN 3 345 635400 HIGHLAND 3 345 1 | P23:345:MEC:GARD AVE:904::EHV: | 0.05971 | Yes
GEN-2024-213 | 02 NEBRASKA | G00ALL 29SP | 635399 CHEROKEE 3 345 635400 HIGHLAND 3 345 1 | P23:345:MEC:GARD AVE:904::EHV: | 0.05971 | Yes
GEN-2024-213 | 02 NEBRASKA | G00ALL 29SP | 635200 RAUN 3 345 635398 REMSEN 3 345 1 | P23:345:MEC:GARD AVE:904::EHV: | 0.05971 | Yes
GEN-2024-213 | 02 NEBRASKA | G00ALL 29SP | 635398 REMSEN 3 345 635399 CHEROKEE 3 345 1 | P23:345:MEC:GARD AVE:904::EHV: | 0.05971 | Yes
GEN-2024-213 | 02 NEBRASKA | G00ALL 29SP | 635600 GRIMES 3 345 635622 RCCN TRL 3 345 2 | P23:345:MEC:GDMEC:901::EHV: | 0.05424 | Yes
GEN-2024-213 | 02 NEBRASKA | G00ALL 29SP | 635600 GRIMES 3 345 635622 RCCN TRL 3 345 1 | P23:345:MEC:GDMEC:901::EHV: | 0.05411 | Yes
GEN-2024-213 | 02 NEBRASKA | G00ALL 29SP | 635600 GRIMES 3 345 635622 RCCN TRL 3 345 2 | P23:345:MEC:GDMEC:902::EHV: | 0.05424 | Yes
GEN-2024-213 | 02 NEBRASKA | G00ALL 29SP | 635600 GRIMES 3 345 635622 RCCN TRL 3 345 1 | P23:345:MEC:GDMEC:902::EHV: | 0.05411 | Yes
GEN-2024-213 | 02 NEBRASKA | G00ALL 29SP | 635635 MADISON3 345 635640 NORWALK 3 345 1 | P23:345:MEC:GRIMES:903::EHV: | 0.07867 | Yes
GEN-2024-213 | 02 NEBRASKA | G00ALL 29SP | 635680 BONDURANT3 345 635690 GDMEC 3 345 1 | P23:345:MEC:GRIMES:903::EHV: | 0.06503 | Yes
GEN-2024-213 | 02 NEBRASKA | G00ALL 29SP | 635640 NORWALK 3 345 635650 SE POLK 3 345 1 | P23:345:MEC:GRIMES:903::EHV: | 0.07145 | Yes
GEN-2024-213 | 02 NEBRASKA | G00ALL 29SP | 635600 GRIMES 3 345 635622 RCCN TRL 3 345 2 | P23:345:MEC:GRIMES:904::EHV: | 0.06246 | Yes
GEN-2024-213 | 02 NEBRASKA | G00ALL 29SP | 635600 GRIMES 3 345 635699 SYCAMORE925 345 1 | P23:345:MEC:GRIMES:905::EHV: | 0.05498 | Yes
GEN-2024-213 | 02 NEBRASKA | G00ALL 29SP | 635699 SYCAMORE925 345 635700 SYCAMORE 3 345 Z6 | P23:345:MEC:GRIMES:905::EHV: | 0.05498 | Yes
GEN-2024-213 | 02 NEBRASKA | G00ALL 29SP | 635200 RAUN 3 345 652564 SIOUXCY3 345 1 | P23:345:MEC:HIGHLAND:901::EHV: | 0.16703 | Yes
GEN-2024-213 | 02 NEBRASKA | G00ALL 29SP | 601006 SPLT RK3 345 652864 SIOUXCY-LNX3 345 1 | P23:345:MEC:HIGHLAND:901::EHV: | 0.07765 | Yes
GEN-2024-213 | 02 NEBRASKA | G00ALL 29SP | 636000 WEBSTER3 345 636010 LEHIGH 3 345 1 | P23:345:MEC:HIGHLAND:901::EHV: | 0.08358 | Yes
GEN-2024-213 | 02 NEBRASKA | G00ALL 29SP | 635200 RAUN 3 345 652564 SIOUXCY3 345 1 | P23:345:MEC:HIGHLAND:902::EHV: | 0.16703 | Yes
GEN-2024-213 | 02 NEBRASKA | G00ALL 29SP | 601006 SPLT RK3 345 652864 SIOUXCY-LNX3 345 1 | P23:345:MEC:HIGHLAND:902::EHV: | 0.07765 | Yes
GEN-2024-213 | 02 NEBRASKA | G00ALL 29SP | 636000 WEBSTER3 345 636010 LEHIGH 3 345 1 | P23:345:MEC:HIGHLAND:902::EHV: | 0.08358 | Yes
GEN-2024-213 | 02 NEBRASKA | G00ALL 29SP | 635200 RAUN 3 345 640226 HOSKINS3 345 1 | P23:345:MEC:HIGHLAND:902::EHV: | 0.05092 | Yes
GEN-2024-213 | 02 NEBRASKA | G00ALL 29SP | 635200 RAUN 3 345 652564 SIOUXCY3 345 1 | P23:345:MEC:HIGHLAND:903::EHV: | 0.16703 | Yes
GEN-2024-213 | 02 NEBRASKA | G00ALL 29SP | 601006 SPLT RK3 345 652864 SIOUXCY-LNX3 345 1 | P23:345:MEC:HIGHLAND:903::EHV: | 0.07765 | Yes
GEN-2024-213 | 02 NEBRASKA | G00ALL 29SP | 636000 WEBSTER3 345 636010 LEHIGH 3 345 1 | P23:345:MEC:HIGHLAND:903::EHV: | 0.08358 | Yes
GEN-2024-213 | 02 NEBRASKA | G00ALL 29SP | 635200 RAUN 3 345 640226 HOSKINS3 345 1 | P23:345:MEC:HIGHLAND:903::EHV: | 0.05092 | Yes
GEN-2024-213 | 02 NEBRASKA | G00ALL 29SP | 635200 RAUN 3 345 652564 SIOUXCY3 345 1 | P23:345:MEC:HIGHLAND:908::EHV: | 0.16703 | Yes
GEN-2024-213 | 02 NEBRASKA | G00ALL 29SP | 601006 SPLT RK3 345 652864 SIOUXCY-LNX3 345 1 | P23:345:MEC:HIGHLAND:908::EHV: | 0.07765 | Yes
GEN-2024-213 | 02 NEBRASKA | G00ALL 29SP | 636000 WEBSTER3 345 636010 LEHIGH 3 345 1 | P23:345:MEC:HIGHLAND:908::EHV: | 0.08358 | Yes
GEN-2024-213 | 02 NEBRASKA | G00ALL 29SP | 631138 LAKEFLD3 345 635368 OBRIEN 3 345 1 | P23:345:MEC:KOSSUTH:901::EHV: | 0.06513 | Yes
GEN-2024-213 | 02 NEBRASKA | G00ALL 29SP | 631138 LAKEFLD3 345 635368 OBRIEN 3 345 1 | P23:345:MEC:KOSSUTH:902::EHV: | 0.06513 | Yes
GEN-2024-213 | 02 NEBRASKA | G00ALL 29SP | 631138 LAKEFLD3 345 635368 OBRIEN 3 345 1 | P23:345:MEC:KOSSUTH:904::EHV: | 0.06513 | Yes
GEN-2024-213 | 02 NEBRASKA | G00ALL 29SP | 635368 OBRIEN 3 345 635400 HIGHLAND 3 345 1 | P23:345:MEC:LEHIGH:350::EHV: | 0.06953 | Yes
GEN-2024-213 | 02 NEBRASKA | G00ALL 29SP | 635399 CHEROKEE 3 345 635400 HIGHLAND 3 345 1 | P23:345:MEC:LEHIGH:350::EHV: | 0.06953 | Yes
GEN-2024-213 | 02 NEBRASKA | G00ALL 29SP | 635200 RAUN 3 345 635398 REMSEN 3 345 1 | P23:345:MEC:LEHIGH:350::EHV: | 0.06953 | Yes
GEN-2024-213 | 02 NEBRASKA | G00ALL 29SP | 635398 REMSEN 3 345 635399 CHEROKEE 3 345 1 | P23:345:MEC:LEHIGH:350::EHV: | 0.06953 | Yes
GEN-2024-213 | 02 NEBRASKA | G00ALL 29SP | 635200 RAUN 3 345 652564 SIOUXCY3 345 1 | P23:345:MEC:LEHIGH:360::EHV: | 0.1536 | Yes
GEN-2024-213 | 02 NEBRASKA | G00ALL 29SP | 635368 OBRIEN 3 345 635400 HIGHLAND 3 345 1 | P23:345:MEC:LEHIGH:360::EHV: | 0.06953 | Yes
GEN-2024-213 | 02 NEBRASKA | G00ALL 29SP | 635399 CHEROKEE 3 345 635400 HIGHLAND 3 345 1 | P23:345:MEC:LEHIGH:360::EHV: | 0.06953 | Yes
GEN-2024-213 | 02 NEBRASKA | G00ALL 29SP | 635200 RAUN 3 345 635398 REMSEN 3 345 1 | P23:345:MEC:LEHIGH:360::EHV: | 0.06953 | Yes
GEN-2024-213 | 02 NEBRASKA | G00ALL 29SP | 635398 REMSEN 3 345 635399 CHEROKEE 3 345 1 | P23:345:MEC:LEHIGH:360::EHV: | 0.06953 | Yes
GEN-2024-213 | 02 NEBRASKA | G00ALL 29SP | 635368 OBRIEN 3 345 635400 HIGHLAND 3 345 1 | P23:345:MEC:LEHIGH:390::EHV: | 0.05971 | Yes
GEN-2024-213 | 02 NEBRASKA | G00ALL 29SP | 635399 CHEROKEE 3 345 635400 HIGHLAND 3 345 1 | P23:345:MEC:LEHIGH:390::EHV: | 0.05971 | Yes
GEN-2024-213 | 02 NEBRASKA | G00ALL 29SP | 635200 RAUN 3 345 635398 REMSEN 3 345 1 | P23:345:MEC:LEHIGH:390::EHV: | 0.05971 | Yes
GEN-2024-213 | 02 NEBRASKA | G00ALL 29SP | 635398 REMSEN 3 345 635399 CHEROKEE 3 345 1 | P23:345:MEC:LEHIGH:390::EHV: | 0.05971 | Yes
GEN-2024-213 | 02 NEBRASKA | G00ALL 29SP | 636003 BEAVER CRK 3 345 636010 LEHIGH 3 345 1 | P23:345:MEC:LEHIGH:390::EHV: | 0.06385 | Yes
GEN-2024-213 | 02 NEBRASKA | G00ALL 29SP | 635568 S HILLS 3 345 635630 BOONEVILLE 3 345 1 | P23:345:MEC:MADISON:901::EHV: | 0.06931 | Yes
GEN-2024-213 | 02 NEBRASKA | G00ALL 29SP | 635568 S HILLS 3 345 635570 ORIENT 3 345 1 | P23:345:MEC:MADISON:901::EHV: | 0.06931 | Yes
GEN-2024-213 | 02 NEBRASKA | G00ALL 29SP | 635600 GRIMES 3 345 635622 RCCN TRL 3 345 2 | P23:345:MEC:MADISON:901::EHV: | 0.05727 | Yes
GEN-2024-213 | 02 NEBRASKA | G00ALL 29SP | 635600 GRIMES 3 345 635622 RCCN TRL 3 345 1 | P23:345:MEC:MADISON:901::EHV: | 0.05713 | Yes
GEN-2024-213 | 02 NEBRASKA | G00ALL 29SP | 635568 S HILLS 3 345 635630 BOONEVILLE 3 345 1 | P23:345:MEC:MADISON:902::EHV: | 0.06931 | Yes
GEN-2024-213 | 02 NEBRASKA | G00ALL 29SP | 635568 S HILLS 3 345 635570 ORIENT 3 345 1 | P23:345:MEC:MADISON:902::EHV: | 0.06931 | Yes
GEN-2024-213 | 02 NEBRASKA | G00ALL 29SP | 635600 GRIMES 3 345 635622 RCCN TRL 3 345 2 | P23:345:MEC:MADISON:902::EHV: | 0.05727 | Yes
GEN-2024-213 | 02 NEBRASKA | G00ALL 29SP | 635600 GRIMES 3 345 635622 RCCN TRL 3 345 1 | P23:345:MEC:MADISON:902::EHV: | 0.05713 | Yes
GEN-2024-213 | 02 NEBRASKA | G00ALL 29SP | 635568 S HILLS 3 345 635630 BOONEVILLE 3 345 1 | P23:345:MEC:MADISON:903::EHV: | 0.06931 | Yes
GEN-2024-213 | 02 NEBRASKA | G00ALL 29SP | 635568 S HILLS 3 345 635570 ORIENT 3 345 1 | P23:345:MEC:MADISON:903::EHV: | 0.06931 | Yes
GEN-2024-213 | 02 NEBRASKA | G00ALL 29SP | 635600 GRIMES 3 345 635622 RCCN TRL 3 345 2 | P23:345:MEC:MADISON:903::EHV: | 0.05727 | Yes
GEN-2024-213 | 02 NEBRASKA | G00ALL 29SP | 635600 GRIMES 3 345 635622 RCCN TRL 3 345 1 | P23:345:MEC:MADISON:903::EHV: | 0.05713 | Yes
GEN-2024-213 | 02 NEBRASKA | G00ALL 29SP | 635100 ROLL HILLS 3 345 635570 ORIENT 3 345 1 | P23:345:MEC:NORTHBORO:901::EHV: | 0.06781 | Yes
GEN-2024-213 | 02 NEBRASKA | G00ALL 29SP | 635013 PONY CRK 3 345 635100 ROLL HILLS 3 345 1 | P23:345:MEC:NORTHBORO:901::EHV: | 0.06781 | Yes
GEN-2024-213 | 02 NEBRASKA | G00ALL 29SP | 635580 ARBOR HILL 3 345 635623 BADGER CRK 3 345 1 | P23:345:MEC:NORTHBORO:901::EHV: | 0.06461 | Yes
GEN-2024-213 | 02 NEBRASKA | G00ALL 29SP | 635000 CBLUFFS3 345 645456 S3456 3 345 1 | P23:345:MEC:NORTHBORO:901::EHV: | 0.14424 | Yes
GEN-2024-213 | 02 NEBRASKA | G00ALL 29SP | 635580 ARBOR HILL 3 345 635590 FALLOW AVE 3 345 1 | P23:345:MEC:NORTHBORO:901::EHV: | 0.06461 | Yes
GEN-2024-213 | 02 NEBRASKA | G00ALL 29SP | 635014 OVERLAND 3 345 635590 FALLOW AVE 3 345 1 | P23:345:MEC:NORTHBORO:901::EHV: | 0.06461 | Yes
GEN-2024-213 | 02 NEBRASKA | G00ALL 29SP | 635600 GRIMES 3 345 636003 BEAVER CRK 3 345 1 | P23:345:MEC:NORTHBORO:901::EHV: | 0.0575 | Yes
GEN-2024-213 | 02 NEBRASKA | G00ALL 29SP | 635200 RAUN 3 345 652564 SIOUXCY3 345 1 | P23:345:MEC:OBRIEN:903::EHV: | 0.16889 | Yes
GEN-2024-213 | 02 NEBRASKA | G00ALL 29SP | 601006 SPLT RK3 345 652864 SIOUXCY-LNX3 345 1 | P23:345:MEC:OBRIEN:903::EHV: | 0.08091 | Yes
GEN-2024-213 | 02 NEBRASKA | G00ALL 29SP | 636000 WEBSTER3 345 636010 LEHIGH 3 345 1 | P23:345:MEC:OBRIEN:903::EHV: | 0.07957 | Yes
GEN-2024-213 | 02 NEBRASKA | G00ALL 29SP | 631193 HUNTLEY3 345 631197 LEDYARD3 345 1 | P23:345:MEC:OBRIEN:903::EHV: | 0.07392 | Yes
GEN-2024-213 | 02 NEBRASKA | G00ALL 29SP | 631197 LEDYARD3 345 635369 KOSSUTH 3 345 1 | P23:345:MEC:OBRIEN:903::EHV: | 0.05168 | Yes
GEN-2024-213 | 02 NEBRASKA | G00ALL 29SP | 635200 RAUN 3 345 640226 HOSKINS3 345 1 | P23:345:MEC:OBRIEN:903::EHV: | 0.05133 | Yes
GEN-2024-213 | 02 NEBRASKA | G00ALL 29SP | 601006 SPLT RK3 345 652864 SIOUXCY-LNX3 345 1 | P23:345:MEC:OBRIEN:904::EHV: | 0.07689 | Yes
GEN-2024-213 | 02 NEBRASKA | G00ALL 29SP | 631193 HUNTLEY3 345 631197 LEDYARD3 345 1 | P23:345:MEC:OBRIEN:904::EHV: | 0.08261 | Yes
GEN-2024-213 | 02 NEBRASKA | G00ALL 29SP | 631197 LEDYARD3 345 635369 KOSSUTH 3 345 1 | P23:345:MEC:OBRIEN:904::EHV: | 0.06418 | Yes
GEN-2024-213 | 02 NEBRASKA | G00ALL 29SP | 635200 RAUN 3 345 652564 SIOUXCY3 345 1 | P23:345:MEC:OBRIEN:906::EHV: | 0.1695 | Yes
GEN-2024-213 | 02 NEBRASKA | G00ALL 29SP | 601006 SPLT RK3 345 652864 SIOUXCY-LNX3 345 1 | P23:345:MEC:OBRIEN:906::EHV: | 0.0796 | Yes
GEN-2024-213 | 02 NEBRASKA | G00ALL 29SP | 631193 HUNTLEY3 345 631197 LEDYARD3 345 1 | P23:345:MEC:OBRIEN:906::EHV: | 0.07268 | Yes
GEN-2024-213 | 02 NEBRASKA | G00ALL 29SP | 631197 LEDYARD3 345 635369 KOSSUTH 3 345 1 | P23:345:MEC:OBRIEN:906::EHV: | 0.05109 | Yes
GEN-2024-213 | 02 NEBRASKA | G00ALL 29SP | 635200 RAUN 3 345 640226 HOSKINS3 345 1 | P23:345:MEC:OBRIEN:906::EHV: | 0.0511 | Yes
GEN-2024-213 | 02 NEBRASKA | G00ALL 29SP | 635570 ORIENT 3 345 635635 MADISON3 345 1 | P23:345:MEC:ORIENT:902::EHV: | 0.05794 | Yes
GEN-2024-213 | 02 NEBRASKA | G00ALL 29SP | 635000 CBLUFFS3 345 635014 OVERLAND 3 345 1 | P23:345:MEC:ORIENT:902::EHV: | 0.07217 | Yes
GEN-2024-213 | 02 NEBRASKA | G00ALL 29SP | 635580 ARBOR HILL 3 345 635623 BADGER CRK 3 345 1 | P23:345:MEC:ORIENT:902::EHV: | 0.06864 | Yes
GEN-2024-213 | 02 NEBRASKA | G00ALL 29SP | 635580 ARBOR HILL 3 345 635590 FALLOW AVE 3 345 1 | P23:345:MEC:ORIENT:902::EHV: | 0.06864 | Yes
GEN-2024-213 | 02 NEBRASKA | G00ALL 29SP | 635000 CBLUFFS3 345 645456 S3456 3 345 1 | P23:345:MEC:ORIENT:902::EHV: | 0.13992 | Yes
GEN-2024-213 | 02 NEBRASKA | G00ALL 29SP | 635014 OVERLAND 3 345 635590 FALLOW AVE 3 345 1 | P23:345:MEC:ORIENT:902::EHV: | 0.06864 | Yes
GEN-2024-213 | 02 NEBRASKA | G00ALL 29SP | 635600 GRIMES 3 345 636003 BEAVER CRK 3 345 1 | P23:345:MEC:ORIENT:902::EHV: | 0.05545 | Yes
GEN-2024-213 | 02 NEBRASKA | G00ALL 29SP | 636003 BEAVER CRK 3 345 636010 LEHIGH 3 345 1 | P23:345:MEC:ORIENT:902::EHV: | 0.05545 | Yes
GEN-2024-213 | 02 NEBRASKA | G00ALL 29SP | 635000 CBLUFFS3 345 635014 OVERLAND 3 345 1 | P23:345:MEC:ORIENT:905::EHV: | 0.08466 | Yes
GEN-2024-213 | 02 NEBRASKA | G00ALL 29SP | 635580 ARBOR HILL 3 345 635623 BADGER CRK 3 345 1 | P23:345:MEC:ORIENT:905::EHV: | 0.07834 | Yes
GEN-2024-213 | 02 NEBRASKA | G00ALL 29SP | 635580 ARBOR HILL 3 345 635590 FALLOW AVE 3 345 1 | P23:345:MEC:ORIENT:905::EHV: | 0.07834 | Yes
GEN-2024-213 | 02 NEBRASKA | G00ALL 29SP | 635014 OVERLAND 3 345 635590 FALLOW AVE 3 345 1 | P23:345:MEC:ORIENT:905::EHV: | 0.07834 | Yes
GEN-2024-213 | 02 NEBRASKA | G00ALL 29SP | 635568 S HILLS 3 345 635630 BOONEVILLE 3 345 1 | P23:345:MEC:OVERLAND TRAIL:902::EHV: | 0.0614 | Yes
GEN-2024-213 | 02 NEBRASKA | G00ALL 29SP | 635568 S HILLS 3 345 635570 ORIENT 3 345 1 | P23:345:MEC:OVERLAND TRAIL:902::EHV: | 0.0614 | Yes
GEN-2024-213 | 02 NEBRASKA | G00ALL 29SP | 635622 RCCN TRL 3 345 635630 BOONEVILLE 3 345 1 | P23:345:MEC:OVERLAND TRAIL:902::EHV: | 0.06636 | Yes
GEN-2024-213 | 02 NEBRASKA | G00ALL 29SP | 631138 LAKEFLD3 345 635368 OBRIEN 3 345 1 | P23:345:MEC:PALO ALTO:903::EHV: | 0.05987 | Yes
GEN-2024-213 | 02 NEBRASKA | G00ALL 29SP | 636000 WEBSTER3 345 636010 LEHIGH 3 345 1 | P23:345:MEC:PALO ALTO:903::EHV: | 0.06688 | Yes
GEN-2024-213 | 02 NEBRASKA | G00ALL 29SP | 635200 RAUN 3 345 652564 SIOUXCY3 345 1 | P23:345:MEC:RAUN:150::EHV: | 0.17266 | Yes
GEN-2024-213 | 02 NEBRASKA | G00ALL 29SP | 601006 SPLT RK3 345 652864 SIOUXCY-LNX3 345 1 | P23:345:MEC:RAUN:150::EHV: | 0.08036 | Yes
GEN-2024-213 | 02 NEBRASKA | G00ALL 29SP | 635200 RAUN 3 345 640226 HOSKINS3 345 1 | P23:345:MEC:RAUN:150::EHV: | 0.0535 | Yes
GEN-2024-213 | 02 NEBRASKA | G00ALL 29SP | 635000 CBLUFFS3 345 635014 OVERLAND 3 345 1 | P23:345:MEC:ROLLING HILLS:901::EHV: | 0.08349 | Yes
GEN-2024-213 | 02 NEBRASKA | G00ALL 29SP | 635580 ARBOR HILL 3 345 635623 BADGER CRK 3 345 1 | P23:345:MEC:ROLLING HILLS:901::EHV: | 0.07715 | Yes
GEN-2024-213 | 02 NEBRASKA | G00ALL 29SP | 635580 ARBOR HILL 3 345 635590 FALLOW AVE 3 345 1 | P23:345:MEC:ROLLING HILLS:901::EHV: | 0.07715 | Yes
GEN-2024-213 | 02 NEBRASKA | G00ALL 29SP | 635014 OVERLAND 3 345 635590 FALLOW AVE 3 345 1 | P23:345:MEC:ROLLING HILLS:901::EHV: | 0.07715 | Yes
GEN-2024-213 | 02 NEBRASKA | G00ALL 29SP | 635000 CBLUFFS3 345 635014 OVERLAND 3 345 1 | P23:345:MEC:ROLLING HILLS:902::EHV: | 0.08349 | Yes
GEN-2024-213 | 02 NEBRASKA | G00ALL 29SP | 635580 ARBOR HILL 3 345 635623 BADGER CRK 3 345 1 | P23:345:MEC:ROLLING HILLS:902::EHV: | 0.07715 | Yes
GEN-2024-213 | 02 NEBRASKA | G00ALL 29SP | 635580 ARBOR HILL 3 345 635590 FALLOW AVE 3 345 1 | P23:345:MEC:ROLLING HILLS:902::EHV: | 0.07715 | Yes
GEN-2024-213 | 02 NEBRASKA | G00ALL 29SP | 635014 OVERLAND 3 345 635590 FALLOW AVE 3 345 1 | P23:345:MEC:ROLLING HILLS:902::EHV: | 0.07715 | Yes
GEN-2024-213 | 02 NEBRASKA | G00ALL 29SP | 635000 CBLUFFS3 345 635014 OVERLAND 3 345 1 | P23:345:MEC:ROLLING HILLS:903::EHV: | 0.08349 | Yes
GEN-2024-213 | 02 NEBRASKA | G00ALL 29SP | 635580 ARBOR HILL 3 345 635623 BADGER CRK 3 345 1 | P23:345:MEC:ROLLING HILLS:903::EHV: | 0.07715 | Yes
GEN-2024-213 | 02 NEBRASKA | G00ALL 29SP | 635580 ARBOR HILL 3 345 635590 FALLOW AVE 3 345 1 | P23:345:MEC:ROLLING HILLS:903::EHV: | 0.07715 | Yes
GEN-2024-213 | 02 NEBRASKA | G00ALL 29SP | 635014 OVERLAND 3 345 635590 FALLOW AVE 3 345 1 | P23:345:MEC:ROLLING HILLS:903::EHV: | 0.07715 | Yes
GEN-2024-213 | 02 NEBRASKA | G00ALL 29SP | 635000 CBLUFFS3 345 635014 OVERLAND 3 345 1 | P23:345:MEC:ROLLING HILLS:908::EHV: | 0.08349 | Yes
GEN-2024-213 | 02 NEBRASKA | G00ALL 29SP | 635580 ARBOR HILL 3 345 635623 BADGER CRK 3 345 1 | P23:345:MEC:ROLLING HILLS:908::EHV: | 0.07715 | Yes
GEN-2024-213 | 02 NEBRASKA | G00ALL 29SP | 635580 ARBOR HILL 3 345 635590 FALLOW AVE 3 345 1 | P23:345:MEC:ROLLING HILLS:908::EHV: | 0.07715 | Yes
GEN-2024-213 | 02 NEBRASKA | G00ALL 29SP | 635014 OVERLAND 3 345 635590 FALLOW AVE 3 345 1 | P23:345:MEC:ROLLING HILLS:908::EHV: | 0.07715 | Yes
GEN-2024-213 | 02 NEBRASKA | G00ALL 29SP | 635570 ORIENT 3 345 635635 MADISON3 345 1 | P23:345:MEC:SOUTHERN HILLS:902::EHV: | 0.06797 | Yes
GEN-2024-213 | 02 NEBRASKA | G00ALL 29SP | 635000 CBLUFFS3 345 635014 OVERLAND 3 345 1 | P23:345:MEC:SOUTHERN HILLS:902::EHV: | 0.07075 | Yes
GEN-2024-213 | 02 NEBRASKA | G00ALL 29SP | 635580 ARBOR HILL 3 345 635623 BADGER CRK 3 345 1 | P23:345:MEC:SOUTHERN HILLS:902::EHV: | 0.06669 | Yes
GEN-2024-213 | 02 NEBRASKA | G00ALL 29SP | 635580 ARBOR HILL 3 345 635590 FALLOW AVE 3 345 1 | P23:345:MEC:SOUTHERN HILLS:902::EHV: | 0.06669 | Yes
GEN-2024-213 | 02 NEBRASKA | G00ALL 29SP | 635014 OVERLAND 3 345 635590 FALLOW AVE 3 345 1 | P23:345:MEC:SOUTHERN HILLS:902::EHV: | 0.06669 | Yes
GEN-2024-213 | 02 NEBRASKA | G00ALL 29SP | 635570 ORIENT 3 345 635635 MADISON3 345 1 | P23:345:MEC:SOUTHERN HILLS:903::EHV: | 0.06797 | Yes
GEN-2024-213 | 02 NEBRASKA | G00ALL 29SP | 635000 CBLUFFS3 345 635014 OVERLAND 3 345 1 | P23:345:MEC:SOUTHERN HILLS:903::EHV: | 0.07075 | Yes
GEN-2024-213 | 02 NEBRASKA | G00ALL 29SP | 635580 ARBOR HILL 3 345 635623 BADGER CRK 3 345 1 | P23:345:MEC:SOUTHERN HILLS:903::EHV: | 0.06669 | Yes
GEN-2024-213 | 02 NEBRASKA | G00ALL 29SP | 635580 ARBOR HILL 3 345 635590 FALLOW AVE 3 345 1 | P23:345:MEC:SOUTHERN HILLS:903::EHV: | 0.06669 | Yes
GEN-2024-213 | 02 NEBRASKA | G00ALL 29SP | 635014 OVERLAND 3 345 635590 FALLOW AVE 3 345 1 | P23:345:MEC:SOUTHERN HILLS:903::EHV: | 0.06669 | Yes
GEN-2024-213 | 02 NEBRASKA | G00ALL 29SP | 635570 ORIENT 3 345 635635 MADISON3 345 1 | P23:345:MEC:SOUTHERN HILLS:904::EHV: | 0.06797 | Yes
GEN-2024-213 | 02 NEBRASKA | G00ALL 29SP | 635000 CBLUFFS3 345 635014 OVERLAND 3 345 1 | P23:345:MEC:SOUTHERN HILLS:904::EHV: | 0.07075 | Yes
GEN-2024-213 | 02 NEBRASKA | G00ALL 29SP | 635580 ARBOR HILL 3 345 635623 BADGER CRK 3 345 1 | P23:345:MEC:SOUTHERN HILLS:904::EHV: | 0.06669 | Yes
GEN-2024-213 | 02 NEBRASKA | G00ALL 29SP | 635580 ARBOR HILL 3 345 635590 FALLOW AVE 3 345 1 | P23:345:MEC:SOUTHERN HILLS:904::EHV: | 0.06669 | Yes
GEN-2024-213 | 02 NEBRASKA | G00ALL 29SP | 635014 OVERLAND 3 345 635590 FALLOW AVE 3 345 1 | P23:345:MEC:SOUTHERN HILLS:904::EHV: | 0.06669 | Yes
GEN-2024-213 | 02 NEBRASKA | G00ALL 29SP | 620417 BSSOUTH3 345 620480 DEUEL CO 3 345 1 | P23:345:UMZW:# 823 #:: WH IN SD. :EHV: | 0.05235 | Yes
GEN-2024-213 | 02 NEBRASKA | G00ALL 29SP | 620480 DEUEL CO 3 345 620483 ASTORIA 3 345 1 | P23:345:UMZW:# 823 #:: WH IN SD. :EHV: | 0.05235 | Yes
GEN-2024-213 | 02 NEBRASKA | G00ALL 29SP | 620417 BSSOUTH3 345 620480 DEUEL CO 3 345 1 | P23:345:UMZW:# 824 #:: WH IN SD. :EHV: | 0.05235 | Yes
GEN-2024-213 | 02 NEBRASKA | G00ALL 29SP | 620480 DEUEL CO 3 345 620483 ASTORIA 3 345 1 | P23:345:UMZW:# 824 #:: WH IN SD. :EHV: | 0.05235 | Yes
GEN-2024-213 | 02 NEBRASKA | G00ALL 29SP | 601048 LYON CO 3 345 631138 LAKEFLD3 345 1 | P23:345:XEL:396 BKR SPK:::EHV: | 0.0661 | Yes
GEN-2024-213 | 02 NEBRASKA | G00ALL 29SP | 631193 HUNTLEY3 345 631197 LEDYARD3 345 1 | P23:345:XEL:8N22 SHC:::EHV: | 0.05716 | Yes
GEN-2024-213 | 02 NEBRASKA | G00ALL 29SP | 631193 HUNTLEY3 345 631197 LEDYARD3 345 1 | P23:345:XEL:8N8 MNN:::EHV: | 0.05716 | Yes
GEN-2024-213 | 02 NEBRASKA | G00ALL 29SP | 601048 LYON CO 3 345 631138 LAKEFLD3 345 1 | P23:345:XEL:8S23 WLM:::EHV: | 0.05266 | Yes
GEN-2024-213 | 02 NEBRASKA | G00ALL 29SP | 601048 LYON CO 3 345 631138 LAKEFLD3 345 1 | P23:345:XEL:8S71 HNA:::EHV: | 0.05985 | Yes
GEN-2024-213 | 02 NEBRASKA | G00ALL 29SP | 601048 LYON CO 3 345 631138 LAKEFLD3 345 1 | P23:345:XEL:HELENA3:8S71::EHV: | 0.05985 | Yes
GEN-2024-213 | 02 NEBRASKA | G00ALL 29SP | 631193 HUNTLEY3 345 631197 LEDYARD3 345 1 | P23:345:XEL:PRISLD3:8H17::EHV: | 0.05712 | Yes
GEN-2024-213 | 02 NEBRASKA | G00ALL 29SP | 601048 LYON CO 3 345 631138 LAKEFLD3 345 1 | P23:345:XEL:SHEASLK3:8S81::EHV: | 0.05814 | Yes
GEN-2024-213 | 02 NEBRASKA | G00ALL 29SP | 601048 LYON CO 3 345 631138 LAKEFLD3 345 1 | P23:345:XEL:WILMART3:8S23::EHV: | 0.05266 | Yes
GEN-2024-213 | 02 NEBRASKA | G00ALL 29SP | 601048 LYON CO 3 345 631138 LAKEFLD3 345 1 | P23:345:XEL:WILMART3:8S26 FUT::EHV: | 0.05944 | Yes
GEN-2024-213 | 02 NEBRASKA | G00ALL 29SP | 635200 RAUN 3 345 762779 G18-043 TAP 345 1 | P42:345:LES:L1485::NW68&HOLDREGE.WAGENER.CB3006:: | 0.14338 | Yes
GEN-2024-213 | 02 NEBRASKA | G00ALL 29SP | 635200 RAUN 3 345 640226 HOSKINS3 345 1 | P42:345:LES:L1485::NW68&HOLDREGE.WAGENER.CB3006:: | 0.06868 | Yes
GEN-2024-213 | 02 NEBRASKA | G00ALL 29SP | 635200 RAUN 3 345 645552 S3452 REACT3 345 1 | P42:345:LES:L1485::NW68&HOLDREGE.WAGENER.CB3006:: | 0.14791 | Yes
GEN-2024-213 | 02 NEBRASKA | G00ALL 29SP | 635200 RAUN 3 345 640226 HOSKINS3 345 1 | P42:345:LES:L3516::NW68&HOLDREGE.MOORE.CB3005:: | 0.0681 | Yes
GEN-2024-213 | 02 NEBRASKA | G00ALL 29SP | 635200 RAUN 3 345 645552 S3452 REACT3 345 1 | P42:345:LES:L3516::NW68&HOLDREGE.MOORE.CB3005:: | 0.14755 | Yes
GEN-2024-213 | 02 NEBRASKA | G00ALL 29SP | 635100 ROLL HILLS 3 345 635570 ORIENT 3 345 1 | P42:345:NPPD:BKR-CPR-3304:::: | 0.06921 | Yes
GEN-2024-213 | 02 NEBRASKA | G00ALL 29SP | 635013 PONY CRK 3 345 635100 ROLL HILLS 3 345 1 | P42:345:NPPD:BKR-CPR-3304:::: | 0.06921 | Yes
GEN-2024-213 | 02 NEBRASKA | G00ALL 29SP | 635580 ARBOR HILL 3 345 635623 BADGER CRK 3 345 1 | P42:345:NPPD:BKR-CPR-3304:::: | 0.0659 | Yes
GEN-2024-213 | 02 NEBRASKA | G00ALL 29SP | 635580 ARBOR HILL 3 345 635590 FALLOW AVE 3 345 1 | P42:345:NPPD:BKR-CPR-3304:::: | 0.0659 | Yes
GEN-2024-213 | 02 NEBRASKA | G00ALL 29SP | 635000 CBLUFFS3 345 645456 S3456 3 345 1 | P42:345:NPPD:BKR-CPR-3304:::: | 0.14756 | Yes
GEN-2024-213 | 02 NEBRASKA | G00ALL 29SP | 635014 OVERLAND 3 345 635590 FALLOW AVE 3 345 1 | P42:345:NPPD:BKR-CPR-3304:::: | 0.0659 | Yes
GEN-2024-213 | 02 NEBRASKA | G00ALL 29SP | 635200 RAUN 3 345 640226 HOSKINS3 345 1 | P42:345:NPPD:BKR-MOR-3310:::: | 0.05286 | Yes
GEN-2024-213 | 02 NEBRASKA | G00ALL 29SP | 635200 RAUN 3 345 640226 HOSKINS3 345 1 | P42:345:NPPD:L3502A.MOORE.MCCOOL.CB3310:::: | 0.05286 | Yes
GEN-2024-213 | 02 NEBRASKA | G00ALL 29SP | 635200 RAUN 3 345 640226 HOSKINS3 345 1 | P42:345:NPPD:LXXXX.COLMB E.SHELCRK.CB3306:::: | 0.06841 | Yes
GEN-2024-213 | 02 NEBRASKA | G00ALL 29SP | 635200 RAUN 3 345 645552 S3452 REACT3 345 1 | P42:345:NPPD:LXXXX.COLMB E.SHELCRK.CB3306:::: | 0.14695 | Yes
GEN-2024-213 | 02 NEBRASKA | G00ALL 29SP | 635568 S HILLS 3 345 635630 BOONEVILLE 3 345 1 | P55:345:MEC:ARBOR HILL | 0.06122 | Yes
GEN-2024-213 | 02 NEBRASKA | G00ALL 29SP | 635570 ORIENT 3 345 635635 MADISON3 345 1 | P55:345:MEC:ARBOR HILL | 0.05175 | Yes
GEN-2024-213 | 02 NEBRASKA | G00ALL 29SP | 635568 S HILLS 3 345 635570 ORIENT 3 345 1 | P55:345:MEC:ARBOR HILL | 0.06122 | Yes
GEN-2024-213 | 02 NEBRASKA | G00ALL 29SP | 635100 ROLL HILLS 3 345 635570 ORIENT 3 345 1 | P55:345:MEC:ARBOR HILL | 0.07771 | Yes
GEN-2024-213 | 02 NEBRASKA | G00ALL 29SP | 635013 PONY CRK 3 345 635100 ROLL HILLS 3 345 1 | P55:345:MEC:ARBOR HILL | 0.07771 | Yes
GEN-2024-213 | 02 NEBRASKA | G00ALL 29SP | 635622 RCCN TRL 3 345 635630 BOONEVILLE 3 345 1 | P55:345:MEC:ARBOR HILL | 0.06627 | Yes
GEN-2024-213 | 02 NEBRASKA | G00ALL 29SP | 635200 RAUN 3 345 762779 G18-043 TAP 345 1 | P55:345:MEC:ARBOR HILL | 0.13796 | Yes
GEN-2024-213 | 02 NEBRASKA | G00ALL 29SP | 635600 GRIMES 3 345 636003 BEAVER CRK 3 345 1 | P55:345:MEC:ARBOR HILL | 0.05009 | Yes
GEN-2024-213 | 02 NEBRASKA | G00ALL 29SP | 635200 RAUN 3 345 645552 S3452 REACT3 345 1 | P55:345:MEC:ARBOR HILL | 0.14217 | Yes
GEN-2024-213 | 02 NEBRASKA | G00ALL 29SP | 636003 BEAVER CRK 3 345 636010 LEHIGH 3 345 1 | P55:345:MEC:ARBOR HILL | 0.05009 | Yes
GEN-2024-213 | 02 NEBRASKA | G00ALL 29SP | 635100 ROLL HILLS 3 345 635570 ORIENT 3 345 1 | P55:345:MEC:ATCHISON | 0.06781 | Yes
GEN-2024-213 | 02 NEBRASKA | G00ALL 29SP | 635013 PONY CRK 3 345 635100 ROLL HILLS 3 345 1 | P55:345:MEC:ATCHISON | 0.06781 | Yes
GEN-2024-213 | 02 NEBRASKA | G00ALL 29SP | 635000 CBLUFFS3 345 645456 S3456 3 345 1 | P55:345:MEC:ATCHISON | 0.14424 | Yes
GEN-2024-213 | 02 NEBRASKA | G00ALL 29SP | 635200 RAUN 3 345 652564 SIOUXCY3 345 1 | P55:345:MEC:CHEROKEE | 0.16703 | Yes
GEN-2024-213 | 02 NEBRASKA | G00ALL 29SP | 636000 WEBSTER3 345 636010 LEHIGH 3 345 1 | P55:345:MEC:CHEROKEE | 0.08358 | Yes
GEN-2024-213 | 02 NEBRASKA | G00ALL 29SP | 635568 S HILLS 3 345 635630 BOONEVILLE 3 345 1 | P55:345:MEC:FALLOW AVE | 0.06122 | Yes
GEN-2024-213 | 02 NEBRASKA | G00ALL 29SP | 635570 ORIENT 3 345 635635 MADISON3 345 1 | P55:345:MEC:FALLOW AVE | 0.05175 | Yes
GEN-2024-213 | 02 NEBRASKA | G00ALL 29SP | 635568 S HILLS 3 345 635570 ORIENT 3 345 1 | P55:345:MEC:FALLOW AVE | 0.06122 | Yes
GEN-2024-213 | 02 NEBRASKA | G00ALL 29SP | 635100 ROLL HILLS 3 345 635570 ORIENT 3 345 1 | P55:345:MEC:FALLOW AVE | 0.07771 | Yes
GEN-2024-213 | 02 NEBRASKA | G00ALL 29SP | 635013 PONY CRK 3 345 635100 ROLL HILLS 3 345 1 | P55:345:MEC:FALLOW AVE | 0.07771 | Yes
GEN-2024-213 | 02 NEBRASKA | G00ALL 29SP | 635622 RCCN TRL 3 345 635630 BOONEVILLE 3 345 1 | P55:345:MEC:FALLOW AVE | 0.06627 | Yes
GEN-2024-213 | 02 NEBRASKA | G00ALL 29SP | 635600 GRIMES 3 345 636003 BEAVER CRK 3 345 1 | P55:345:MEC:FALLOW AVE | 0.05009 | Yes
GEN-2024-213 | 02 NEBRASKA | G00ALL 29SP | 636003 BEAVER CRK 3 345 636010 LEHIGH 3 345 1 | P55:345:MEC:FALLOW AVE | 0.05009 | Yes
GEN-2024-213 | 02 NEBRASKA | G00ALL 29SP | 635368 OBRIEN 3 345 635400 HIGHLAND 3 345 1 | P55:345:MEC:GARD AVE | 0.05971 | Yes
GEN-2024-213 | 02 NEBRASKA | G00ALL 29SP | 635399 CHEROKEE 3 345 635400 HIGHLAND 3 345 1 | P55:345:MEC:GARD AVE | 0.05971 | Yes
GEN-2024-213 | 02 NEBRASKA | G00ALL 29SP | 635200 RAUN 3 345 635398 REMSEN 3 345 1 | P55:345:MEC:GARD AVE | 0.05971 | Yes
GEN-2024-213 | 02 NEBRASKA | G00ALL 29SP | 635398 REMSEN 3 345 635399 CHEROKEE 3 345 1 | P55:345:MEC:GARD AVE | 0.05971 | Yes
GEN-2024-213 | 02 NEBRASKA | G00ALL 29SP | 636003 BEAVER CRK 3 345 636010 LEHIGH 3 345 1 | P55:345:MEC:GARD AVE | 0.06385 | Yes
GEN-2024-213 | 02 NEBRASKA | G00ALL 29SP | 635000 CBLUFFS3 345 645456 S3456 3 345 1 | P55:345:MEC:GDMEC | 0.13192 | Yes
GEN-2024-213 | 02 NEBRASKA | G00ALL 29SP | 635600 GRIMES 3 345 636003 BEAVER CRK 3 345 1 | P55:345:MEC:GDMEC | 0.06066 | Yes
GEN-2024-213 | 02 NEBRASKA | G00ALL 29SP | 635200 RAUN 3 345 652564 SIOUXCY3 345 1 | P55:345:MEC:HIGHLAND | 0.16703 | Yes
GEN-2024-213 | 02 NEBRASKA | G00ALL 29SP | 601006 SPLT RK3 345 652864 SIOUXCY-LNX3 345 1 | P55:345:MEC:HIGHLAND | 0.07765 | Yes
GEN-2024-213 | 02 NEBRASKA | G00ALL 29SP | 636000 WEBSTER3 345 636010 LEHIGH 3 345 1 | P55:345:MEC:HIGHLAND | 0.08358 | Yes
GEN-2024-213 | 02 NEBRASKA | G00ALL 29SP | 631138 LAKEFLD3 345 635368 OBRIEN 3 345 1 | P55:345:MEC:KOSSUTH | 0.06513 | Yes
GEN-2024-213 | 02 NEBRASKA | G00ALL 29SP | 635368 OBRIEN 3 345 635400 HIGHLAND 3 345 1 | P55:345:MEC:LEHIGH | 0.06953 | Yes
GEN-2024-213 | 02 NEBRASKA | G00ALL 29SP | 635399 CHEROKEE 3 345 635400 HIGHLAND 3 345 1 | P55:345:MEC:LEHIGH | 0.06953 | Yes
GEN-2024-213 | 02 NEBRASKA | G00ALL 29SP | 635200 RAUN 3 345 635398 REMSEN 3 345 1 | P55:345:MEC:LEHIGH | 0.06953 | Yes
GEN-2024-213 | 02 NEBRASKA | G00ALL 29SP | 635398 REMSEN 3 345 635399 CHEROKEE 3 345 1 | P55:345:MEC:LEHIGH | 0.06953 | Yes
GEN-2024-213 | 02 NEBRASKA | G00ALL 29SP | 635568 S HILLS 3 345 635630 BOONEVILLE 3 345 1 | P55:345:MEC:MADISON | 0.06931 | Yes
GEN-2024-213 | 02 NEBRASKA | G00ALL 29SP | 635568 S HILLS 3 345 635570 ORIENT 3 345 1 | P55:345:MEC:MADISON | 0.06931 | Yes
GEN-2024-213 | 02 NEBRASKA | G00ALL 29SP | 635600 GRIMES 3 345 635622 RCCN TRL 3 345 2 | P55:345:MEC:MADISON | 0.05727 | Yes
GEN-2024-213 | 02 NEBRASKA | G00ALL 29SP | 635600 GRIMES 3 345 635622 RCCN TRL 3 345 1 | P55:345:MEC:MADISON | 0.05713 | Yes
GEN-2024-213 | 02 NEBRASKA | G00ALL 29SP | 635100 ROLL HILLS 3 345 635570 ORIENT 3 345 1 | P55:345:MEC:NORTHBORO | 0.06781 | Yes
GEN-2024-213 | 02 NEBRASKA | G00ALL 29SP | 635013 PONY CRK 3 345 635100 ROLL HILLS 3 345 1 | P55:345:MEC:NORTHBORO | 0.06781 | Yes
GEN-2024-213 | 02 NEBRASKA | G00ALL 29SP | 635580 ARBOR HILL 3 345 635623 BADGER CRK 3 345 1 | P55:345:MEC:NORTHBORO | 0.06461 | Yes
GEN-2024-213 | 02 NEBRASKA | G00ALL 29SP | 635000 CBLUFFS3 345 645456 S3456 3 345 1 | P55:345:MEC:NORTHBORO | 0.14424 | Yes
GEN-2024-213 | 02 NEBRASKA | G00ALL 29SP | 635580 ARBOR HILL 3 345 635590 FALLOW AVE 3 345 1 | P55:345:MEC:NORTHBORO | 0.06461 | Yes
GEN-2024-213 | 02 NEBRASKA | G00ALL 29SP | 635014 OVERLAND 3 345 635590 FALLOW AVE 3 345 1 | P55:345:MEC:NORTHBORO | 0.06461 | Yes
GEN-2024-213 | 02 NEBRASKA | G00ALL 29SP | 635600 GRIMES 3 345 636003 BEAVER CRK 3 345 1 | P55:345:MEC:NORTHBORO | 0.0575 | Yes
GEN-2024-213 | 02 NEBRASKA | G00ALL 29SP | 635000 CBLUFFS3 345 635014 OVERLAND 3 345 1 | P55:345:MEC:ORIENT | 0.09606 | Yes
GEN-2024-213 | 02 NEBRASKA | G00ALL 29SP | 635580 ARBOR HILL 3 345 635623 BADGER CRK 3 345 1 | P55:345:MEC:ORIENT | 0.09012 | Yes
GEN-2024-213 | 02 NEBRASKA | G00ALL 29SP | 635580 ARBOR HILL 3 345 635590 FALLOW AVE 3 345 1 | P55:345:MEC:ORIENT | 0.09012 | Yes
GEN-2024-213 | 02 NEBRASKA | G00ALL 29SP | 635014 OVERLAND 3 345 635590 FALLOW AVE 3 345 1 | P55:345:MEC:ORIENT | 0.09012 | Yes
GEN-2024-213 | 02 NEBRASKA | G00ALL 29SP | 635200 RAUN 3 345 762779 G18-043 TAP 345 1 | P55:345:MEC:ORIENT | 0.13987 | Yes
GEN-2024-213 | 02 NEBRASKA | G00ALL 29SP | 635200 RAUN 3 345 645552 S3452 REACT3 345 1 | P55:345:MEC:ORIENT | 0.14416 | Yes
GEN-2024-213 | 02 NEBRASKA | G00ALL 29SP | 636000 WEBSTER3 345 636010 LEHIGH 3 345 1 | P55:345:MEC:PALO ALTO | 0.06688 | Yes
GEN-2024-213 | 02 NEBRASKA | G00ALL 29SP | 635368 OBRIEN 3 345 635400 HIGHLAND 3 345 1 | P55:345:MEC:PONY CREEK OR SOUTHLAND | 0.06074 | Yes
GEN-2024-213 | 02 NEBRASKA | G00ALL 29SP | 635000 CBLUFFS3 345 635014 OVERLAND 3 345 1 | P55:345:MEC:PONY CREEK OR SOUTHLAND | 0.08349 | Yes
GEN-2024-213 | 02 NEBRASKA | G00ALL 29SP | 635580 ARBOR HILL 3 345 635623 BADGER CRK 3 345 1 | P55:345:MEC:PONY CREEK OR SOUTHLAND | 0.07715 | Yes
GEN-2024-213 | 02 NEBRASKA | G00ALL 29SP | 635580 ARBOR HILL 3 345 635590 FALLOW AVE 3 345 1 | P55:345:MEC:PONY CREEK OR SOUTHLAND | 0.07715 | Yes
GEN-2024-213 | 02 NEBRASKA | G00ALL 29SP | 635200 RAUN 3 345 762779 G18-043 TAP 345 1 | P55:345:MEC:PONY CREEK OR SOUTHLAND | 0.1367 | Yes
GEN-2024-213 | 02 NEBRASKA | G00ALL 29SP | 635399 CHEROKEE 3 345 635400 HIGHLAND 3 345 1 | P55:345:MEC:PONY CREEK OR SOUTHLAND | 0.06074 | Yes
GEN-2024-213 | 02 NEBRASKA | G00ALL 29SP | 635000 CBLUFFS3 345 645456 S3456 3 345 1 | P55:345:MEC:PONY CREEK OR SOUTHLAND | 0.10058 | Yes
GEN-2024-213 | 02 NEBRASKA | G00ALL 29SP | 635014 OVERLAND 3 345 635590 FALLOW AVE 3 345 1 | P55:345:MEC:PONY CREEK OR SOUTHLAND | 0.07715 | Yes
GEN-2024-213 | 02 NEBRASKA | G00ALL 29SP | 635200 RAUN 3 345 635398 REMSEN 3 345 1 | P55:345:MEC:PONY CREEK OR SOUTHLAND | 0.06074 | Yes
GEN-2024-213 | 02 NEBRASKA | G00ALL 29SP | 635398 REMSEN 3 345 635399 CHEROKEE 3 345 1 | P55:345:MEC:PONY CREEK OR SOUTHLAND | 0.06074 | Yes
GEN-2024-213 | 02 NEBRASKA | G00ALL 29SP | 635200 RAUN 3 345 645552 S3452 REACT3 345 1 | P55:345:MEC:PONY CREEK OR SOUTHLAND | 0.14089 | Yes
GEN-2024-213 | 02 NEBRASKA | G00ALL 29SP | 635570 ORIENT 3 345 635635 MADISON3 345 1 | P55:345:MEC:RACCOON TRAIL | 0.05214 | Yes
GEN-2024-213 | 02 NEBRASKA | G00ALL 29SP | 635100 ROLL HILLS 3 345 635570 ORIENT 3 345 1 | P55:345:MEC:RACCOON TRAIL | 0.072 | Yes
GEN-2024-213 | 02 NEBRASKA | G00ALL 29SP | 635635 MADISON3 345 635640 NORWALK 3 345 1 | P55:345:MEC:RACCOON TRAIL | 0.06859 | Yes
GEN-2024-213 | 02 NEBRASKA | G00ALL 29SP | 635013 PONY CRK 3 345 635100 ROLL HILLS 3 345 1 | P55:345:MEC:RACCOON TRAIL | 0.072 | Yes
GEN-2024-213 | 02 NEBRASKA | G00ALL 29SP | 635200 RAUN 3 345 762779 G18-043 TAP 345 1 | P55:345:MEC:RACCOON TRAIL | 0.14007 | Yes
GEN-2024-213 | 02 NEBRASKA | G00ALL 29SP | 635680 BONDURANT3 345 635690 GDMEC 3 345 1 | P55:345:MEC:RACCOON TRAIL | 0.05705 | Yes
GEN-2024-213 | 02 NEBRASKA | G00ALL 29SP | 635640 NORWALK 3 345 635650 SE POLK 3 345 1 | P55:345:MEC:RACCOON TRAIL | 0.06269 | Yes
GEN-2024-213 | 02 NEBRASKA | G00ALL 29SP | 635200 RAUN 3 345 645552 S3452 REACT3 345 1 | P55:345:MEC:RACCOON TRAIL | 0.14433 | Yes
GEN-2024-213 | 02 NEBRASKA | G00ALL 29SP | 635000 CBLUFFS3 345 635014 OVERLAND 3 345 1 | P55:345:MEC:ROLLING HILLS | 0.08349 | Yes
GEN-2024-213 | 02 NEBRASKA | G00ALL 29SP | 635580 ARBOR HILL 3 345 635623 BADGER CRK 3 345 1 | P55:345:MEC:ROLLING HILLS | 0.07715 | Yes
GEN-2024-213 | 02 NEBRASKA | G00ALL 29SP | 635580 ARBOR HILL 3 345 635590 FALLOW AVE 3 345 1 | P55:345:MEC:ROLLING HILLS | 0.07715 | Yes
GEN-2024-213 | 02 NEBRASKA | G00ALL 29SP | 635014 OVERLAND 3 345 635590 FALLOW AVE 3 345 1 | P55:345:MEC:ROLLING HILLS | 0.07715 | Yes
GEN-2024-213 | 02 NEBRASKA | G00ALL 29SP | 635570 ORIENT 3 345 635635 MADISON3 345 1 | P55:345:MEC:SOUTHERN HILLS | 0.06797 | Yes
GEN-2024-213 | 02 NEBRASKA | G00ALL 29SP | 635000 CBLUFFS3 345 635014 OVERLAND 3 345 1 | P55:345:MEC:SOUTHERN HILLS | 0.07075 | Yes
GEN-2024-213 | 02 NEBRASKA | G00ALL 29SP | 635580 ARBOR HILL 3 345 635623 BADGER CRK 3 345 1 | P55:345:MEC:SOUTHERN HILLS | 0.06669 | Yes
GEN-2024-213 | 02 NEBRASKA | G00ALL 29SP | 635580 ARBOR HILL 3 345 635590 FALLOW AVE 3 345 1 | P55:345:MEC:SOUTHERN HILLS | 0.06669 | Yes
GEN-2024-213 | 02 NEBRASKA | G00ALL 29SP | 635014 OVERLAND 3 345 635590 FALLOW AVE 3 345 1 | P55:345:MEC:SOUTHERN HILLS | 0.06669 | Yes
GEN-2024-213 | 02 NEBRASKA | G00ALL 29SP | 337909 8ANO% 500 515305 FTSMITH8 500 1 | P55:345:OPPD:S3740 3::FN13:EHV: | 0.06139 | Yes
GEN-2024-213 | 02 NEBRASKA | G00ALL 29SP | 602004 SPLT RK4 230 652523 SIOUXFL4 230 1 | P55:345:OPPD:S3740 3::FN13:EHV: | 0.05321 | Yes
GEN-2024-213 | 02 NEBRASKA | G00ALL 29SP | 603016 SPLT RK7 115 996521 SPLT RK4 115 7 | P55:345:OPPD:S3740 3::FN13:EHV: | 0.05321 | Yes
GEN-2024-213 | 02 NEBRASKA | G00ALL 29SP | 602004 SPLT RK4 230 996521 SPLT RK4 115 7 | P55:345:OPPD:S3740 3::FN13:EHV: | 0.05321 | Yes
GEN-2024-213 | 02 NEBRASKA | G00ALL 29SP | 635680 BONDURANT3 345 635730 MONTEZUMA 3 345 1 | P55:345:OPPD:S3740 3::FN13:EHV: | 0.07226 | Yes
GEN-2024-213 | 02 NEBRASKA | G00ALL 29SP | 635000 CBLUFFS3 345 645456 S3456 3 345 1 | P55:345:OPPD:S3740 3::FN13:EHV: | 0.05188 | Yes
GEN-2024-213 | 02 NEBRASKA | G00ALL 29SP | 635680 BONDURANT3 345 635700 SYCAMORE 3 345 1 | P55:345:OPPD:S3740 3::FN13:EHV: | 0.05035 | Yes
GEN-2024-213 | 02 NEBRASKA | G00ALL 29SP | 636400 HILLS 3 345 636630 SUB 92 3 345 1 | P55:345:OPPD:S3740 3::FN13:EHV: | 0.05005 | Yes
GEN-2024-213 | 02 NEBRASKA | G00ALL 29SP | 631193 HUNTLEY3 345 631197 LEDYARD3 345 1 | P55:345:XEL:MNN1 | 0.05705 | Yes
GEN-2024-213 | 02 NEBRASKA | G00ALL 29SP | 601048 LYON CO 3 345 631138 LAKEFLD3 345 1 | P55:345:XEL:MNN1 | 0.05192 | Yes
GEN-2024-213 | 02 NEBRASKA | G00ALL 29SP | 635368 OBRIEN 3 345 635400 HIGHLAND 3 345 1 | P55:345:XEL:PRI1 | 0.05799 | Yes
GEN-2024-213 | 02 NEBRASKA | G00ALL 29SP | 601006 SPLT RK3 345 652864 SIOUXCY-LNX3 345 1 | P55:345:XEL:PRI1 | 0.06658 | Yes
GEN-2024-213 | 02 NEBRASKA | G00ALL 29SP | 636000 WEBSTER3 345 636010 LEHIGH 3 345 1 | P55:345:XEL:PRI1 | 0.06843 | Yes
GEN-2024-213 | 02 NEBRASKA | G00ALL 29SP | 631138 LAKEFLD3 345 635368 OBRIEN 3 345 1 | P55:345:XEL:PRI1 | 0.06378 | Yes
GEN-2024-213 | 02 NEBRASKA | G00ALL 29SP | 635399 CHEROKEE 3 345 635400 HIGHLAND 3 345 1 | P55:345:XEL:PRI1 | 0.05799 | Yes
GEN-2024-213 | 02 NEBRASKA | G00ALL 29SP | 635200 RAUN 3 345 762779 G18-043 TAP 345 1 | P55:345:XEL:PRI1 | 0.13197 | Yes
GEN-2024-213 | 02 NEBRASKA | G00ALL 29SP | 635200 RAUN 3 345 635398 REMSEN 3 345 1 | P55:345:XEL:PRI1 | 0.05799 | Yes
GEN-2024-213 | 02 NEBRASKA | G00ALL 29SP | 635398 REMSEN 3 345 635399 CHEROKEE 3 345 1 | P55:345:XEL:PRI1 | 0.05799 | Yes
GEN-2024-213 | 02 NEBRASKA | G00ALL 29SP | 631193 HUNTLEY3 345 631197 LEDYARD3 345 1 | P55:345:XEL:PRI1 | 0.05712 | Yes
GEN-2024-213 | 02 NEBRASKA | G00ALL 29SP | 635200 RAUN 3 345 645552 S3452 REACT3 345 1 | P55:345:XEL:PRI1 | 0.13606 | Yes
GEN-2024-213 | 02 NEBRASKA | G00ALL 29SP | 601048 LYON CO 3 345 631138 LAKEFLD3 345 1 | P55:345:XEL:PRI1 | 0.05169 | Yes
GEN-2024-213 | 02 NEBRASKA | G00ALL 29SP | 601006 SPLT RK3 345 652536 WHITE-SRX3 345 1 | 601048 LYON CO 3 345 631138 LAKEFLD3 345 1 | 0.05437 | Yes
GEN-2024-213 | 02 NEBRASKA | G00ALL 29SP | 635200 RAUN 3 345 652564 SIOUXCY3 345 1 | 631138 LAKEFLD3 345 635368 OBRIEN 3 345 1 | 0.16006 | Yes
GEN-2024-213 | 02 NEBRASKA | G00ALL 29SP | 601006 SPLT RK3 345 652864 SIOUXCY-LNX3 345 1 | 631138 LAKEFLD3 345 635368 OBRIEN 3 345 1 | 0.07689 | Yes
GEN-2024-213 | 02 NEBRASKA | G00ALL 29SP | 631193 HUNTLEY3 345 631197 LEDYARD3 345 1 | 631138 LAKEFLD3 345 635368 OBRIEN 3 345 1 | 0.08261 | Yes
GEN-2024-213 | 02 NEBRASKA | G00ALL 29SP | 631197 LEDYARD3 345 635369 KOSSUTH 3 345 1 | 631138 LAKEFLD3 345 635368 OBRIEN 3 345 1 | 0.06418 | Yes
GEN-2024-213 | 02 NEBRASKA | G00ALL 29SP | 631138 LAKEFLD3 345 635368 OBRIEN 3 345 1 | 631193 HUNTLEY3 345 631197 LEDYARD3 345 1 | 0.08408 | Yes
GEN-2024-213 | 02 NEBRASKA | G00ALL 29SP | 635100 ROLL HILLS 3 345 635570 ORIENT 3 345 1 | 635017 ATCHISON 3 345 635018 NORTHBORO 3 345 1 | 0.06781 | Yes
GEN-2024-213 | 02 NEBRASKA | G00ALL 29SP | 635013 PONY CRK 3 345 635100 ROLL HILLS 3 345 1 | 635017 ATCHISON 3 345 635018 NORTHBORO 3 345 1 | 0.06781 | Yes
GEN-2024-213 | 02 NEBRASKA | G00ALL 29SP | 635000 CBLUFFS3 345 645456 S3456 3 345 1 | 635017 ATCHISON 3 345 635018 NORTHBORO 3 345 1 | 0.14424 | Yes
GEN-2024-213 | 02 NEBRASKA | G00ALL 29SP | 635200 RAUN 3 345 762779 G18-043 TAP 345 1 | 635200 RAUN 3 345 645552 S3452 REACT3 345 1 | 0.18783 | Yes
GEN-2024-213 | 02 NEBRASKA | G00ALL 29SP | 635200 RAUN 3 345 645552 S3452 REACT3 345 1 | 635200 RAUN 3 345 762779 G18-043 TAP 345 1 | 0.18999 | Yes
GEN-2024-213 | 02 NEBRASKA | G00ALL 29SP | 635368 OBRIEN 3 345 635400 HIGHLAND 3 345 1 | 635219 GARD AVE 3 345 636017 LEHIGH GARX3 345 1 | 0.05971 | Yes
GEN-2024-213 | 02 NEBRASKA | G00ALL 29SP | 635399 CHEROKEE 3 345 635400 HIGHLAND 3 345 1 | 635219 GARD AVE 3 345 636017 LEHIGH GARX3 345 1 | 0.05971 | Yes
GEN-2024-213 | 02 NEBRASKA | G00ALL 29SP | 635200 RAUN 3 345 635398 REMSEN 3 345 1 | 635219 GARD AVE 3 345 636017 LEHIGH GARX3 345 1 | 0.05971 | Yes
GEN-2024-213 | 02 NEBRASKA | G00ALL 29SP | 635398 REMSEN 3 345 635399 CHEROKEE 3 345 1 | 635219 GARD AVE 3 345 636017 LEHIGH GARX3 345 1 | 0.05971 | Yes
GEN-2024-213 | 02 NEBRASKA | G00ALL 29SP | 636003 BEAVER CRK 3 345 636010 LEHIGH 3 345 1 | 635219 GARD AVE 3 345 636017 LEHIGH GARX3 345 1 | 0.06385 | Yes
GEN-2024-213 | 02 NEBRASKA | G00ALL 29SP | 635200 RAUN 3 345 652564 SIOUXCY3 345 1 | 635368 OBRIEN 3 345 635400 HIGHLAND 3 345 1 | 0.16703 | Yes
GEN-2024-213 | 02 NEBRASKA | G00ALL 29SP | 601006 SPLT RK3 345 652864 SIOUXCY-LNX3 345 1 | 635368 OBRIEN 3 345 635400 HIGHLAND 3 345 1 | 0.07765 | Yes
GEN-2024-213 | 02 NEBRASKA | G00ALL 29SP | 636000 WEBSTER3 345 636010 LEHIGH 3 345 1 | 635368 OBRIEN 3 345 635400 HIGHLAND 3 345 1 | 0.08358 | Yes
GEN-2024-213 | 02 NEBRASKA | G00ALL 29SP | 635200 RAUN 3 345 640226 HOSKINS3 345 1 | 635368 OBRIEN 3 345 635400 HIGHLAND 3 345 1 | 0.05092 | Yes
GEN-2024-213 | 02 NEBRASKA | G00ALL 29SP | 631138 LAKEFLD3 345 635368 OBRIEN 3 345 1 | 635369 KOSSUTH 3 345 635425 PALO ALTO 3 345 1 | 0.05987 | Yes
GEN-2024-213 | 02 NEBRASKA | G00ALL 29SP | 636000 WEBSTER3 345 636010 LEHIGH 3 345 1 | 635369 KOSSUTH 3 345 635425 PALO ALTO 3 345 1 | 0.06688 | Yes
GEN-2024-213 | 02 NEBRASKA | G00ALL 29SP | 635568 S HILLS 3 345 635630 BOONEVILLE 3 345 1 | 635580 ARBOR HILL 3 345 635623 BADGER CRK 3 345 1 | 0.06122 | Yes
GEN-2024-213 | 02 NEBRASKA | G00ALL 29SP | 635570 ORIENT 3 345 635635 MADISON3 345 1 | 635580 ARBOR HILL 3 345 635623 BADGER CRK 3 345 1 | 0.05175 | Yes
GEN-2024-213 | 02 NEBRASKA | G00ALL 29SP | 635568 S HILLS 3 345 635570 ORIENT 3 345 1 | 635580 ARBOR HILL 3 345 635623 BADGER CRK 3 345 1 | 0.06122 | Yes
GEN-2024-213 | 02 NEBRASKA | G00ALL 29SP | 635100 ROLL HILLS 3 345 635570 ORIENT 3 345 1 | 635580 ARBOR HILL 3 345 635623 BADGER CRK 3 345 1 | 0.07771 | Yes
GEN-2024-213 | 02 NEBRASKA | G00ALL 29SP | 635013 PONY CRK 3 345 635100 ROLL HILLS 3 345 1 | 635580 ARBOR HILL 3 345 635623 BADGER CRK 3 345 1 | 0.07771 | Yes
GEN-2024-213 | 02 NEBRASKA | G00ALL 29SP | 635622 RCCN TRL 3 345 635630 BOONEVILLE 3 345 1 | 635580 ARBOR HILL 3 345 635623 BADGER CRK 3 345 1 | 0.06627 | Yes
GEN-2024-213 | 02 NEBRASKA | G00ALL 29SP | 635200 RAUN 3 345 762779 G18-043 TAP 345 1 | 635580 ARBOR HILL 3 345 635623 BADGER CRK 3 345 1 | 0.13796 | Yes
GEN-2024-213 | 02 NEBRASKA | G00ALL 29SP | 635600 GRIMES 3 345 636003 BEAVER CRK 3 345 1 | 635580 ARBOR HILL 3 345 635623 BADGER CRK 3 345 1 | 0.05009 | Yes
GEN-2024-213 | 02 NEBRASKA | G00ALL 29SP | 635200 RAUN 3 345 645552 S3452 REACT3 345 1 | 635580 ARBOR HILL 3 345 635623 BADGER CRK 3 345 1 | 0.14217 | Yes
GEN-2024-213 | 02 NEBRASKA | G00ALL 29SP | 636003 BEAVER CRK 3 345 636010 LEHIGH 3 345 1 | 635580 ARBOR HILL 3 345 635623 BADGER CRK 3 345 1 | 0.05009 | Yes
GEN-2024-213 | 02 NEBRASKA | G00ALL 29SP | 635622 RCCN TRL 3 345 635623 BADGER CRK 3 345 2 | 635622 RCCN TRL 3 345 635623 BADGER CRK 3 345 1 | 0.05777 | Yes
GEN-2024-213 | 02 NEBRASKA | G00ALL 29SP | 635622 RCCN TRL 3 345 635623 BADGER CRK 3 345 1 | 635622 RCCN TRL 3 345 635623 BADGER CRK 3 345 2 | 0.05776 | Yes
GEN-2024-213 | 02 NEBRASKA | G00ALL 29SP | 635368 OBRIEN 3 345 635400 HIGHLAND 3 345 1 | 636010 LEHIGH 3 345 636017 LEHIGH GARX3 345 Z | 0.05971 | Yes
GEN-2024-213 | 02 NEBRASKA | G00ALL 29SP | 635399 CHEROKEE 3 345 635400 HIGHLAND 3 345 1 | 636010 LEHIGH 3 345 636017 LEHIGH GARX3 345 Z | 0.05971 | Yes
GEN-2024-213 | 02 NEBRASKA | G00ALL 29SP | 635200 RAUN 3 345 635398 REMSEN 3 345 1 | 636010 LEHIGH 3 345 636017 LEHIGH GARX3 345 Z | 0.05971 | Yes
GEN-2024-213 | 02 NEBRASKA | G00ALL 29SP | 635398 REMSEN 3 345 635399 CHEROKEE 3 345 1 | 636010 LEHIGH 3 345 636017 LEHIGH GARX3 345 Z | 0.05971 | Yes
GEN-2024-213 | 02 NEBRASKA | G00ALL 29SP | 636003 BEAVER CRK 3 345 636010 LEHIGH 3 345 1 | 636010 LEHIGH 3 345 636017 LEHIGH GARX3 345 Z | 0.06385 | Yes
GEN-2024-213 | 02 NEBRASKA | G00ALL 29SP | 635200 RAUN 3 345 762779 G18-043 TAP 345 1 | 645452 S3452 3 345 645552 S3452 REACT3 345 Z1 | 0.18783 | Yes
GEN-2024-213 | 02 NEBRASKA | G00ALL 29SP | 635200 RAUN 3 345 652564 SIOUXCY3 345 1 | Base Case | 0.14812 | Yes
GEN-2024-213 | 02 NEBRASKA | G00ALL 29SP | 635368 OBRIEN 3 345 635400 HIGHLAND 3 345 1 | Base Case | 0.05803 | Yes
GEN-2024-213 | 02 NEBRASKA | G00ALL 29SP | 601006 SPLT RK3 345 652864 SIOUXCY-LNX3 345 1 | Base Case | 0.06656 | Yes
GEN-2024-213 | 02 NEBRASKA | G00ALL 29SP | 631138 LAKEFLD3 345 635368 OBRIEN 3 345 1 | Base Case | 0.06379 | Yes
GEN-2024-213 | 02 NEBRASKA | G00ALL 29SP | 636000 WEBSTER3 345 636010 LEHIGH 3 345 1 | Base Case | 0.06849 | Yes
GEN-2024-213 | 02 NEBRASKA | G00ALL 29SP | 635000 CBLUFFS3 345 635014 OVERLAND 3 345 1 | Base Case | 0.0647 | Yes
GEN-2024-213 | 02 NEBRASKA | G00ALL 29SP | 635580 ARBOR HILL 3 345 635623 BADGER CRK 3 345 1 | Base Case | 0.0609 | Yes
GEN-2024-213 | 02 NEBRASKA | G00ALL 29SP | 635100 ROLL HILLS 3 345 635570 ORIENT 3 345 1 | Base Case | 0.05785 | Yes
GEN-2024-213 | 02 NEBRASKA | G00ALL 29SP | 635399 CHEROKEE 3 345 635400 HIGHLAND 3 345 1 | Base Case | 0.05803 | Yes
GEN-2024-213 | 02 NEBRASKA | G00ALL 29SP | 635200 RAUN 3 345 762779 G18-043 TAP 345 1 | Base Case | 0.13198 | Yes
GEN-2024-213 | 02 NEBRASKA | G00ALL 29SP | 635580 ARBOR HILL 3 345 635590 FALLOW AVE 3 345 1 | Base Case | 0.0609 | Yes
GEN-2024-213 | 02 NEBRASKA | G00ALL 29SP | 635013 PONY CRK 3 345 635100 ROLL HILLS 3 345 1 | Base Case | 0.05785 | Yes
GEN-2024-213 | 02 NEBRASKA | G00ALL 29SP | 635200 RAUN 3 345 635398 REMSEN 3 345 1 | Base Case | 0.05803 | Yes
GEN-2024-213 | 02 NEBRASKA | G00ALL 29SP | 635014 OVERLAND 3 345 635590 FALLOW AVE 3 345 1 | Base Case | 0.0609 | Yes
GEN-2024-213 | 02 NEBRASKA | G00ALL 29SP | 635398 REMSEN 3 345 635399 CHEROKEE 3 345 1 | Base Case | 0.05803 | Yes
GEN-2024-213 | 02 NEBRASKA | G00ALL 29SP | 631193 HUNTLEY3 345 631197 LEDYARD3 345 1 | Base Case | 0.05716 | Yes
GEN-2024-213 | 02 NEBRASKA | G00ALL 29SP | 635000 CBLUFFS3 345 645456 S3456 3 345 1 | Base Case | 0.1325 | Yes
GEN-2024-213 | 02 NEBRASKA | G00ALL 29SP | 601048 LYON CO 3 345 631138 LAKEFLD3 345 1 | Base Case | 0.0516 | Yes
GEN-2024-213 | 02 NEBRASKA | G00ALL 29SP | 635200 RAUN 3 345 645552 S3452 REACT3 345 1 | Base Case | 0.13606 | Yes
GEN-2024-213 | 02 NEBRASKA | G00ALL 29SP | 635600 GRIMES 3 345 636003 BEAVER CRK 3 345 1 | Base Case | 0.06107 | Yes
GEN-2024-213 | 02 NEBRASKA | G00ALL 29SP | 636003 BEAVER CRK 3 345 636010 LEHIGH 3 345 1 | Base Case | 0.06107 | Yes
GEN-2024-231 | 02 NEBRASKA | G02 29SP | 635018 NORTHBORO 3 345 635570 ORIENT 3 345 1 | P11:345:MEC:GDMEC:3:ST | 0.0544 | Yes
GEN-2024-231 | 02 NEBRASKA | G02 29SP | 635017 ATCHISON 3 345 635018 NORTHBORO 3 345 1 | P11:345:MEC:GDMEC:3:ST | 0.0544 | Yes
GEN-2024-231 | 02 NEBRASKA | G02 29SP | 635017 ATCHISON 3 345 640139 COOPER 3 345 1 | P11:345:MEC:GDMEC:3:ST | 0.0544 | Yes
GEN-2024-231 | 02 NEBRASKA | G02 29SP | 635200 RAUN 3 345 652564 SIOUXCY3 345 1 | P12:230.0:UMZ:# N-1 #:: LINE TWIN CH4-SIOUXCY4-1 :HV: | 0.05225 | Yes
GEN-2024-231 | 02 NEBRASKA | G02 29SP | 635018 NORTHBORO 3 345 635570 ORIENT 3 345 1 | P12:345:MEC:ARBOR HILL:FALLOW AVE:1 | 0.05665 | Yes
GEN-2024-231 | 02 NEBRASKA | G02 29SP | 635017 ATCHISON 3 345 635018 NORTHBORO 3 345 1 | P12:345:MEC:ARBOR HILL:FALLOW AVE:1 | 0.05665 | Yes
GEN-2024-231 | 02 NEBRASKA | G02 29SP | 635017 ATCHISON 3 345 640139 COOPER 3 345 1 | P12:345:MEC:ARBOR HILL:FALLOW AVE:1 | 0.05665 | Yes
GEN-2024-231 | 02 NEBRASKA | G02 29SP | 635200 RAUN 3 345 652564 SIOUXCY3 345 1 | P12:345:MEC:CHEROKEE:HIGHLAND:1 | 0.05885 | Yes
GEN-2024-231 | 02 NEBRASKA | G02 29SP | 635200 RAUN 3 345 652564 SIOUXCY3 345 1 | P12:345:MEC:GARD AVE:LEHIGH:1REACTOR:EHV: | 0.05136 | Yes
GEN-2024-231 | 02 NEBRASKA | G02 29SP | 635200 RAUN 3 345 652564 SIOUXCY3 345 1 | P12:345:MEC:OBRIEN:HIGHLAND:1REACTOR:EHV: | 0.05885 | Yes
GEN-2024-231 | 02 NEBRASKA | G02 29SP | 635018 NORTHBORO 3 345 635570 ORIENT 3 345 1 | P12:345:MEC:PONY CRK:ROLL HILLS:1 | 0.05557 | Yes
GEN-2024-231 | 02 NEBRASKA | G02 29SP | 635017 ATCHISON 3 345 635018 NORTHBORO 3 345 1 | P12:345:MEC:PONY CRK:ROLL HILLS:1 | 0.05557 | Yes
GEN-2024-231 | 02 NEBRASKA | G02 29SP | 635017 ATCHISON 3 345 640139 COOPER 3 345 1 | P12:345:MEC:PONY CRK:ROLL HILLS:1 | 0.05557 | Yes
GEN-2024-231 | 02 NEBRASKA | G02 29SP | 635018 NORTHBORO 3 345 635570 ORIENT 3 345 1 | P12:345:MEC:ROLL HILLS:ORIENT:1 | 0.05557 | Yes
GEN-2024-231 | 02 NEBRASKA | G02 29SP | 635017 ATCHISON 3 345 635018 NORTHBORO 3 345 1 | P12:345:MEC:ROLL HILLS:ORIENT:1 | 0.05557 | Yes
GEN-2024-231 | 02 NEBRASKA | G02 29SP | 635017 ATCHISON 3 345 640139 COOPER 3 345 1 | P12:345:MEC:ROLL HILLS:ORIENT:1 | 0.05557 | Yes
GEN-2024-231 | 02 NEBRASKA | G02 29SP | 635200 RAUN 3 345 645552 S3452 REACT3 345 1 | P12:345:OPPD-MEC:S3451-RAUN:::EHV: | 0.06425 | Yes
GEN-2024-231 | 02 NEBRASKA | G02 29SP | 635200 RAUN 3 345 645552 S3452 REACT3 345 1 | P22:345:OPPD:S3451-RAUN:::EHV: | 0.06425 | Yes
GEN-2024-231 | 02 NEBRASKA | G02 29SP | 635018 NORTHBORO 3 345 635570 ORIENT 3 345 1 | P23:345:MEC:ARBOR HILL:901::EHV: | 0.05665 | Yes
GEN-2024-231 | 02 NEBRASKA | G02 29SP | 635017 ATCHISON 3 345 635018 NORTHBORO 3 345 1 | P23:345:MEC:ARBOR HILL:901::EHV: | 0.05665 | Yes
GEN-2024-231 | 02 NEBRASKA | G02 29SP | 635017 ATCHISON 3 345 640139 COOPER 3 345 1 | P23:345:MEC:ARBOR HILL:901::EHV: | 0.05665 | Yes
GEN-2024-231 | 02 NEBRASKA | G02 29SP | 635018 NORTHBORO 3 345 635570 ORIENT 3 345 1 | P23:345:MEC:ARBOR HILL:902::EHV: | 0.05665 | Yes
GEN-2024-231 | 02 NEBRASKA | G02 29SP | 635017 ATCHISON 3 345 635018 NORTHBORO 3 345 1 | P23:345:MEC:ARBOR HILL:902::EHV: | 0.05665 | Yes
GEN-2024-231 | 02 NEBRASKA | G02 29SP | 635017 ATCHISON 3 345 640139 COOPER 3 345 1 | P23:345:MEC:ARBOR HILL:902::EHV: | 0.05665 | Yes
GEN-2024-231 | 02 NEBRASKA | G02 29SP | 635018 NORTHBORO 3 345 635570 ORIENT 3 345 1 | P23:345:MEC:ARBOR HILL:903::EHV: | 0.05665 | Yes
GEN-2024-231 | 02 NEBRASKA | G02 29SP | 635017 ATCHISON 3 345 635018 NORTHBORO 3 345 1 | P23:345:MEC:ARBOR HILL:903::EHV: | 0.05665 | Yes
GEN-2024-231 | 02 NEBRASKA | G02 29SP | 635017 ATCHISON 3 345 640139 COOPER 3 345 1 | P23:345:MEC:ARBOR HILL:903::EHV: | 0.05665 | Yes
GEN-2024-231 | 02 NEBRASKA | G02 29SP | 635018 NORTHBORO 3 345 635570 ORIENT 3 345 1 | P23:345:MEC:FALLOW:901::EHV: | 0.05665 | Yes
GEN-2024-231 | 02 NEBRASKA | G02 29SP | 635017 ATCHISON 3 345 635018 NORTHBORO 3 345 1 | P23:345:MEC:FALLOW:901::EHV: | 0.05665 | Yes
GEN-2024-231 | 02 NEBRASKA | G02 29SP | 635017 ATCHISON 3 345 640139 COOPER 3 345 1 | P23:345:MEC:FALLOW:901::EHV: | 0.05665 | Yes
GEN-2024-231 | 02 NEBRASKA | G02 29SP | 635018 NORTHBORO 3 345 635570 ORIENT 3 345 1 | P23:345:MEC:FALLOW:902::EHV: | 0.05665 | Yes
GEN-2024-231 | 02 NEBRASKA | G02 29SP | 635017 ATCHISON 3 345 635018 NORTHBORO 3 345 1 | P23:345:MEC:FALLOW:902::EHV: | 0.05665 | Yes
GEN-2024-231 | 02 NEBRASKA | G02 29SP | 635017 ATCHISON 3 345 640139 COOPER 3 345 1 | P23:345:MEC:FALLOW:902::EHV: | 0.05665 | Yes
GEN-2024-231 | 02 NEBRASKA | G02 29SP | 635200 RAUN 3 345 652564 SIOUXCY3 345 1 | P23:345:MEC:HIGHLAND:901::EHV: | 0.05885 | Yes
GEN-2024-231 | 02 NEBRASKA | G02 29SP | 635200 RAUN 3 345 652564 SIOUXCY3 345 1 | P23:345:MEC:HIGHLAND:902::EHV: | 0.05885 | Yes
GEN-2024-231 | 02 NEBRASKA | G02 29SP | 635200 RAUN 3 345 652564 SIOUXCY3 345 1 | P23:345:MEC:HIGHLAND:903::EHV: | 0.05885 | Yes
GEN-2024-231 | 02 NEBRASKA | G02 29SP | 635200 RAUN 3 345 652564 SIOUXCY3 345 1 | P23:345:MEC:HIGHLAND:908::EHV: | 0.05885 | Yes
GEN-2024-231 | 02 NEBRASKA | G02 29SP | 635200 RAUN 3 345 652564 SIOUXCY3 345 1 | P23:345:MEC:LEHIGH:350::EHV: | 0.05325 | Yes
GEN-2024-231 | 02 NEBRASKA | G02 29SP | 635200 RAUN 3 345 652564 SIOUXCY3 345 1 | P23:345:MEC:LEHIGH:360::EHV: | 0.05325 | Yes
GEN-2024-231 | 02 NEBRASKA | G02 29SP | 635200 RAUN 3 345 652564 SIOUXCY3 345 1 | P23:345:MEC:LEHIGH:390::EHV: | 0.05136 | Yes
GEN-2024-231 | 02 NEBRASKA | G02 29SP | 635200 RAUN 3 345 652564 SIOUXCY3 345 1 | P23:345:MEC:OBRIEN:903::EHV: | 0.05969 | Yes
GEN-2024-231 | 02 NEBRASKA | G02 29SP | 635200 RAUN 3 345 652564 SIOUXCY3 345 1 | P23:345:MEC:OBRIEN:906::EHV: | 0.05997 | Yes
GEN-2024-231 | 02 NEBRASKA | G02 29SP | 635200 RAUN 3 345 652564 SIOUXCY3 345 1 | P23:345:MEC:RAUN:150::EHV: | 0.06036 | Yes
GEN-2024-231 | 02 NEBRASKA | G02 29SP | 635018 NORTHBORO 3 345 635570 ORIENT 3 345 1 | P23:345:MEC:ROLLING HILLS:901::EHV: | 0.05557 | Yes
GEN-2024-231 | 02 NEBRASKA | G02 29SP | 635017 ATCHISON 3 345 635018 NORTHBORO 3 345 1 | P23:345:MEC:ROLLING HILLS:901::EHV: | 0.05557 | Yes
GEN-2024-231 | 02 NEBRASKA | G02 29SP | 635017 ATCHISON 3 345 640139 COOPER 3 345 1 | P23:345:MEC:ROLLING HILLS:901::EHV: | 0.05557 | Yes
GEN-2024-231 | 02 NEBRASKA | G02 29SP | 635018 NORTHBORO 3 345 635570 ORIENT 3 345 1 | P23:345:MEC:ROLLING HILLS:902::EHV: | 0.05557 | Yes
GEN-2024-231 | 02 NEBRASKA | G02 29SP | 635017 ATCHISON 3 345 635018 NORTHBORO 3 345 1 | P23:345:MEC:ROLLING HILLS:902::EHV: | 0.05557 | Yes
GEN-2024-231 | 02 NEBRASKA | G02 29SP | 635017 ATCHISON 3 345 640139 COOPER 3 345 1 | P23:345:MEC:ROLLING HILLS:902::EHV: | 0.05557 | Yes
GEN-2024-231 | 02 NEBRASKA | G02 29SP | 635018 NORTHBORO 3 345 635570 ORIENT 3 345 1 | P23:345:MEC:ROLLING HILLS:903::EHV: | 0.05557 | Yes
GEN-2024-231 | 02 NEBRASKA | G02 29SP | 635017 ATCHISON 3 345 635018 NORTHBORO 3 345 1 | P23:345:MEC:ROLLING HILLS:903::EHV: | 0.05557 | Yes
GEN-2024-231 | 02 NEBRASKA | G02 29SP | 635017 ATCHISON 3 345 640139 COOPER 3 345 1 | P23:345:MEC:ROLLING HILLS:903::EHV: | 0.05557 | Yes
GEN-2024-231 | 02 NEBRASKA | G02 29SP | 635018 NORTHBORO 3 345 635570 ORIENT 3 345 1 | P23:345:MEC:ROLLING HILLS:908::EHV: | 0.05557 | Yes
GEN-2024-231 | 02 NEBRASKA | G02 29SP | 635017 ATCHISON 3 345 635018 NORTHBORO 3 345 1 | P23:345:MEC:ROLLING HILLS:908::EHV: | 0.05557 | Yes
GEN-2024-231 | 02 NEBRASKA | G02 29SP | 635017 ATCHISON 3 345 640139 COOPER 3 345 1 | P23:345:MEC:ROLLING HILLS:908::EHV: | 0.05557 | Yes
GEN-2024-231 | 02 NEBRASKA | G02 29SP | 635018 NORTHBORO 3 345 635570 ORIENT 3 345 1 | P23:345:OPPD:FUTURE 56-55&56-58:::EHV: | 0.05687 | Yes
GEN-2024-231 | 02 NEBRASKA | G02 29SP | 635017 ATCHISON 3 345 635018 NORTHBORO 3 345 1 | P23:345:OPPD:FUTURE 56-55&56-58:::EHV: | 0.05687 | Yes
GEN-2024-231 | 02 NEBRASKA | G02 29SP | 635017 ATCHISON 3 345 640139 COOPER 3 345 1 | P23:345:OPPD:FUTURE 56-55&56-58:::EHV: | 0.05687 | Yes
GEN-2024-231 | 02 NEBRASKA | G02 29SP | 635200 RAUN 3 345 645552 S3452 REACT3 345 1 | P23:345:OPPD:S3451-RAUN:::EHV: | 0.06425 | Yes
GEN-2024-231 | 02 NEBRASKA | G02 29SP | 635018 NORTHBORO 3 345 635570 ORIENT 3 345 1 | P55:345:MEC:ARBOR HILL | 0.05665 | Yes
GEN-2024-231 | 02 NEBRASKA | G02 29SP | 635017 ATCHISON 3 345 635018 NORTHBORO 3 345 1 | P55:345:MEC:ARBOR HILL | 0.05665 | Yes
GEN-2024-231 | 02 NEBRASKA | G02 29SP | 635017 ATCHISON 3 345 640139 COOPER 3 345 1 | P55:345:MEC:ARBOR HILL | 0.05665 | Yes
GEN-2024-231 | 02 NEBRASKA | G02 29SP | 635018 NORTHBORO 3 345 635570 ORIENT 3 345 1 | P55:345:MEC:FALLOW AVE | 0.05665 | Yes
GEN-2024-231 | 02 NEBRASKA | G02 29SP | 635017 ATCHISON 3 345 635018 NORTHBORO 3 345 1 | P55:345:MEC:FALLOW AVE | 0.05665 | Yes
GEN-2024-231 | 02 NEBRASKA | G02 29SP | 635017 ATCHISON 3 345 640139 COOPER 3 345 1 | P55:345:MEC:FALLOW AVE | 0.05665 | Yes
GEN-2024-231 | 02 NEBRASKA | G02 29SP | 635018 NORTHBORO 3 345 635570 ORIENT 3 345 1 | P55:345:MEC:GDMEC | 0.05384 | Yes
GEN-2024-231 | 02 NEBRASKA | G02 29SP | 635017 ATCHISON 3 345 635018 NORTHBORO 3 345 1 | P55:345:MEC:GDMEC | 0.05384 | Yes
GEN-2024-231 | 02 NEBRASKA | G02 29SP | 635017 ATCHISON 3 345 640139 COOPER 3 345 1 | P55:345:MEC:GDMEC | 0.05384 | Yes
GEN-2024-231 | 02 NEBRASKA | G02 29SP | 635200 RAUN 3 345 652564 SIOUXCY3 345 1 | P55:345:MEC:HIGHLAND | 0.05885 | Yes
GEN-2024-231 | 02 NEBRASKA | G02 29SP | 635200 RAUN 3 345 652564 SIOUXCY3 345 1 | P55:345:MEC:LEHIGH | 0.05325 | Yes
GEN-2024-231 | 02 NEBRASKA | G02 29SP | 635018 NORTHBORO 3 345 635570 ORIENT 3 345 1 | P55:345:MEC:PONY CREEK OR SOUTHLAND | 0.05557 | Yes
GEN-2024-231 | 02 NEBRASKA | G02 29SP | 635017 ATCHISON 3 345 635018 NORTHBORO 3 345 1 | P55:345:MEC:PONY CREEK OR SOUTHLAND | 0.05557 | Yes
GEN-2024-231 | 02 NEBRASKA | G02 29SP | 635017 ATCHISON 3 345 640139 COOPER 3 345 1 | P55:345:MEC:PONY CREEK OR SOUTHLAND | 0.05557 | Yes
GEN-2024-231 | 02 NEBRASKA | G02 29SP | 635018 NORTHBORO 3 345 635570 ORIENT 3 345 1 | P55:345:MEC:ROLLING HILLS | 0.05557 | Yes
GEN-2024-231 | 02 NEBRASKA | G02 29SP | 635017 ATCHISON 3 345 635018 NORTHBORO 3 345 1 | P55:345:MEC:ROLLING HILLS | 0.05557 | Yes
GEN-2024-231 | 02 NEBRASKA | G02 29SP | 635017 ATCHISON 3 345 640139 COOPER 3 345 1 | P55:345:MEC:ROLLING HILLS | 0.05557 | Yes
GEN-2024-231 | 02 NEBRASKA | G02 29SP | 635200 RAUN 3 345 762779 G18-043 TAP 345 1 | 635200 RAUN 3 345 645552 S3452 REACT3 345 1 | 0.06364 | Yes
GEN-2024-231 | 02 NEBRASKA | G02 29SP | 635200 RAUN 3 345 652564 SIOUXCY3 345 1 | 635219 GARD AVE 3 345 636017 LEHIGH GARX3 345 1 | 0.05136 | Yes
GEN-2024-231 | 02 NEBRASKA | G02 29SP | 635200 RAUN 3 345 652564 SIOUXCY3 345 1 | 635368 OBRIEN 3 345 635400 HIGHLAND 3 345 1 | 0.05885 | Yes
GEN-2024-231 | 02 NEBRASKA | G02 29SP | 635018 NORTHBORO 3 345 635570 ORIENT 3 345 1 | 635580 ARBOR HILL 3 345 635623 BADGER CRK 3 345 1 | 0.05665 | Yes
GEN-2024-231 | 02 NEBRASKA | G02 29SP | 635017 ATCHISON 3 345 635018 NORTHBORO 3 345 1 | 635580 ARBOR HILL 3 345 635623 BADGER CRK 3 345 1 | 0.05665 | Yes
GEN-2024-231 | 02 NEBRASKA | G02 29SP | 635017 ATCHISON 3 345 640139 COOPER 3 345 1 | 635580 ARBOR HILL 3 345 635623 BADGER CRK 3 345 1 | 0.05665 | Yes
GEN-2024-231 | 02 NEBRASKA | G02 29SP | 635200 RAUN 3 345 652564 SIOUXCY3 345 1 | 636010 LEHIGH 3 345 636017 LEHIGH GARX3 345 Z | 0.05136 | Yes
GEN-2024-231 | 02 NEBRASKA | G02 29SP | 635200 RAUN 3 345 645552 S3452 REACT3 345 1 | 645451 S3451 3 345 645551 S3451-RAUN 3 345 Z1 | 0.06425 | Yes
GEN-2024-231 | 02 NEBRASKA | G02 29SP | 635200 RAUN 3 345 762779 G18-043 TAP 345 1 | 645452 S3452 3 345 645552 S3452 REACT3 345 Z1 | 0.06364 | Yes
GEN-2024-231 | 02 NEBRASKA | G02 29SP | 635200 RAUN 3 345 645552 S3452 REACT3 345 1 | 645551 S3451-RAUN 3 345 762779 G18-043 TAP 345 1 | 0.06425 | Yes
GEN-2024-231 | 02 NEBRASKA | G02 29SP | 635200 RAUN 3 345 652564 SIOUXCY3 345 1 | Base Case | 0.05123 | Yes
GEN-2024-231 | 02 NEBRASKA | G02 29SP | 635018 NORTHBORO 3 345 635570 ORIENT 3 345 1 | Base Case | 0.0544 | Yes
GEN-2024-231 | 02 NEBRASKA | G02 29SP | 635017 ATCHISON 3 345 635018 NORTHBORO 3 345 1 | Base Case | 0.0544 | Yes
GEN-2024-231 | 02 NEBRASKA | G02 29SP | 635017 ATCHISON 3 345 640139 COOPER 3 345 1 | Base Case | 0.0544 | Yes
GEN-2024-231 | 02 NEBRASKA | G02 29SP | 635200 RAUN 3 345 652564 SIOUXCY3 345 1 | GEN-2023-199_POI_640386_Generator_outage | 0.05123 | Yes
GEN-2024-234 | 02 NEBRASKA | G02 29SP | 601006 SPLT RK3 345 652864 SIOUXCY-LNX3 345 1 | P11:24:OTP:BIGSTN1G:1 | 0.06107 | Yes
GEN-2024-234 | 02 NEBRASKA | G02 29SP | 631138 LAKEFLD3 345 635368 OBRIEN 3 345 1 | P11:24:XEL:SHERCO31G:1 | 0.05086 | Yes
GEN-2024-234 | 02 NEBRASKA | G02 29SP | 631138 LAKEFLD3 345 635368 OBRIEN 3 345 1 | P11:24:XEL:SHERCO32G:2 | 0.05086 | Yes
GEN-2024-234 | 02 NEBRASKA | G02 29SP | 635368 OBRIEN 3 345 635400 HIGHLAND 3 345 1 | P11:26:XEL:SHERCO33G:3 | 0.06651 | Yes
GEN-2024-234 | 02 NEBRASKA | G02 29SP | 631138 LAKEFLD3 345 635368 OBRIEN 3 345 1 | P11:26:XEL:SHERCO33G:3 | 0.05086 | Yes
GEN-2024-234 | 02 NEBRASKA | G02 29SP | 601006 SPLT RK3 345 652864 SIOUXCY-LNX3 345 1 | P11:26:XEL:SHERCO33G:3 | 0.06107 | Yes
GEN-2024-234 | 02 NEBRASKA | G02 29SP | 635399 CHEROKEE 3 345 635400 HIGHLAND 3 345 1 | P11:26:XEL:SHERCO33G:3 | 0.06651 | Yes
GEN-2024-234 | 02 NEBRASKA | G02 29SP | 635200 RAUN 3 345 635398 REMSEN 3 345 1 | P11:26:XEL:SHERCO33G:3 | 0.06651 | Yes
GEN-2024-234 | 02 NEBRASKA | G02 29SP | 635398 REMSEN 3 345 635399 CHEROKEE 3 345 1 | P11:26:XEL:SHERCO33G:3 | 0.06651 | Yes
GEN-2024-234 | 02 NEBRASKA | G02 29SP | 635200 RAUN 3 345 640226 HOSKINS3 345 1 | P11:345:MEC:NEAL:3 | 0.06905 | Yes
GEN-2024-234 | 02 NEBRASKA | G02 29SP | 635200 RAUN 3 345 640226 HOSKINS3 345 1 | P11:345:MEC:NEAL:4 | 0.06905 | Yes
GEN-2024-234 | 02 NEBRASKA | G02 29SP | 635000 CBLUFFS3 345 645456 S3456 3 345 1 | P11:345:MEC:WSEC:3 | 0.05231 | Yes
GEN-2024-234 | 02 NEBRASKA | G02 29SP | 635201 RAUN 5 161 646300 S1300 5 161 1 | P11:345:MEC:WSEC:3 | 0.37162 | Yes
GEN-2024-234 | 02 NEBRASKA | G02 29SP | 635000 CBLUFFS3 345 645456 S3456 3 345 1 | P11:345:MEC:WSEC:4 | 0.05231 | Yes
GEN-2024-234 | 02 NEBRASKA | G02 29SP | 635201 RAUN 5 161 646300 S1300 5 161 1 | P11:345:MEC:WSEC:4 | 0.37162 | Yes
GEN-2024-234 | 02 NEBRASKA | G02 29SP | 635200 RAUN 3 345 635201 RAUN 5 161 2 | P12:161.0:UMZ:# N-1 #:: LINE PLYMOUTH 5-SIOUXCY5-1 :HV: | 0.14543 | Yes
GEN-2024-234 | 02 NEBRASKA | G02 29SP | 635200 RAUN 3 345 996358 635-RAU AC 161 1 | P12:161.0:UMZ:# N-1 #:: LINE PLYMOUTH 5-SIOUXCY5-1 :HV: | 0.14507 | Yes
GEN-2024-234 | 02 NEBRASKA | G02 29SP | 635201 RAUN 5 161 996358 635-RAU AC 161 1 | P12:161.0:UMZ:# N-1 #:: LINE PLYMOUTH 5-SIOUXCY5-1 :HV: | 0.14507 | Yes
GEN-2024-234 | 02 NEBRASKA | G02 29SP | 635223 PLYMOUTH 5 161 652566 SIOUXCY5 161 1 | P12:161.0:UMZ:# N-1 #:: LINE SPENCER5-SIOUXCY5-1 :HV: | 0.06977 | Yes
GEN-2024-234 | 02 NEBRASKA | G02 29SP | 635202 NEAL S CD 5 161 635212 NEAL S B 5 161 Z | P12:161:MEC:AIRPORT:LIBERTY:1 | 0.06165 | Yes
GEN-2024-234 | 02 NEBRASKA | G02 29SP | 635223 PLYMOUTH 5 161 652566 SIOUXCY5 161 1 | P12:161:MEC:AIRPORT:LIBERTY:1 | 0.06623 | Yes
GEN-2024-234 | 02 NEBRASKA | G02 29SP | 635201 RAUN 5 161 635230 LIBERTY5 161 1 | P12:161:MEC:INTERCHANGE:KELLOGG:1 | 0.05245 | Yes
GEN-2024-234 | 02 NEBRASKA | G02 29SP | 635229 AIRPORT 5 161 635230 LIBERTY5 161 1 | P12:161:MEC:INTERCHANGE:KELLOGG:1 | 0.05245 | Yes
GEN-2024-234 | 02 NEBRASKA | G02 29SP | 635221 KELLOGG5 161 635229 AIRPORT 5 161 1 | P12:161:MEC:INTERCHANGE:KELLOGG:1 | 0.05245 | Yes
GEN-2024-234 | 02 NEBRASKA | G02 29SP | 635223 PLYMOUTH 5 161 652566 SIOUXCY5 161 1 | P12:161:MEC:KELLOGG:AIRPORT:1 | 0.06623 | Yes
GEN-2024-234 | 02 NEBRASKA | G02 29SP | 635201 RAUN 5 161 635202 NEAL S CD 5 161 1 | P12:161:MEC:NEAL S:NEAL N:1 | 0.0537 | Yes
GEN-2024-234 | 02 NEBRASKA | G02 29SP | 635201 RAUN 5 161 635230 LIBERTY5 161 1 | P12:161:MEC:RAUN:INTERCHANGE:1 | 0.05245 | Yes
GEN-2024-234 | 02 NEBRASKA | G02 29SP | 635229 AIRPORT 5 161 635230 LIBERTY5 161 1 | P12:161:MEC:RAUN:INTERCHANGE:1 | 0.05245 | Yes
GEN-2024-234 | 02 NEBRASKA | G02 29SP | 635223 PLYMOUTH 5 161 652566 SIOUXCY5 161 1 | P12:161:MEC:RAUN:INTERCHANGE:1 | 0.07011 | Yes
GEN-2024-234 | 02 NEBRASKA | G02 29SP | 635221 KELLOGG5 161 635229 AIRPORT 5 161 1 | P12:161:MEC:RAUN:INTERCHANGE:1 | 0.05245 | Yes
GEN-2024-234 | 02 NEBRASKA | G02 29SP | 635202 NEAL S CD 5 161 635212 NEAL S B 5 161 Z | P12:161:MEC:RAUN:LIBERTY:1 | 0.06165 | Yes
GEN-2024-234 | 02 NEBRASKA | G02 29SP | 635223 PLYMOUTH 5 161 652566 SIOUXCY5 161 1 | P12:161:MEC:RAUN:LIBERTY:1 | 0.06623 | Yes
GEN-2024-234 | 02 NEBRASKA | G02 29SP | 635202 NEAL S CD 5 161 635203 NEAL N 5 161 1 | P12:161:MEC:RAUN:NEAL S:1 | 0.05055 | Yes
GEN-2024-234 | 02 NEBRASKA | G02 29SP | 635223 PLYMOUTH 5 161 652566 SIOUXCY5 161 1 | P12:161:MEC-NIPCO:MORNINGSIDE:SALIX:1 | 0.06284 | Yes
GEN-2024-234 | 02 NEBRASKA | G02 29SP | 635221 KELLOGG5 161 635226 LEEDS 5 161 1 | P12:161:MEC-NIPCO:MORNINGSIDE:SALIX:1 | 0.0671 | Yes
GEN-2024-234 | 02 NEBRASKA | G02 29SP | 635223 PLYMOUTH 5 161 652566 SIOUXCY5 161 1 | P12:161:MEC-NIPCO:NEAL S:SALIX:1 | 0.06196 | Yes
GEN-2024-234 | 02 NEBRASKA | G02 29SP | 635221 KELLOGG5 161 635226 LEEDS 5 161 1 | P12:161:MEC-NIPCO:NEAL S:SALIX:1 | 0.06819 | Yes
GEN-2024-234 | 02 NEBRASKA | G02 29SP | 635223 PLYMOUTH 5 161 635226 LEEDS 5 161 1 | P12:161:MEC-NIPCO:NEAL S:SALIX:1 | 0.06819 | Yes
GEN-2024-234 | 02 NEBRASKA | G02 29SP | 635200 RAUN 3 345 635201 RAUN 5 161 2 | P12:161:MEC-WAPA:PLYMOUTH:SIOUXCY:1 | 0.14543 | Yes
GEN-2024-234 | 02 NEBRASKA | G02 29SP | 635200 RAUN 3 345 996358 635-RAU AC 161 1 | P12:161:MEC-WAPA:PLYMOUTH:SIOUXCY:1 | 0.14507 | Yes
GEN-2024-234 | 02 NEBRASKA | G02 29SP | 635201 RAUN 5 161 996358 635-RAU AC 161 1 | P12:161:MEC-WAPA:PLYMOUTH:SIOUXCY:1 | 0.14507 | Yes
GEN-2024-234 | 02 NEBRASKA | G02 29SP | 635201 RAUN 5 161 646300 S1300 5 161 1 | P12:161:OPPD:S1300-TEKAMAH:::HV: | 1 | Yes
GEN-2024-234 | 02 NEBRASKA | G02 29SP | 635201 RAUN 5 161 646300 S1300 5 161 1 | P12:161:OPPD:TEKAMAH-S1226:::HV: | 0.72264 | Yes
GEN-2024-234 | 02 NEBRASKA | G02 29SP | 635223 PLYMOUTH 5 161 652566 SIOUXCY5 161 1 | P12:230.0:UMZ:# N-1 #:: LINE SIOUXCY2-EAGLE___-NI4-1 :HV: | 0.07242 | Yes
GEN-2024-234 | 02 NEBRASKA | G02 29SP | 635221 KELLOGG5 161 635226 LEEDS 5 161 1 | P12:230.0:UMZ:# N-1 #:: LINE SIOUXCY2-SIOUXCY4-Z1 :HV: | 0.05311 | Yes
GEN-2024-234 | 02 NEBRASKA | G02 29SP | 635223 PLYMOUTH 5 161 652566 SIOUXCY5 161 1 | P12:230.0:UMZ:# N-1 #:: LINE SIOUXCY4-DENISON 4-1 :HV: | 0.07438 | Yes
GEN-2024-234 | 02 NEBRASKA | G02 29SP | 635200 RAUN 3 345 652564 SIOUXCY3 345 1 | P12:230.0:UMZ:# N-1 #:: LINE TWIN CH4-SIOUXCY4-1 :HV: | 0.07338 | Yes
GEN-2024-234 | 02 NEBRASKA | G02 29SP | 635200 RAUN 3 345 640226 HOSKINS3 345 1 | P12:230.0:UMZ:# N-1 #:: LINE TWIN CH4-SIOUXCY4-1 :HV: | 0.06459 | Yes
GEN-2024-234 | 02 NEBRASKA | G02 29SP | 635221 KELLOGG5 161 635226 LEEDS 5 161 1 | P12:230.0:UMZ:# N-1 #:: LINE TWIN CH4-SIOUXCY4-1 :HV: | 0.05778 | Yes
GEN-2024-234 | 02 NEBRASKA | G02 29SP | 635200 RAUN 3 345 640226 HOSKINS3 345 1 | P12:345.0:UMZ:# N-1 #:: LINE HOLT.CO3-GR ISLD-LNX3-1 :EHV: | 0.06688 | Yes
GEN-2024-234 | 02 NEBRASKA | G02 29SP | 635202 NEAL S CD 5 161 635212 NEAL S B 5 161 Z | P12:345.0:UMZ:# N-1 #:: LINE RAUN 3-SIOUXCY3-1 :EHV: | 0.06471 | Yes
GEN-2024-234 | 02 NEBRASKA | G02 29SP | 635368 OBRIEN 3 345 635400 HIGHLAND 3 345 1 | P12:345.0:UMZ:# N-1 #:: LINE RAUN 3-SIOUXCY3-1 :EHV: | 0.07748 | Yes
GEN-2024-234 | 02 NEBRASKA | G02 29SP | 635200 RAUN 3 345 635201 RAUN 5 161 2 | P12:345.0:UMZ:# N-1 #:: LINE RAUN 3-SIOUXCY3-1 :EHV: | 0.11268 | Yes
GEN-2024-234 | 02 NEBRASKA | G02 29SP | 635200 RAUN 3 345 996358 635-RAU AC 161 1 | P12:345.0:UMZ:# N-1 #:: LINE RAUN 3-SIOUXCY3-1 :EHV: | 0.1124 | Yes
GEN-2024-234 | 02 NEBRASKA | G02 29SP | 635201 RAUN 5 161 996358 635-RAU AC 161 1 | P12:345.0:UMZ:# N-1 #:: LINE RAUN 3-SIOUXCY3-1 :EHV: | 0.1124 | Yes
GEN-2024-234 | 02 NEBRASKA | G02 29SP | 635221 KELLOGG5 161 635226 LEEDS 5 161 1 | P12:345.0:UMZ:# N-1 #:: LINE RAUN 3-SIOUXCY3-1 :EHV: | 0.07036 | Yes
GEN-2024-234 | 02 NEBRASKA | G02 29SP | 635223 PLYMOUTH 5 161 635226 LEEDS 5 161 1 | P12:345.0:UMZ:# N-1 #:: LINE RAUN 3-SIOUXCY3-1 :EHV: | 0.07036 | Yes
GEN-2024-234 | 02 NEBRASKA | G02 29SP | 635399 CHEROKEE 3 345 635400 HIGHLAND 3 345 1 | P12:345.0:UMZ:# N-1 #:: LINE RAUN 3-SIOUXCY3-1 :EHV: | 0.07748 | Yes
GEN-2024-234 | 02 NEBRASKA | G02 29SP | 635200 RAUN 3 345 635398 REMSEN 3 345 1 | P12:345.0:UMZ:# N-1 #:: LINE RAUN 3-SIOUXCY3-1 :EHV: | 0.07748 | Yes
GEN-2024-234 | 02 NEBRASKA | G02 29SP | 635398 REMSEN 3 345 635399 CHEROKEE 3 345 1 | P12:345.0:UMZ:# N-1 #:: LINE RAUN 3-SIOUXCY3-1 :EHV: | 0.07748 | Yes
GEN-2024-234 | 02 NEBRASKA | G02 29SP | 635223 PLYMOUTH 5 161 652566 SIOUXCY5 161 1 | P12:345.0:UMZ:# N-1 #:: LINE SIOUXCY3-SIOUXCY-LNX3-Z :EHV: | 0.06966 | Yes
GEN-2024-234 | 02 NEBRASKA | G02 29SP | 635223 PLYMOUTH 5 161 652566 SIOUXCY5 161 1 | P12:345.0:UMZ:# N-1 #:: LINE SPLT RK3-SIOUXCY-LNX3-1 :EHV: | 0.06966 | Yes
GEN-2024-234 | 02 NEBRASKA | G02 29SP | 631138 LAKEFLD3 345 635368 OBRIEN 3 345 1 | P12:345:ITCM-MEC:LEDYARD:KOSSUTH:1 | 0.06005 | Yes
GEN-2024-234 | 02 NEBRASKA | G02 29SP | 635200 RAUN 3 345 652564 SIOUXCY3 345 1 | P12:345:MEC:CHEROKEE:HIGHLAND:1 | 0.08919 | Yes
GEN-2024-234 | 02 NEBRASKA | G02 29SP | 635219 GARD AVE 3 345 636017 LEHIGH GARX3 345 1 | P12:345:MEC:CHEROKEE:HIGHLAND:1 | 0.05854 | Yes
GEN-2024-234 | 02 NEBRASKA | G02 29SP | 636010 LEHIGH 3 345 636017 LEHIGH GARX3 345 Z | P12:345:MEC:CHEROKEE:HIGHLAND:1 | 0.05854 | Yes
GEN-2024-234 | 02 NEBRASKA | G02 29SP | 635206 IDA CO 3 345 635219 GARD AVE 3 345 1 | P12:345:MEC:CHEROKEE:HIGHLAND:1 | 0.05854 | Yes
GEN-2024-234 | 02 NEBRASKA | G02 29SP | 635206 IDA CO 3 345 635252 IDA CO W 3 345 1 | P12:345:MEC:CHEROKEE:HIGHLAND:1 | 0.05854 | Yes
GEN-2024-234 | 02 NEBRASKA | G02 29SP | 635200 RAUN 3 345 635252 IDA CO W 3 345 1 | P12:345:MEC:CHEROKEE:HIGHLAND:1 | 0.05854 | Yes
GEN-2024-234 | 02 NEBRASKA | G02 29SP | 635368 OBRIEN 3 345 635400 HIGHLAND 3 345 1 | P12:345:MEC:GARD AVE:LEHIGH:1REACTOR:EHV: | 0.077 | Yes
GEN-2024-234 | 02 NEBRASKA | G02 29SP | 635200 RAUN 3 345 652564 SIOUXCY3 345 1 | P12:345:MEC:GARD AVE:LEHIGH:1REACTOR:EHV: | 0.078 | Yes
GEN-2024-234 | 02 NEBRASKA | G02 29SP | 635399 CHEROKEE 3 345 635400 HIGHLAND 3 345 1 | P12:345:MEC:GARD AVE:LEHIGH:1REACTOR:EHV: | 0.077 | Yes
GEN-2024-234 | 02 NEBRASKA | G02 29SP | 635200 RAUN 3 345 635398 REMSEN 3 345 1 | P12:345:MEC:GARD AVE:LEHIGH:1REACTOR:EHV: | 0.077 | Yes
GEN-2024-234 | 02 NEBRASKA | G02 29SP | 635398 REMSEN 3 345 635399 CHEROKEE 3 345 1 | P12:345:MEC:GARD AVE:LEHIGH:1REACTOR:EHV: | 0.077 | Yes
GEN-2024-234 | 02 NEBRASKA | G02 29SP | 635368 OBRIEN 3 345 635400 HIGHLAND 3 345 1 | P12:345:MEC:IDA CO:GARD AVE:1 | 0.077 | Yes
GEN-2024-234 | 02 NEBRASKA | G02 29SP | 635399 CHEROKEE 3 345 635400 HIGHLAND 3 345 1 | P12:345:MEC:IDA CO:GARD AVE:1 | 0.077 | Yes
GEN-2024-234 | 02 NEBRASKA | G02 29SP | 635200 RAUN 3 345 635398 REMSEN 3 345 1 | P12:345:MEC:IDA CO:GARD AVE:1 | 0.077 | Yes
GEN-2024-234 | 02 NEBRASKA | G02 29SP | 635398 REMSEN 3 345 635399 CHEROKEE 3 345 1 | P12:345:MEC:IDA CO:GARD AVE:1 | 0.077 | Yes
GEN-2024-234 | 02 NEBRASKA | G02 29SP | 635202 NEAL S CD 5 161 635212 NEAL S B 5 161 Z | P12:345:MEC:OBRIEN:HIGHLAND:1REACTOR:EHV: | 0.05949 | Yes
GEN-2024-234 | 02 NEBRASKA | G02 29SP | 635200 RAUN 3 345 652564 SIOUXCY3 345 1 | P12:345:MEC:OBRIEN:HIGHLAND:1REACTOR:EHV: | 0.08919 | Yes
GEN-2024-234 | 02 NEBRASKA | G02 29SP | 635200 RAUN 3 345 635201 RAUN 5 161 2 | P12:345:MEC:OBRIEN:HIGHLAND:1REACTOR:EHV: | 0.12023 | Yes
GEN-2024-234 | 02 NEBRASKA | G02 29SP | 635200 RAUN 3 345 996358 635-RAU AC 161 1 | P12:345:MEC:OBRIEN:HIGHLAND:1REACTOR:EHV: | 0.11993 | Yes
GEN-2024-234 | 02 NEBRASKA | G02 29SP | 635201 RAUN 5 161 996358 635-RAU AC 161 1 | P12:345:MEC:OBRIEN:HIGHLAND:1REACTOR:EHV: | 0.11993 | Yes
GEN-2024-234 | 02 NEBRASKA | G02 29SP | 635219 GARD AVE 3 345 636017 LEHIGH GARX3 345 1 | P12:345:MEC:OBRIEN:HIGHLAND:1REACTOR:EHV: | 0.05854 | Yes
GEN-2024-234 | 02 NEBRASKA | G02 29SP | 636010 LEHIGH 3 345 636017 LEHIGH GARX3 345 Z | P12:345:MEC:OBRIEN:HIGHLAND:1REACTOR:EHV: | 0.05854 | Yes
GEN-2024-234 | 02 NEBRASKA | G02 29SP | 635206 IDA CO 3 345 635219 GARD AVE 3 345 1 | P12:345:MEC:OBRIEN:HIGHLAND:1REACTOR:EHV: | 0.05854 | Yes
GEN-2024-234 | 02 NEBRASKA | G02 29SP | 601006 SPLT RK3 345 652864 SIOUXCY-LNX3 345 1 | P12:345:MEC:OBRIEN:HIGHLAND:1REACTOR:EHV: | 0.07378 | Yes
GEN-2024-234 | 02 NEBRASKA | G02 29SP | 636000 WEBSTER3 345 636010 LEHIGH 3 345 1 | P12:345:MEC:OBRIEN:HIGHLAND:1REACTOR:EHV: | 0.05202 | Yes
GEN-2024-234 | 02 NEBRASKA | G02 29SP | 635206 IDA CO 3 345 635252 IDA CO W 3 345 1 | P12:345:MEC:OBRIEN:HIGHLAND:1REACTOR:EHV: | 0.05854 | Yes
GEN-2024-234 | 02 NEBRASKA | G02 29SP | 635200 RAUN 3 345 635252 IDA CO W 3 345 1 | P12:345:MEC:OBRIEN:HIGHLAND:1REACTOR:EHV: | 0.05854 | Yes
GEN-2024-234 | 02 NEBRASKA | G02 29SP | 635221 KELLOGG5 161 635226 LEEDS 5 161 1 | P12:345:MEC:OBRIEN:HIGHLAND:1REACTOR:EHV: | 0.06042 | Yes
GEN-2024-234 | 02 NEBRASKA | G02 29SP | 635223 PLYMOUTH 5 161 635226 LEEDS 5 161 1 | P12:345:MEC:OBRIEN:HIGHLAND:1REACTOR:EHV: | 0.06042 | Yes
GEN-2024-234 | 02 NEBRASKA | G02 29SP | 631138 LAKEFLD3 345 635368 OBRIEN 3 345 1 | P12:345:MEC:PALO ALTO:KOSSUTH:1REACTOR:EHV: | 0.06224 | Yes
GEN-2024-234 | 02 NEBRASKA | G02 29SP | 601006 SPLT RK3 345 652864 SIOUXCY-LNX3 345 1 | P12:345:MEC-ITCM:OBRIEN:LAKEFIELD:1REACTOR:EHV: | 0.0693 | Yes
GEN-2024-234 | 02 NEBRASKA | G02 29SP | 635202 NEAL S CD 5 161 635212 NEAL S B 5 161 Z | P12:345:MEC-WAPA:RAUN:SIOUXCY:1 | 0.06471 | Yes
GEN-2024-234 | 02 NEBRASKA | G02 29SP | 635368 OBRIEN 3 345 635400 HIGHLAND 3 345 1 | P12:345:MEC-WAPA:RAUN:SIOUXCY:1 | 0.07748 | Yes
GEN-2024-234 | 02 NEBRASKA | G02 29SP | 635200 RAUN 3 345 635201 RAUN 5 161 2 | P12:345:MEC-WAPA:RAUN:SIOUXCY:1 | 0.11268 | Yes
GEN-2024-234 | 02 NEBRASKA | G02 29SP | 635200 RAUN 3 345 996358 635-RAU AC 161 1 | P12:345:MEC-WAPA:RAUN:SIOUXCY:1 | 0.1124 | Yes
GEN-2024-234 | 02 NEBRASKA | G02 29SP | 635201 RAUN 5 161 996358 635-RAU AC 161 1 | P12:345:MEC-WAPA:RAUN:SIOUXCY:1 | 0.1124 | Yes
GEN-2024-234 | 02 NEBRASKA | G02 29SP | 635221 KELLOGG5 161 635226 LEEDS 5 161 1 | P12:345:MEC-WAPA:RAUN:SIOUXCY:1 | 0.07036 | Yes
GEN-2024-234 | 02 NEBRASKA | G02 29SP | 635223 PLYMOUTH 5 161 635226 LEEDS 5 161 1 | P12:345:MEC-WAPA:RAUN:SIOUXCY:1 | 0.07036 | Yes
GEN-2024-234 | 02 NEBRASKA | G02 29SP | 635399 CHEROKEE 3 345 635400 HIGHLAND 3 345 1 | P12:345:MEC-WAPA:RAUN:SIOUXCY:1 | 0.07748 | Yes
GEN-2024-234 | 02 NEBRASKA | G02 29SP | 635200 RAUN 3 345 635398 REMSEN 3 345 1 | P12:345:MEC-WAPA:RAUN:SIOUXCY:1 | 0.07748 | Yes
GEN-2024-234 | 02 NEBRASKA | G02 29SP | 635398 REMSEN 3 345 635399 CHEROKEE 3 345 1 | P12:345:MEC-WAPA:RAUN:SIOUXCY:1 | 0.07748 | Yes
GEN-2024-234 | 02 NEBRASKA | G02 29SP | 635200 RAUN 3 345 640226 HOSKINS3 345 1 | P12:345:NPPD:L3521::NW68&HOLDREGE.COLUMBUSEAST.CKT1:: | 0.06408 | Yes
GEN-2024-234 | 02 NEBRASKA | G02 29SP | 635200 RAUN 3 345 640226 HOSKINS3 345 1 | P12:345:NPPD:LN006::COLUM.E.SHELCRK.CKT1:: | 0.06502 | Yes
GEN-2024-234 | 02 NEBRASKA | G02 29SP | 635200 RAUN 3 345 635201 RAUN 5 161 2 | P12:345:OPPD-MEC:S3451-RAUN:::EHV: | 0.12573 | Yes
GEN-2024-234 | 02 NEBRASKA | G02 29SP | 635200 RAUN 3 345 996358 635-RAU AC 161 1 | P12:345:OPPD-MEC:S3451-RAUN:::EHV: | 0.12542 | Yes
GEN-2024-234 | 02 NEBRASKA | G02 29SP | 635201 RAUN 5 161 996358 635-RAU AC 161 1 | P12:345:OPPD-MEC:S3451-RAUN:::EHV: | 0.12542 | Yes
GEN-2024-234 | 02 NEBRASKA | G02 29SP | 635201 RAUN 5 161 646300 S1300 5 161 1 | P12:345:OPPD-MEC:S3451-RAUN:::EHV: | 0.37262 | Yes
GEN-2024-234 | 02 NEBRASKA | G02 29SP | 635223 PLYMOUTH 5 161 652566 SIOUXCY5 161 1 | P12:345:XEL-WAPA:SPLTRK3:SIOUXCY-LNX3:1 | 0.06966 | Yes
GEN-2024-234 | 02 NEBRASKA | G02 29SP | 635223 PLYMOUTH 5 161 652566 SIOUXCY5 161 1 | P13:161-69.0:UMZ:# N-1 #:: 2WND SIOUXCY5-SIOUXCY8-1 :HV: | 0.07659 | Yes
GEN-2024-234 | 02 NEBRASKA | G02 29SP | 635221 KELLOGG5 161 635226 LEEDS 5 161 1 | P13:161-69:MEC:KELLOGG:BC | 0.05964 | Yes
GEN-2024-234 | 02 NEBRASKA | G02 29SP | 635223 PLYMOUTH 5 161 635226 LEEDS 5 161 1 | P13:161-69:MEC:KELLOGG:BC | 0.05964 | Yes
GEN-2024-234 | 02 NEBRASKA | G02 29SP | 635221 KELLOGG5 161 635226 LEEDS 5 161 1 | P13:230-161.0:UMZ:# N-1 #:: 3WND SIOUXCY4-SIOUXCY5-SIOUXC39-1 652_ SC KV1A_:HV: | 0.05079 | Yes
GEN-2024-234 | 02 NEBRASKA | G02 29SP | 635223 PLYMOUTH 5 161 635226 LEEDS 5 161 1 | P13:230-161.0:UMZ:# N-1 #:: 3WND SIOUXCY4-SIOUXCY5-SIOUXC39-1 652_ SC KV1A_:HV: | 0.05079 | Yes
GEN-2024-234 | 02 NEBRASKA | G02 29SP | 635221 KELLOGG5 161 635226 LEEDS 5 161 1 | P13:230-161.0:UMZ:# N-1 #:: 3WND SIOUXCY4-SIOUXCY5-SIOUXC49-1 652_ SC KV5A_:HV: | 0.05075 | Yes
GEN-2024-234 | 02 NEBRASKA | G02 29SP | 635223 PLYMOUTH 5 161 635226 LEEDS 5 161 1 | P13:230-161.0:UMZ:# N-1 #:: 3WND SIOUXCY4-SIOUXCY5-SIOUXC49-1 652_ SC KV5A_:HV: | 0.05075 | Yes
GEN-2024-234 | 02 NEBRASKA | G02 29SP | 601006 SPLT RK3 345 652864 SIOUXCY-LNX3 345 1 | P13:230-24:OTP:BIGSTON4:BIGSTN1G:1 | 0.06107 | Yes
GEN-2024-234 | 02 NEBRASKA | G02 29SP | 635200 RAUN 3 345 635201 RAUN 5 161 2 | P13:345-161:MEC:RAUN:AC | 0.19758 | Yes
GEN-2024-234 | 02 NEBRASKA | G02 29SP | 635223 PLYMOUTH 5 161 652566 SIOUXCY5 161 1 | P13:345-161:MEC:RAUN:AC | 0.104 | Yes
GEN-2024-234 | 02 NEBRASKA | G02 29SP | 635223 PLYMOUTH 5 161 635226 LEEDS 5 161 1 | P13:345-161:MEC:RAUN:AC | 0.07599 | Yes
GEN-2024-234 | 02 NEBRASKA | G02 29SP | 635200 RAUN 3 345 996358 635-RAU AC 161 1 | P13:345-161:MEC:RAUN:BD | 0.19737 | Yes
GEN-2024-234 | 02 NEBRASKA | G02 29SP | 635201 RAUN 5 161 996358 635-RAU AC 161 1 | P13:345-161:MEC:RAUN:BD | 0.19737 | Yes
GEN-2024-234 | 02 NEBRASKA | G02 29SP | 635223 PLYMOUTH 5 161 652566 SIOUXCY5 161 1 | P13:345-161:MEC:RAUN:BD | 0.10411 | Yes
GEN-2024-234 | 02 NEBRASKA | G02 29SP | 635223 PLYMOUTH 5 161 635226 LEEDS 5 161 1 | P13:345-161:MEC:RAUN:BD | 0.07606 | Yes
GEN-2024-234 | 02 NEBRASKA | G02 29SP | 635202 NEAL S CD 5 161 635212 NEAL S B 5 161 Z | P13:345-230.0:UMZ:# N-1 #:: 3WND SIOUXCY3-SIOUXCY2-SIOUXC29-1 652_ SC2 KU1B_:EHV: | 0.05644 | Yes
GEN-2024-234 | 02 NEBRASKA | G02 29SP | 635200 RAUN 3 345 635201 RAUN 5 161 2 | P13:345-230.0:UMZ:# N-1 #:: 3WND SIOUXCY3-SIOUXCY2-SIOUXC29-1 652_ SC2 KU1B_:EHV: | 0.12387 | Yes
GEN-2024-234 | 02 NEBRASKA | G02 29SP | 635200 RAUN 3 345 996358 635-RAU AC 161 1 | P13:345-230.0:UMZ:# N-1 #:: 3WND SIOUXCY3-SIOUXCY2-SIOUXC29-1 652_ SC2 KU1B_:EHV: | 0.12356 | Yes
GEN-2024-234 | 02 NEBRASKA | G02 29SP | 635201 RAUN 5 161 996358 635-RAU AC 161 1 | P13:345-230.0:UMZ:# N-1 #:: 3WND SIOUXCY3-SIOUXCY2-SIOUXC29-1 652_ SC2 KU1B_:EHV: | 0.12356 | Yes
GEN-2024-234 | 02 NEBRASKA | G02 29SP | 601006 SPLT RK3 345 652864 SIOUXCY-LNX3 345 1 | P13:345-230.0:UMZ:# N-1 #:: 3WND SIOUXCY3-SIOUXCY2-SIOUXC29-1 652_ SC2 KU1B_:EHV: | 0.06261 | Yes
GEN-2024-234 | 02 NEBRASKA | G02 29SP | 635221 KELLOGG5 161 635226 LEEDS 5 161 1 | P13:345-230.0:UMZ:# N-1 #:: 3WND SIOUXCY3-SIOUXCY2-SIOUXC29-1 652_ SC2 KU1B_:EHV: | 0.0582 | Yes
GEN-2024-234 | 02 NEBRASKA | G02 29SP | 635223 PLYMOUTH 5 161 635226 LEEDS 5 161 1 | P13:345-230.0:UMZ:# N-1 #:: 3WND SIOUXCY3-SIOUXCY2-SIOUXC29-1 652_ SC2 KU1B_:EHV: | 0.0582 | Yes
GEN-2024-234 | 02 NEBRASKA | G02 29SP | 601006 SPLT RK3 345 652864 SIOUXCY-LNX3 345 1 | P14:345:ITCM-MEC:LAKEFLD-OBRIEN 50MVAR:MN-SS | 0.0693 | Yes
GEN-2024-234 | 02 NEBRASKA | G02 29SP | 635201 RAUN 5 161 646300 S1300 5 161 1 | P21:161:OPPD:S1226-TEKAMAH:::HV: | 0.72264 | Yes
GEN-2024-234 | 02 NEBRASKA | G02 29SP | 635200 RAUN 3 345 640226 HOSKINS3 345 1 | P21:345:UMZW:# 2421 #:: GI IN NE. GI-GILNX3 OPENED:EHV: | 0.06688 | Yes
GEN-2024-234 | 02 NEBRASKA | G02 29SP | 635200 RAUN 3 345 635201 RAUN 5 161 2 | P22:345:OPPD:S3451-RAUN:::EHV: | 0.12573 | Yes
GEN-2024-234 | 02 NEBRASKA | G02 29SP | 635200 RAUN 3 345 996358 635-RAU AC 161 1 | P22:345:OPPD:S3451-RAUN:::EHV: | 0.12542 | Yes
GEN-2024-234 | 02 NEBRASKA | G02 29SP | 635201 RAUN 5 161 996358 635-RAU AC 161 1 | P22:345:OPPD:S3451-RAUN:::EHV: | 0.12542 | Yes
GEN-2024-234 | 02 NEBRASKA | G02 29SP | 635201 RAUN 5 161 646300 S1300 5 161 1 | P22:345:OPPD:S3451-RAUN:::EHV: | 0.37262 | Yes
GEN-2024-234 | 02 NEBRASKA | G02 29SP | 631138 LAKEFLD3 345 635368 OBRIEN 3 345 1 | P23:345:ITCM:HUNTLEY3 3659:IA-MVP::EHV: | 0.05719 | Yes
GEN-2024-234 | 02 NEBRASKA | G02 29SP | 601006 SPLT RK3 345 652864 SIOUXCY-LNX3 345 1 | P23:345:ITCM:LAKEFLD 885:MN::EHV: | 0.0688 | Yes
GEN-2024-234 | 02 NEBRASKA | G02 29SP | 631138 LAKEFLD3 345 635368 OBRIEN 3 345 1 | P23:345:ITCM:LEDYARD3 5074:IA-MVP::EHV: | 0.06134 | Yes
GEN-2024-234 | 02 NEBRASKA | G02 29SP | 631138 LAKEFLD3 345 635368 OBRIEN 3 345 1 | P23:345:ITCM:LEDYARD3 5075:IA-MVP::EHV: | 0.06134 | Yes
GEN-2024-234 | 02 NEBRASKA | G02 29SP | 631138 LAKEFLD3 345 635368 OBRIEN 3 345 1 | P23:345:ITCM:LEDYARD3 5076:IA-MVP::EHV: | 0.06005 | Yes
GEN-2024-234 | 02 NEBRASKA | G02 29SP | 635201 RAUN 5 161 646300 S1300 5 161 1 | P23:345:MEC:CBEC:905::EHV: | 0.37183 | Yes
GEN-2024-234 | 02 NEBRASKA | G02 29SP | 635000 CBLUFFS3 345 645456 S3456 3 345 1 | P23:345:MEC:CBEC:908::EHV: | 0.05201 | Yes
GEN-2024-234 | 02 NEBRASKA | G02 29SP | 635201 RAUN 5 161 646300 S1300 5 161 1 | P23:345:MEC:CBEC:908::EHV: | 0.37163 | Yes
GEN-2024-234 | 02 NEBRASKA | G02 29SP | 635368 OBRIEN 3 345 635400 HIGHLAND 3 345 1 | P23:345:MEC:GARD AVE:901::EHV: | 0.077 | Yes
GEN-2024-234 | 02 NEBRASKA | G02 29SP | 635399 CHEROKEE 3 345 635400 HIGHLAND 3 345 1 | P23:345:MEC:GARD AVE:901::EHV: | 0.077 | Yes
GEN-2024-234 | 02 NEBRASKA | G02 29SP | 635200 RAUN 3 345 635398 REMSEN 3 345 1 | P23:345:MEC:GARD AVE:901::EHV: | 0.077 | Yes
GEN-2024-234 | 02 NEBRASKA | G02 29SP | 635398 REMSEN 3 345 635399 CHEROKEE 3 345 1 | P23:345:MEC:GARD AVE:901::EHV: | 0.077 | Yes
GEN-2024-234 | 02 NEBRASKA | G02 29SP | 635368 OBRIEN 3 345 635400 HIGHLAND 3 345 1 | P23:345:MEC:GARD AVE:903::EHV: | 0.077 | Yes
GEN-2024-234 | 02 NEBRASKA | G02 29SP | 635399 CHEROKEE 3 345 635400 HIGHLAND 3 345 1 | P23:345:MEC:GARD AVE:903::EHV: | 0.077 | Yes
GEN-2024-234 | 02 NEBRASKA | G02 29SP | 635200 RAUN 3 345 635398 REMSEN 3 345 1 | P23:345:MEC:GARD AVE:903::EHV: | 0.077 | Yes
GEN-2024-234 | 02 NEBRASKA | G02 29SP | 635398 REMSEN 3 345 635399 CHEROKEE 3 345 1 | P23:345:MEC:GARD AVE:903::EHV: | 0.077 | Yes
GEN-2024-234 | 02 NEBRASKA | G02 29SP | 635368 OBRIEN 3 345 635400 HIGHLAND 3 345 1 | P23:345:MEC:GARD AVE:904::EHV: | 0.077 | Yes
GEN-2024-234 | 02 NEBRASKA | G02 29SP | 635399 CHEROKEE 3 345 635400 HIGHLAND 3 345 1 | P23:345:MEC:GARD AVE:904::EHV: | 0.077 | Yes
GEN-2024-234 | 02 NEBRASKA | G02 29SP | 635200 RAUN 3 345 635398 REMSEN 3 345 1 | P23:345:MEC:GARD AVE:904::EHV: | 0.077 | Yes
GEN-2024-234 | 02 NEBRASKA | G02 29SP | 635398 REMSEN 3 345 635399 CHEROKEE 3 345 1 | P23:345:MEC:GARD AVE:904::EHV: | 0.077 | Yes
GEN-2024-234 | 02 NEBRASKA | G02 29SP | 635200 RAUN 3 345 652564 SIOUXCY3 345 1 | P23:345:MEC:HIGHLAND:901::EHV: | 0.08919 | Yes
GEN-2024-234 | 02 NEBRASKA | G02 29SP | 636010 LEHIGH 3 345 636017 LEHIGH GARX3 345 Z | P23:345:MEC:HIGHLAND:901::EHV: | 0.05854 | Yes
GEN-2024-234 | 02 NEBRASKA | G02 29SP | 635219 GARD AVE 3 345 636017 LEHIGH GARX3 345 1 | P23:345:MEC:HIGHLAND:901::EHV: | 0.05854 | Yes
GEN-2024-234 | 02 NEBRASKA | G02 29SP | 635206 IDA CO 3 345 635219 GARD AVE 3 345 1 | P23:345:MEC:HIGHLAND:901::EHV: | 0.05854 | Yes
GEN-2024-234 | 02 NEBRASKA | G02 29SP | 601006 SPLT RK3 345 652864 SIOUXCY-LNX3 345 1 | P23:345:MEC:HIGHLAND:901::EHV: | 0.07378 | Yes
GEN-2024-234 | 02 NEBRASKA | G02 29SP | 635206 IDA CO 3 345 635252 IDA CO W 3 345 1 | P23:345:MEC:HIGHLAND:901::EHV: | 0.05854 | Yes
GEN-2024-234 | 02 NEBRASKA | G02 29SP | 635200 RAUN 3 345 635252 IDA CO W 3 345 1 | P23:345:MEC:HIGHLAND:901::EHV: | 0.05854 | Yes
GEN-2024-234 | 02 NEBRASKA | G02 29SP | 635202 NEAL S CD 5 161 635212 NEAL S B 5 161 Z | P23:345:MEC:HIGHLAND:902::EHV: | 0.05949 | Yes
GEN-2024-234 | 02 NEBRASKA | G02 29SP | 635200 RAUN 3 345 652564 SIOUXCY3 345 1 | P23:345:MEC:HIGHLAND:902::EHV: | 0.08919 | Yes
GEN-2024-234 | 02 NEBRASKA | G02 29SP | 635200 RAUN 3 345 635201 RAUN 5 161 2 | P23:345:MEC:HIGHLAND:902::EHV: | 0.12023 | Yes
GEN-2024-234 | 02 NEBRASKA | G02 29SP | 635200 RAUN 3 345 996358 635-RAU AC 161 1 | P23:345:MEC:HIGHLAND:902::EHV: | 0.11993 | Yes
GEN-2024-234 | 02 NEBRASKA | G02 29SP | 635201 RAUN 5 161 996358 635-RAU AC 161 1 | P23:345:MEC:HIGHLAND:902::EHV: | 0.11993 | Yes
GEN-2024-234 | 02 NEBRASKA | G02 29SP | 636010 LEHIGH 3 345 636017 LEHIGH GARX3 345 Z | P23:345:MEC:HIGHLAND:902::EHV: | 0.05854 | Yes
GEN-2024-234 | 02 NEBRASKA | G02 29SP | 635219 GARD AVE 3 345 636017 LEHIGH GARX3 345 1 | P23:345:MEC:HIGHLAND:902::EHV: | 0.05854 | Yes
GEN-2024-234 | 02 NEBRASKA | G02 29SP | 635206 IDA CO 3 345 635219 GARD AVE 3 345 1 | P23:345:MEC:HIGHLAND:902::EHV: | 0.05854 | Yes
GEN-2024-234 | 02 NEBRASKA | G02 29SP | 601006 SPLT RK3 345 652864 SIOUXCY-LNX3 345 1 | P23:345:MEC:HIGHLAND:902::EHV: | 0.07378 | Yes
GEN-2024-234 | 02 NEBRASKA | G02 29SP | 636000 WEBSTER3 345 636010 LEHIGH 3 345 1 | P23:345:MEC:HIGHLAND:902::EHV: | 0.05202 | Yes
GEN-2024-234 | 02 NEBRASKA | G02 29SP | 635206 IDA CO 3 345 635252 IDA CO W 3 345 1 | P23:345:MEC:HIGHLAND:902::EHV: | 0.05854 | Yes
GEN-2024-234 | 02 NEBRASKA | G02 29SP | 635200 RAUN 3 345 635252 IDA CO W 3 345 1 | P23:345:MEC:HIGHLAND:902::EHV: | 0.05854 | Yes
GEN-2024-234 | 02 NEBRASKA | G02 29SP | 635221 KELLOGG5 161 635226 LEEDS 5 161 1 | P23:345:MEC:HIGHLAND:902::EHV: | 0.06042 | Yes
GEN-2024-234 | 02 NEBRASKA | G02 29SP | 635202 NEAL S CD 5 161 635212 NEAL S B 5 161 Z | P23:345:MEC:HIGHLAND:903::EHV: | 0.05949 | Yes
GEN-2024-234 | 02 NEBRASKA | G02 29SP | 635200 RAUN 3 345 652564 SIOUXCY3 345 1 | P23:345:MEC:HIGHLAND:903::EHV: | 0.08919 | Yes
GEN-2024-234 | 02 NEBRASKA | G02 29SP | 635200 RAUN 3 345 635201 RAUN 5 161 2 | P23:345:MEC:HIGHLAND:903::EHV: | 0.12023 | Yes
GEN-2024-234 | 02 NEBRASKA | G02 29SP | 635200 RAUN 3 345 996358 635-RAU AC 161 1 | P23:345:MEC:HIGHLAND:903::EHV: | 0.11993 | Yes
GEN-2024-234 | 02 NEBRASKA | G02 29SP | 635201 RAUN 5 161 996358 635-RAU AC 161 1 | P23:345:MEC:HIGHLAND:903::EHV: | 0.11993 | Yes
GEN-2024-234 | 02 NEBRASKA | G02 29SP | 635219 GARD AVE 3 345 636017 LEHIGH GARX3 345 1 | P23:345:MEC:HIGHLAND:903::EHV: | 0.05854 | Yes
GEN-2024-234 | 02 NEBRASKA | G02 29SP | 636010 LEHIGH 3 345 636017 LEHIGH GARX3 345 Z | P23:345:MEC:HIGHLAND:903::EHV: | 0.05854 | Yes
GEN-2024-234 | 02 NEBRASKA | G02 29SP | 635206 IDA CO 3 345 635219 GARD AVE 3 345 1 | P23:345:MEC:HIGHLAND:903::EHV: | 0.05854 | Yes
GEN-2024-234 | 02 NEBRASKA | G02 29SP | 601006 SPLT RK3 345 652864 SIOUXCY-LNX3 345 1 | P23:345:MEC:HIGHLAND:903::EHV: | 0.07378 | Yes
GEN-2024-234 | 02 NEBRASKA | G02 29SP | 636000 WEBSTER3 345 636010 LEHIGH 3 345 1 | P23:345:MEC:HIGHLAND:903::EHV: | 0.05202 | Yes
GEN-2024-234 | 02 NEBRASKA | G02 29SP | 635206 IDA CO 3 345 635252 IDA CO W 3 345 1 | P23:345:MEC:HIGHLAND:903::EHV: | 0.05854 | Yes
GEN-2024-234 | 02 NEBRASKA | G02 29SP | 635200 RAUN 3 345 635252 IDA CO W 3 345 1 | P23:345:MEC:HIGHLAND:903::EHV: | 0.05854 | Yes
GEN-2024-234 | 02 NEBRASKA | G02 29SP | 635221 KELLOGG5 161 635226 LEEDS 5 161 1 | P23:345:MEC:HIGHLAND:903::EHV: | 0.06042 | Yes
GEN-2024-234 | 02 NEBRASKA | G02 29SP | 635200 RAUN 3 345 652564 SIOUXCY3 345 1 | P23:345:MEC:HIGHLAND:908::EHV: | 0.08919 | Yes
GEN-2024-234 | 02 NEBRASKA | G02 29SP | 635219 GARD AVE 3 345 636017 LEHIGH GARX3 345 1 | P23:345:MEC:HIGHLAND:908::EHV: | 0.05854 | Yes
GEN-2024-234 | 02 NEBRASKA | G02 29SP | 636010 LEHIGH 3 345 636017 LEHIGH GARX3 345 Z | P23:345:MEC:HIGHLAND:908::EHV: | 0.05854 | Yes
GEN-2024-234 | 02 NEBRASKA | G02 29SP | 635206 IDA CO 3 345 635219 GARD AVE 3 345 1 | P23:345:MEC:HIGHLAND:908::EHV: | 0.05854 | Yes
GEN-2024-234 | 02 NEBRASKA | G02 29SP | 601006 SPLT RK3 345 652864 SIOUXCY-LNX3 345 1 | P23:345:MEC:HIGHLAND:908::EHV: | 0.07378 | Yes
GEN-2024-234 | 02 NEBRASKA | G02 29SP | 635206 IDA CO 3 345 635252 IDA CO W 3 345 1 | P23:345:MEC:HIGHLAND:908::EHV: | 0.05854 | Yes
GEN-2024-234 | 02 NEBRASKA | G02 29SP | 635200 RAUN 3 345 635252 IDA CO W 3 345 1 | P23:345:MEC:HIGHLAND:908::EHV: | 0.05854 | Yes
GEN-2024-234 | 02 NEBRASKA | G02 29SP | 635368 OBRIEN 3 345 635400 HIGHLAND 3 345 1 | P23:345:MEC:IDA CO:901::EHV: | 0.077 | Yes
GEN-2024-234 | 02 NEBRASKA | G02 29SP | 635399 CHEROKEE 3 345 635400 HIGHLAND 3 345 1 | P23:345:MEC:IDA CO:901::EHV: | 0.077 | Yes
GEN-2024-234 | 02 NEBRASKA | G02 29SP | 635398 REMSEN 3 345 635399 CHEROKEE 3 345 1 | P23:345:MEC:IDA CO:901::EHV: | 0.077 | Yes
GEN-2024-234 | 02 NEBRASKA | G02 29SP | 635368 OBRIEN 3 345 635400 HIGHLAND 3 345 1 | P23:345:MEC:IDA CO:902::EHV: | 0.077 | Yes
GEN-2024-234 | 02 NEBRASKA | G02 29SP | 635399 CHEROKEE 3 345 635400 HIGHLAND 3 345 1 | P23:345:MEC:IDA CO:902::EHV: | 0.077 | Yes
GEN-2024-234 | 02 NEBRASKA | G02 29SP | 635398 REMSEN 3 345 635399 CHEROKEE 3 345 1 | P23:345:MEC:IDA CO:902::EHV: | 0.077 | Yes
GEN-2024-234 | 02 NEBRASKA | G02 29SP | 635368 OBRIEN 3 345 635400 HIGHLAND 3 345 1 | P23:345:MEC:IDA CO:903::EHV: | 0.077 | Yes
GEN-2024-234 | 02 NEBRASKA | G02 29SP | 635399 CHEROKEE 3 345 635400 HIGHLAND 3 345 1 | P23:345:MEC:IDA CO:903::EHV: | 0.077 | Yes
GEN-2024-234 | 02 NEBRASKA | G02 29SP | 635398 REMSEN 3 345 635399 CHEROKEE 3 345 1 | P23:345:MEC:IDA CO:903::EHV: | 0.077 | Yes
GEN-2024-234 | 02 NEBRASKA | G02 29SP | 631138 LAKEFLD3 345 635368 OBRIEN 3 345 1 | P23:345:MEC:KOSSUTH:901::EHV: | 0.0641 | Yes
GEN-2024-234 | 02 NEBRASKA | G02 29SP | 631138 LAKEFLD3 345 635368 OBRIEN 3 345 1 | P23:345:MEC:KOSSUTH:902::EHV: | 0.0641 | Yes
GEN-2024-234 | 02 NEBRASKA | G02 29SP | 631138 LAKEFLD3 345 635368 OBRIEN 3 345 1 | P23:345:MEC:KOSSUTH:904::EHV: | 0.0641 | Yes
GEN-2024-234 | 02 NEBRASKA | G02 29SP | 635202 NEAL S CD 5 161 635212 NEAL S B 5 161 Z | P23:345:MEC:LEHIGH:350::EHV: | 0.05818 | Yes
GEN-2024-234 | 02 NEBRASKA | G02 29SP | 635368 OBRIEN 3 345 635400 HIGHLAND 3 345 1 | P23:345:MEC:LEHIGH:350::EHV: | 0.07788 | Yes
GEN-2024-234 | 02 NEBRASKA | G02 29SP | 635200 RAUN 3 345 652564 SIOUXCY3 345 1 | P23:345:MEC:LEHIGH:350::EHV: | 0.07834 | Yes
GEN-2024-234 | 02 NEBRASKA | G02 29SP | 635399 CHEROKEE 3 345 635400 HIGHLAND 3 345 1 | P23:345:MEC:LEHIGH:350::EHV: | 0.07788 | Yes
GEN-2024-234 | 02 NEBRASKA | G02 29SP | 635200 RAUN 3 345 635398 REMSEN 3 345 1 | P23:345:MEC:LEHIGH:350::EHV: | 0.07788 | Yes
GEN-2024-234 | 02 NEBRASKA | G02 29SP | 635398 REMSEN 3 345 635399 CHEROKEE 3 345 1 | P23:345:MEC:LEHIGH:350::EHV: | 0.07788 | Yes
GEN-2024-234 | 02 NEBRASKA | G02 29SP | 635202 NEAL S CD 5 161 635212 NEAL S B 5 161 Z | P23:345:MEC:LEHIGH:360::EHV: | 0.05818 | Yes
GEN-2024-234 | 02 NEBRASKA | G02 29SP | 635368 OBRIEN 3 345 635400 HIGHLAND 3 345 1 | P23:345:MEC:LEHIGH:360::EHV: | 0.07788 | Yes
GEN-2024-234 | 02 NEBRASKA | G02 29SP | 635200 RAUN 3 345 652564 SIOUXCY3 345 1 | P23:345:MEC:LEHIGH:360::EHV: | 0.07834 | Yes
GEN-2024-234 | 02 NEBRASKA | G02 29SP | 635200 RAUN 3 345 635201 RAUN 5 161 2 | P23:345:MEC:LEHIGH:360::EHV: | 0.12201 | Yes
GEN-2024-234 | 02 NEBRASKA | G02 29SP | 635200 RAUN 3 345 996358 635-RAU AC 161 1 | P23:345:MEC:LEHIGH:360::EHV: | 0.1217 | Yes
GEN-2024-234 | 02 NEBRASKA | G02 29SP | 635201 RAUN 5 161 996358 635-RAU AC 161 1 | P23:345:MEC:LEHIGH:360::EHV: | 0.1217 | Yes
GEN-2024-234 | 02 NEBRASKA | G02 29SP | 635399 CHEROKEE 3 345 635400 HIGHLAND 3 345 1 | P23:345:MEC:LEHIGH:360::EHV: | 0.07788 | Yes
GEN-2024-234 | 02 NEBRASKA | G02 29SP | 635200 RAUN 3 345 635398 REMSEN 3 345 1 | P23:345:MEC:LEHIGH:360::EHV: | 0.07788 | Yes
GEN-2024-234 | 02 NEBRASKA | G02 29SP | 635398 REMSEN 3 345 635399 CHEROKEE 3 345 1 | P23:345:MEC:LEHIGH:360::EHV: | 0.07788 | Yes
GEN-2024-234 | 02 NEBRASKA | G02 29SP | 635202 NEAL S CD 5 161 635212 NEAL S B 5 161 Z | P23:345:MEC:LEHIGH:390::EHV: | 0.05816 | Yes
GEN-2024-234 | 02 NEBRASKA | G02 29SP | 635368 OBRIEN 3 345 635400 HIGHLAND 3 345 1 | P23:345:MEC:LEHIGH:390::EHV: | 0.077 | Yes
GEN-2024-234 | 02 NEBRASKA | G02 29SP | 635200 RAUN 3 345 652564 SIOUXCY3 345 1 | P23:345:MEC:LEHIGH:390::EHV: | 0.078 | Yes
GEN-2024-234 | 02 NEBRASKA | G02 29SP | 635399 CHEROKEE 3 345 635400 HIGHLAND 3 345 1 | P23:345:MEC:LEHIGH:390::EHV: | 0.077 | Yes
GEN-2024-234 | 02 NEBRASKA | G02 29SP | 635200 RAUN 3 345 635398 REMSEN 3 345 1 | P23:345:MEC:LEHIGH:390::EHV: | 0.077 | Yes
GEN-2024-234 | 02 NEBRASKA | G02 29SP | 635398 REMSEN 3 345 635399 CHEROKEE 3 345 1 | P23:345:MEC:LEHIGH:390::EHV: | 0.077 | Yes
GEN-2024-234 | 02 NEBRASKA | G02 29SP | 635202 NEAL S CD 5 161 635212 NEAL S B 5 161 Z | P23:345:MEC:OBRIEN:903::EHV: | 0.05942 | Yes
GEN-2024-234 | 02 NEBRASKA | G02 29SP | 635200 RAUN 3 345 652564 SIOUXCY3 345 1 | P23:345:MEC:OBRIEN:903::EHV: | 0.09 | Yes
GEN-2024-234 | 02 NEBRASKA | G02 29SP | 635200 RAUN 3 345 635201 RAUN 5 161 2 | P23:345:MEC:OBRIEN:903::EHV: | 0.12026 | Yes
GEN-2024-234 | 02 NEBRASKA | G02 29SP | 635200 RAUN 3 345 996358 635-RAU AC 161 1 | P23:345:MEC:OBRIEN:903::EHV: | 0.11996 | Yes
GEN-2024-234 | 02 NEBRASKA | G02 29SP | 635201 RAUN 5 161 996358 635-RAU AC 161 1 | P23:345:MEC:OBRIEN:903::EHV: | 0.11996 | Yes
GEN-2024-234 | 02 NEBRASKA | G02 29SP | 636010 LEHIGH 3 345 636017 LEHIGH GARX3 345 Z | P23:345:MEC:OBRIEN:903::EHV: | 0.05774 | Yes
GEN-2024-234 | 02 NEBRASKA | G02 29SP | 635219 GARD AVE 3 345 636017 LEHIGH GARX3 345 1 | P23:345:MEC:OBRIEN:903::EHV: | 0.05774 | Yes
GEN-2024-234 | 02 NEBRASKA | G02 29SP | 601006 SPLT RK3 345 652864 SIOUXCY-LNX3 345 1 | P23:345:MEC:OBRIEN:903::EHV: | 0.07521 | Yes
GEN-2024-234 | 02 NEBRASKA | G02 29SP | 635206 IDA CO 3 345 635219 GARD AVE 3 345 1 | P23:345:MEC:OBRIEN:903::EHV: | 0.05774 | Yes
GEN-2024-234 | 02 NEBRASKA | G02 29SP | 635206 IDA CO 3 345 635252 IDA CO W 3 345 1 | P23:345:MEC:OBRIEN:903::EHV: | 0.05774 | Yes
GEN-2024-234 | 02 NEBRASKA | G02 29SP | 635200 RAUN 3 345 635252 IDA CO W 3 345 1 | P23:345:MEC:OBRIEN:903::EHV: | 0.05774 | Yes
GEN-2024-234 | 02 NEBRASKA | G02 29SP | 635221 KELLOGG5 161 635226 LEEDS 5 161 1 | P23:345:MEC:OBRIEN:903::EHV: | 0.06045 | Yes
GEN-2024-234 | 02 NEBRASKA | G02 29SP | 635223 PLYMOUTH 5 161 635226 LEEDS 5 161 1 | P23:345:MEC:OBRIEN:903::EHV: | 0.06045 | Yes
GEN-2024-234 | 02 NEBRASKA | G02 29SP | 601006 SPLT RK3 345 652864 SIOUXCY-LNX3 345 1 | P23:345:MEC:OBRIEN:904::EHV: | 0.0693 | Yes
GEN-2024-234 | 02 NEBRASKA | G02 29SP | 635202 NEAL S CD 5 161 635212 NEAL S B 5 161 Z | P23:345:MEC:OBRIEN:906::EHV: | 0.05952 | Yes
GEN-2024-234 | 02 NEBRASKA | G02 29SP | 635200 RAUN 3 345 652564 SIOUXCY3 345 1 | P23:345:MEC:OBRIEN:906::EHV: | 0.08959 | Yes
GEN-2024-234 | 02 NEBRASKA | G02 29SP | 635200 RAUN 3 345 635201 RAUN 5 161 2 | P23:345:MEC:OBRIEN:906::EHV: | 0.12018 | Yes
GEN-2024-234 | 02 NEBRASKA | G02 29SP | 635200 RAUN 3 345 996358 635-RAU AC 161 1 | P23:345:MEC:OBRIEN:906::EHV: | 0.11988 | Yes
GEN-2024-234 | 02 NEBRASKA | G02 29SP | 635201 RAUN 5 161 996358 635-RAU AC 161 1 | P23:345:MEC:OBRIEN:906::EHV: | 0.11988 | Yes
GEN-2024-234 | 02 NEBRASKA | G02 29SP | 636010 LEHIGH 3 345 636017 LEHIGH GARX3 345 Z | P23:345:MEC:OBRIEN:906::EHV: | 0.05815 | Yes
GEN-2024-234 | 02 NEBRASKA | G02 29SP | 635219 GARD AVE 3 345 636017 LEHIGH GARX3 345 1 | P23:345:MEC:OBRIEN:906::EHV: | 0.05815 | Yes
GEN-2024-234 | 02 NEBRASKA | G02 29SP | 601006 SPLT RK3 345 652864 SIOUXCY-LNX3 345 1 | P23:345:MEC:OBRIEN:906::EHV: | 0.0741 | Yes
GEN-2024-234 | 02 NEBRASKA | G02 29SP | 635206 IDA CO 3 345 635219 GARD AVE 3 345 1 | P23:345:MEC:OBRIEN:906::EHV: | 0.05815 | Yes
GEN-2024-234 | 02 NEBRASKA | G02 29SP | 635206 IDA CO 3 345 635252 IDA CO W 3 345 1 | P23:345:MEC:OBRIEN:906::EHV: | 0.05815 | Yes
GEN-2024-234 | 02 NEBRASKA | G02 29SP | 635200 RAUN 3 345 635252 IDA CO W 3 345 1 | P23:345:MEC:OBRIEN:906::EHV: | 0.05815 | Yes
GEN-2024-234 | 02 NEBRASKA | G02 29SP | 635221 KELLOGG5 161 635226 LEEDS 5 161 1 | P23:345:MEC:OBRIEN:906::EHV: | 0.0605 | Yes
GEN-2024-234 | 02 NEBRASKA | G02 29SP | 635223 PLYMOUTH 5 161 635226 LEEDS 5 161 1 | P23:345:MEC:OBRIEN:906::EHV: | 0.0605 | Yes
GEN-2024-234 | 02 NEBRASKA | G02 29SP | 631138 LAKEFLD3 345 635368 OBRIEN 3 345 1 | P23:345:MEC:PALO ALTO:903::EHV: | 0.06224 | Yes
GEN-2024-234 | 02 NEBRASKA | G02 29SP | 635202 NEAL S CD 5 161 635212 NEAL S B 5 161 Z | P23:345:MEC:RAUN:150::EHV: | 0.06369 | Yes
GEN-2024-234 | 02 NEBRASKA | G02 29SP | 635200 RAUN 3 345 652564 SIOUXCY3 345 1 | P23:345:MEC:RAUN:150::EHV: | 0.10748 | Yes
GEN-2024-234 | 02 NEBRASKA | G02 29SP | 635200 RAUN 3 345 635201 RAUN 5 161 2 | P23:345:MEC:RAUN:150::EHV: | 0.11525 | Yes
GEN-2024-234 | 02 NEBRASKA | G02 29SP | 635200 RAUN 3 345 996358 635-RAU AC 161 1 | P23:345:MEC:RAUN:150::EHV: | 0.11496 | Yes
GEN-2024-234 | 02 NEBRASKA | G02 29SP | 635201 RAUN 5 161 996358 635-RAU AC 161 1 | P23:345:MEC:RAUN:150::EHV: | 0.11496 | Yes
GEN-2024-234 | 02 NEBRASKA | G02 29SP | 601006 SPLT RK3 345 652864 SIOUXCY-LNX3 345 1 | P23:345:MEC:RAUN:150::EHV: | 0.08255 | Yes
GEN-2024-234 | 02 NEBRASKA | G02 29SP | 635221 KELLOGG5 161 635226 LEEDS 5 161 1 | P23:345:MEC:RAUN:150::EHV: | 0.06335 | Yes
GEN-2024-234 | 02 NEBRASKA | G02 29SP | 635200 RAUN 3 345 635201 RAUN 5 161 2 | P23:345:OPPD:S3451-RAUN:::EHV: | 0.12573 | Yes
GEN-2024-234 | 02 NEBRASKA | G02 29SP | 635200 RAUN 3 345 996358 635-RAU AC 161 1 | P23:345:OPPD:S3451-RAUN:::EHV: | 0.12542 | Yes
GEN-2024-234 | 02 NEBRASKA | G02 29SP | 635201 RAUN 5 161 996358 635-RAU AC 161 1 | P23:345:OPPD:S3451-RAUN:::EHV: | 0.12542 | Yes
GEN-2024-234 | 02 NEBRASKA | G02 29SP | 635201 RAUN 5 161 646300 S1300 5 161 1 | P23:345:OPPD:S3451-RAUN:::EHV: | 0.37262 | Yes
GEN-2024-234 | 02 NEBRASKA | G02 29SP | 635201 RAUN 5 161 646300 S1300 5 161 1 | P23:345:OPPD:S3458 NEBCTY2G:LT::EHV: | 0.37162 | Yes
GEN-2024-234 | 02 NEBRASKA | G02 29SP | 635200 RAUN 3 345 640226 HOSKINS3 345 1 | P23:345:UMZW:# 2425 #:: GI IN NE. GI 1196 BKR FAULT:EHV: | 0.06688 | Yes
GEN-2024-234 | 02 NEBRASKA | G02 29SP | 635200 RAUN 3 345 640226 HOSKINS3 345 1 | P23:345:UMZW:# 2432 #:: GI IN NE. GI 1092 BKR FAULT:EHV: | 0.06688 | Yes
GEN-2024-234 | 02 NEBRASKA | G02 29SP | 635223 PLYMOUTH 5 161 652566 SIOUXCY5 161 1 | P23:345:XEL:396 BKR SPK:::EHV: | 0.07004 | Yes
GEN-2024-234 | 02 NEBRASKA | G02 29SP | 631138 LAKEFLD3 345 635368 OBRIEN 3 345 1 | P23:345:XEL:8N22 SHC:::EHV: | 0.05086 | Yes
GEN-2024-234 | 02 NEBRASKA | G02 29SP | 635200 RAUN 3 345 640226 HOSKINS3 345 1 | P42:345:LES:L1485::NW68&HOLDREGE.WAGENER.CB3006:: | 0.06505 | Yes
GEN-2024-234 | 02 NEBRASKA | G02 29SP | 635200 RAUN 3 345 640226 HOSKINS3 345 1 | P42:345:LES:L3516::NW68&HOLDREGE.MOORE.CB3005:: | 0.06476 | Yes
GEN-2024-234 | 02 NEBRASKA | G02 29SP | 635200 RAUN 3 345 640226 HOSKINS3 345 1 | P42:345:NPPD:LXXXX.COLMB E.SHELCRK.CB3306:::: | 0.06347 | Yes
GEN-2024-234 | 02 NEBRASKA | G02 29SP | 635200 RAUN 3 345 640226 HOSKINS3 345 1 | P42:345:OPPD-LES:S3454-S3740&WAG:::EHV: | 0.0818 | Yes
GEN-2024-234 | 02 NEBRASKA | G02 29SP | 635200 RAUN 3 345 640226 HOSKINS3 345 1 | P42:345:UMZW:# 2440 #:: GI IN NE. GI-(HOLT)-GRP BRANCH FAULT & GI 1092 STUCK BKR:EHV: | 0.06688 | Yes
GEN-2024-234 | 02 NEBRASKA | G02 29SP | 635200 RAUN 3 345 640226 HOSKINS3 345 1 | P42:345:UMZW:# 2446 #:: GI IN NE. GI-(HOLT)-GRP BRANCH OR KU4B SHUNT FAULT & GI 1196 STUCK BKR:EHV: | 0.06688 | Yes
GEN-2024-234 | 02 NEBRASKA | G02 29SP | 635200 RAUN 3 345 640226 HOSKINS3 345 1 | P45:345:OPPD:S3454-S3740&WAG:::EHV: | 0.0818 | Yes
GEN-2024-234 | 02 NEBRASKA | G02 29SP | 635368 OBRIEN 3 345 635400 HIGHLAND 3 345 1 | P55:345:MEC:GARD AVE | 0.077 | Yes
GEN-2024-234 | 02 NEBRASKA | G02 29SP | 635399 CHEROKEE 3 345 635400 HIGHLAND 3 345 1 | P55:345:MEC:GARD AVE | 0.077 | Yes
GEN-2024-234 | 02 NEBRASKA | G02 29SP | 635200 RAUN 3 345 635398 REMSEN 3 345 1 | P55:345:MEC:GARD AVE | 0.077 | Yes
GEN-2024-234 | 02 NEBRASKA | G02 29SP | 635398 REMSEN 3 345 635399 CHEROKEE 3 345 1 | P55:345:MEC:GARD AVE | 0.077 | Yes
GEN-2024-234 | 02 NEBRASKA | G02 29SP | 635200 RAUN 3 345 652564 SIOUXCY3 345 1 | P55:345:MEC:HIGHLAND | 0.08919 | Yes
GEN-2024-234 | 02 NEBRASKA | G02 29SP | 635219 GARD AVE 3 345 636017 LEHIGH GARX3 345 1 | P55:345:MEC:HIGHLAND | 0.05854 | Yes
GEN-2024-234 | 02 NEBRASKA | G02 29SP | 636010 LEHIGH 3 345 636017 LEHIGH GARX3 345 Z | P55:345:MEC:HIGHLAND | 0.05854 | Yes
GEN-2024-234 | 02 NEBRASKA | G02 29SP | 635206 IDA CO 3 345 635219 GARD AVE 3 345 1 | P55:345:MEC:HIGHLAND | 0.05854 | Yes
GEN-2024-234 | 02 NEBRASKA | G02 29SP | 601006 SPLT RK3 345 652864 SIOUXCY-LNX3 345 1 | P55:345:MEC:HIGHLAND | 0.07378 | Yes
GEN-2024-234 | 02 NEBRASKA | G02 29SP | 635206 IDA CO 3 345 635252 IDA CO W 3 345 1 | P55:345:MEC:HIGHLAND | 0.05854 | Yes
GEN-2024-234 | 02 NEBRASKA | G02 29SP | 635200 RAUN 3 345 635252 IDA CO W 3 345 1 | P55:345:MEC:HIGHLAND | 0.05854 | Yes
GEN-2024-234 | 02 NEBRASKA | G02 29SP | 635368 OBRIEN 3 345 635400 HIGHLAND 3 345 1 | P55:345:MEC:IDA COUNTY | 0.077 | Yes
GEN-2024-234 | 02 NEBRASKA | G02 29SP | 635399 CHEROKEE 3 345 635400 HIGHLAND 3 345 1 | P55:345:MEC:IDA COUNTY | 0.077 | Yes
GEN-2024-234 | 02 NEBRASKA | G02 29SP | 635398 REMSEN 3 345 635399 CHEROKEE 3 345 1 | P55:345:MEC:IDA COUNTY | 0.077 | Yes
GEN-2024-234 | 02 NEBRASKA | G02 29SP | 631138 LAKEFLD3 345 635368 OBRIEN 3 345 1 | P55:345:MEC:KOSSUTH | 0.0641 | Yes
GEN-2024-234 | 02 NEBRASKA | G02 29SP | 635202 NEAL S CD 5 161 635212 NEAL S B 5 161 Z | P55:345:MEC:LEHIGH | 0.05818 | Yes
GEN-2024-234 | 02 NEBRASKA | G02 29SP | 635368 OBRIEN 3 345 635400 HIGHLAND 3 345 1 | P55:345:MEC:LEHIGH | 0.07788 | Yes
GEN-2024-234 | 02 NEBRASKA | G02 29SP | 635200 RAUN 3 345 652564 SIOUXCY3 345 1 | P55:345:MEC:LEHIGH | 0.07834 | Yes
GEN-2024-234 | 02 NEBRASKA | G02 29SP | 635200 RAUN 3 345 635201 RAUN 5 161 2 | P55:345:MEC:LEHIGH | 0.12201 | Yes
GEN-2024-234 | 02 NEBRASKA | G02 29SP | 635200 RAUN 3 345 996358 635-RAU AC 161 1 | P55:345:MEC:LEHIGH | 0.1217 | Yes
GEN-2024-234 | 02 NEBRASKA | G02 29SP | 635201 RAUN 5 161 996358 635-RAU AC 161 1 | P55:345:MEC:LEHIGH | 0.1217 | Yes
GEN-2024-234 | 02 NEBRASKA | G02 29SP | 635399 CHEROKEE 3 345 635400 HIGHLAND 3 345 1 | P55:345:MEC:LEHIGH | 0.07788 | Yes
GEN-2024-234 | 02 NEBRASKA | G02 29SP | 635200 RAUN 3 345 635398 REMSEN 3 345 1 | P55:345:MEC:LEHIGH | 0.07788 | Yes
GEN-2024-234 | 02 NEBRASKA | G02 29SP | 635398 REMSEN 3 345 635399 CHEROKEE 3 345 1 | P55:345:MEC:LEHIGH | 0.07788 | Yes
GEN-2024-234 | 02 NEBRASKA | G02 29SP | 631138 LAKEFLD3 345 635368 OBRIEN 3 345 1 | P55:345:MEC:PALO ALTO | 0.06224 | Yes
GEN-2024-234 | 02 NEBRASKA | G02 29SP | 635223 PLYMOUTH 5 161 652566 SIOUXCY5 161 1 | P55:345:OPPD:S3458 3::FN13:EHV: | 0.07852 | Yes
GEN-2024-234 | 02 NEBRASKA | G02 29SP | 635000 CBLUFFS3 345 645456 S3456 3 345 1 | P55:345:OPPD:S3458 3::FN13:EHV: | 0.11679 | Yes
GEN-2024-234 | 02 NEBRASKA | G02 29SP | 635680 BONDURANT3 345 635730 MONTEZUMA 3 345 1 | P55:345:OPPD:S3458 3::FN13:EHV: | 0.05439 | Yes
GEN-2024-234 | 02 NEBRASKA | G02 29SP | 635201 RAUN 5 161 646300 S1300 5 161 1 | P55:345:OPPD:S3458 3::FN13:EHV: | 0.37677 | Yes
GEN-2024-234 | 02 NEBRASKA | G02 29SP | 635223 PLYMOUTH 5 161 652566 SIOUXCY5 161 1 | P55:345:OPPD:S3740 3::FN13:EHV: | 0.07656 | Yes
GEN-2024-234 | 02 NEBRASKA | G02 29SP | 635000 CBLUFFS3 345 645456 S3456 3 345 1 | P55:345:OPPD:S3740 3::FN13:EHV: | 0.0663 | Yes
GEN-2024-234 | 02 NEBRASKA | G02 29SP | 635201 RAUN 5 161 646300 S1300 5 161 1 | P55:345:OPPD:S3740 3::FN13:EHV: | 0.37313 | Yes
GEN-2024-234 | 02 NEBRASKA | G02 29SP | 635368 OBRIEN 3 345 635400 HIGHLAND 3 345 1 | P55:345:XEL:PRI1 | 0.06649 | Yes
GEN-2024-234 | 02 NEBRASKA | G02 29SP | 631138 LAKEFLD3 345 635368 OBRIEN 3 345 1 | P55:345:XEL:PRI1 | 0.05086 | Yes
GEN-2024-234 | 02 NEBRASKA | G02 29SP | 601006 SPLT RK3 345 652864 SIOUXCY-LNX3 345 1 | P55:345:XEL:PRI1 | 0.06108 | Yes
GEN-2024-234 | 02 NEBRASKA | G02 29SP | 635399 CHEROKEE 3 345 635400 HIGHLAND 3 345 1 | P55:345:XEL:PRI1 | 0.06649 | Yes
GEN-2024-234 | 02 NEBRASKA | G02 29SP | 635200 RAUN 3 345 640226 HOSKINS3 345 1 | P55:345:XEL:PRI1 | 0.06906 | Yes
GEN-2024-234 | 02 NEBRASKA | G02 29SP | 635200 RAUN 3 345 635398 REMSEN 3 345 1 | P55:345:XEL:PRI1 | 0.06649 | Yes
GEN-2024-234 | 02 NEBRASKA | G02 29SP | 635398 REMSEN 3 345 635399 CHEROKEE 3 345 1 | P55:345:XEL:PRI1 | 0.06649 | Yes
GEN-2024-234 | 02 NEBRASKA | G02 29SP | 601006 SPLT RK3 345 652864 SIOUXCY-LNX3 345 1 | 631138 LAKEFLD3 345 635368 OBRIEN 3 345 1 | 0.0693 | Yes
GEN-2024-234 | 02 NEBRASKA | G02 29SP | 631138 LAKEFLD3 345 635368 OBRIEN 3 345 1 | 631193 HUNTLEY3 345 631197 LEDYARD3 345 1 | 0.05867 | Yes
GEN-2024-234 | 02 NEBRASKA | G02 29SP | 635201 RAUN 5 161 646300 S1300 5 161 1 | 635200 RAUN 3 345 645552 S3452 REACT3 345 1 | 0.3707 | Yes
GEN-2024-234 | 02 NEBRASKA | G02 29SP | 635223 PLYMOUTH 5 161 652566 SIOUXCY5 161 1 | 635202 NEAL S CD 5 161 635212 NEAL S B 5 161 Z | 0.06008 | Yes
GEN-2024-234 | 02 NEBRASKA | G02 29SP | 635221 KELLOGG5 161 635226 LEEDS 5 161 1 | 635202 NEAL S CD 5 161 635212 NEAL S B 5 161 Z | 0.07364 | Yes
GEN-2024-234 | 02 NEBRASKA | G02 29SP | 635223 PLYMOUTH 5 161 635226 LEEDS 5 161 1 | 635202 NEAL S CD 5 161 635212 NEAL S B 5 161 Z | 0.07364 | Yes
GEN-2024-234 | 02 NEBRASKA | G02 29SP | 635202 NEAL S CD 5 161 635212 NEAL S B 5 161 Z | 635219 GARD AVE 3 345 636017 LEHIGH GARX3 345 1 | 0.05816 | Yes
GEN-2024-234 | 02 NEBRASKA | G02 29SP | 635368 OBRIEN 3 345 635400 HIGHLAND 3 345 1 | 635219 GARD AVE 3 345 636017 LEHIGH GARX3 345 1 | 0.077 | Yes
GEN-2024-234 | 02 NEBRASKA | G02 29SP | 635200 RAUN 3 345 652564 SIOUXCY3 345 1 | 635219 GARD AVE 3 345 636017 LEHIGH GARX3 345 1 | 0.078 | Yes
GEN-2024-234 | 02 NEBRASKA | G02 29SP | 635399 CHEROKEE 3 345 635400 HIGHLAND 3 345 1 | 635219 GARD AVE 3 345 636017 LEHIGH GARX3 345 1 | 0.077 | Yes
GEN-2024-234 | 02 NEBRASKA | G02 29SP | 635200 RAUN 3 345 635398 REMSEN 3 345 1 | 635219 GARD AVE 3 345 636017 LEHIGH GARX3 345 1 | 0.077 | Yes
GEN-2024-234 | 02 NEBRASKA | G02 29SP | 635398 REMSEN 3 345 635399 CHEROKEE 3 345 1 | 635219 GARD AVE 3 345 636017 LEHIGH GARX3 345 1 | 0.077 | Yes
GEN-2024-234 | 02 NEBRASKA | G02 29SP | 635202 NEAL S CD 5 161 635212 NEAL S B 5 161 Z | 635368 OBRIEN 3 345 635400 HIGHLAND 3 345 1 | 0.05949 | Yes
GEN-2024-234 | 02 NEBRASKA | G02 29SP | 635200 RAUN 3 345 652564 SIOUXCY3 345 1 | 635368 OBRIEN 3 345 635400 HIGHLAND 3 345 1 | 0.08919 | Yes
GEN-2024-234 | 02 NEBRASKA | G02 29SP | 635200 RAUN 3 345 635201 RAUN 5 161 2 | 635368 OBRIEN 3 345 635400 HIGHLAND 3 345 1 | 0.12023 | Yes
GEN-2024-234 | 02 NEBRASKA | G02 29SP | 635200 RAUN 3 345 996358 635-RAU AC 161 1 | 635368 OBRIEN 3 345 635400 HIGHLAND 3 345 1 | 0.11993 | Yes
GEN-2024-234 | 02 NEBRASKA | G02 29SP | 635201 RAUN 5 161 996358 635-RAU AC 161 1 | 635368 OBRIEN 3 345 635400 HIGHLAND 3 345 1 | 0.11993 | Yes
GEN-2024-234 | 02 NEBRASKA | G02 29SP | 636010 LEHIGH 3 345 636017 LEHIGH GARX3 345 Z | 635368 OBRIEN 3 345 635400 HIGHLAND 3 345 1 | 0.05854 | Yes
GEN-2024-234 | 02 NEBRASKA | G02 29SP | 635219 GARD AVE 3 345 636017 LEHIGH GARX3 345 1 | 635368 OBRIEN 3 345 635400 HIGHLAND 3 345 1 | 0.05854 | Yes
GEN-2024-234 | 02 NEBRASKA | G02 29SP | 635206 IDA CO 3 345 635219 GARD AVE 3 345 1 | 635368 OBRIEN 3 345 635400 HIGHLAND 3 345 1 | 0.05854 | Yes
GEN-2024-234 | 02 NEBRASKA | G02 29SP | 601006 SPLT RK3 345 652864 SIOUXCY-LNX3 345 1 | 635368 OBRIEN 3 345 635400 HIGHLAND 3 345 1 | 0.07378 | Yes
GEN-2024-234 | 02 NEBRASKA | G02 29SP | 636000 WEBSTER3 345 636010 LEHIGH 3 345 1 | 635368 OBRIEN 3 345 635400 HIGHLAND 3 345 1 | 0.05202 | Yes
GEN-2024-234 | 02 NEBRASKA | G02 29SP | 635206 IDA CO 3 345 635252 IDA CO W 3 345 1 | 635368 OBRIEN 3 345 635400 HIGHLAND 3 345 1 | 0.05854 | Yes
GEN-2024-234 | 02 NEBRASKA | G02 29SP | 635200 RAUN 3 345 635252 IDA CO W 3 345 1 | 635368 OBRIEN 3 345 635400 HIGHLAND 3 345 1 | 0.05854 | Yes
GEN-2024-234 | 02 NEBRASKA | G02 29SP | 635221 KELLOGG5 161 635226 LEEDS 5 161 1 | 635368 OBRIEN 3 345 635400 HIGHLAND 3 345 1 | 0.06042 | Yes
GEN-2024-234 | 02 NEBRASKA | G02 29SP | 631138 LAKEFLD3 345 635368 OBRIEN 3 345 1 | 635369 KOSSUTH 3 345 635425 PALO ALTO 3 345 1 | 0.06224 | Yes
GEN-2024-234 | 02 NEBRASKA | G02 29SP | 631138 LAKEFLD3 345 635368 OBRIEN 3 345 1 | 635419 TRUMBULL LK3 345 635425 PALO ALTO 3 345 1 | 0.06224 | Yes
GEN-2024-234 | 02 NEBRASKA | G02 29SP | 635202 NEAL S CD 5 161 635212 NEAL S B 5 161 Z | 636010 LEHIGH 3 345 636017 LEHIGH GARX3 345 Z | 0.05816 | Yes
GEN-2024-234 | 02 NEBRASKA | G02 29SP | 635368 OBRIEN 3 345 635400 HIGHLAND 3 345 1 | 636010 LEHIGH 3 345 636017 LEHIGH GARX3 345 Z | 0.077 | Yes
GEN-2024-234 | 02 NEBRASKA | G02 29SP | 635200 RAUN 3 345 652564 SIOUXCY3 345 1 | 636010 LEHIGH 3 345 636017 LEHIGH GARX3 345 Z | 0.078 | Yes
GEN-2024-234 | 02 NEBRASKA | G02 29SP | 635399 CHEROKEE 3 345 635400 HIGHLAND 3 345 1 | 636010 LEHIGH 3 345 636017 LEHIGH GARX3 345 Z | 0.077 | Yes
GEN-2024-234 | 02 NEBRASKA | G02 29SP | 635200 RAUN 3 345 635398 REMSEN 3 345 1 | 636010 LEHIGH 3 345 636017 LEHIGH GARX3 345 Z | 0.077 | Yes
GEN-2024-234 | 02 NEBRASKA | G02 29SP | 635398 REMSEN 3 345 635399 CHEROKEE 3 345 1 | 636010 LEHIGH 3 345 636017 LEHIGH GARX3 345 Z | 0.077 | Yes
GEN-2024-234 | 02 NEBRASKA | G02 29SP | 635200 RAUN 3 345 640226 HOSKINS3 345 1 | 640226 HOSKINS3 345 763982 G19-069TAP 345 1 | 0.05635 | Yes
GEN-2024-234 | 02 NEBRASKA | G02 29SP | 635200 RAUN 3 345 640226 HOSKINS3 345 1 | 640342 SHELCRK3 345 763982 G19-069TAP 345 1 | 0.05635 | Yes
GEN-2024-234 | 02 NEBRASKA | G02 29SP | 635200 RAUN 3 345 640226 HOSKINS3 345 1 | 640386 TWIN CH4 230 640560 WAKEFIELD 4 230 1 | 0.07667 | Yes
GEN-2024-234 | 02 NEBRASKA | G02 29SP | 635200 RAUN 3 345 635201 RAUN 5 161 2 | 645451 S3451 3 345 645551 S3451-RAUN 3 345 Z1 | 0.12573 | Yes
GEN-2024-234 | 02 NEBRASKA | G02 29SP | 635200 RAUN 3 345 996358 635-RAU AC 161 1 | 645451 S3451 3 345 645551 S3451-RAUN 3 345 Z1 | 0.12542 | Yes
GEN-2024-234 | 02 NEBRASKA | G02 29SP | 635201 RAUN 5 161 996358 635-RAU AC 161 1 | 645451 S3451 3 345 645551 S3451-RAUN 3 345 Z1 | 0.12542 | Yes
GEN-2024-234 | 02 NEBRASKA | G02 29SP | 635201 RAUN 5 161 646300 S1300 5 161 1 | 645451 S3451 3 345 645551 S3451-RAUN 3 345 Z1 | 0.37262 | Yes
GEN-2024-234 | 02 NEBRASKA | G02 29SP | 635201 RAUN 5 161 646300 S1300 5 161 1 | 645452 S3452 3 345 645552 S3452 REACT3 345 Z1 | 0.3707 | Yes
GEN-2024-234 | 02 NEBRASKA | G02 29SP | 635200 RAUN 3 345 635201 RAUN 5 161 2 | 645551 S3451-RAUN 3 345 762779 G18-043 TAP 345 1 | 0.12573 | Yes
GEN-2024-234 | 02 NEBRASKA | G02 29SP | 635200 RAUN 3 345 996358 635-RAU AC 161 1 | 645551 S3451-RAUN 3 345 762779 G18-043 TAP 345 1 | 0.12542 | Yes
GEN-2024-234 | 02 NEBRASKA | G02 29SP | 635201 RAUN 5 161 996358 635-RAU AC 161 1 | 645551 S3451-RAUN 3 345 762779 G18-043 TAP 345 1 | 0.12542 | Yes
GEN-2024-234 | 02 NEBRASKA | G02 29SP | 635201 RAUN 5 161 646300 S1300 5 161 1 | 645551 S3451-RAUN 3 345 762779 G18-043 TAP 345 1 | 0.37262 | Yes
GEN-2024-234 | 02 NEBRASKA | G02 29SP | 635201 RAUN 5 161 646300 S1300 5 161 1 | 762071 G17-105XFM1 34.5 762070 GEN-2017-105 161 1 | 0.37162 | Yes
GEN-2024-234 | 02 NEBRASKA | G02 29SP | 635202 NEAL S CD 5 161 635212 NEAL S B 5 161 Z | Base Case | 0.05559 | Yes
GEN-2024-234 | 02 NEBRASKA | G02 29SP | 635200 RAUN 3 345 635201 RAUN 5 161 2 | Base Case | 0.12503 | Yes
GEN-2024-234 | 02 NEBRASKA | G02 29SP | 635200 RAUN 3 345 996358 635-RAU AC 161 1 | Base Case | 0.12473 | Yes
GEN-2024-234 | 02 NEBRASKA | G02 29SP | 635201 RAUN 5 161 996358 635-RAU AC 161 1 | Base Case | 0.12473 | Yes
GEN-2024-234 | 02 NEBRASKA | G02 29SP | 635200 RAUN 3 345 652564 SIOUXCY3 345 1 | Base Case | 0.06752 | Yes
GEN-2024-234 | 02 NEBRASKA | G02 29SP | 635223 PLYMOUTH 5 161 652566 SIOUXCY5 161 1 | Base Case | 0.0757 | Yes
GEN-2024-234 | 02 NEBRASKA | G02 29SP | 635368 OBRIEN 3 345 635400 HIGHLAND 3 345 1 | Base Case | 0.06651 | Yes
GEN-2024-234 | 02 NEBRASKA | G02 29SP | 631138 LAKEFLD3 345 635368 OBRIEN 3 345 1 | Base Case | 0.05086 | Yes
GEN-2024-234 | 02 NEBRASKA | G02 29SP | 635200 RAUN 3 345 640226 HOSKINS3 345 1 | Base Case | 0.06905 | Yes
GEN-2024-234 | 02 NEBRASKA | G02 29SP | 601006 SPLT RK3 345 652864 SIOUXCY-LNX3 345 1 | Base Case | 0.06107 | Yes
GEN-2024-234 | 02 NEBRASKA | G02 29SP | 635399 CHEROKEE 3 345 635400 HIGHLAND 3 345 1 | Base Case | 0.06651 | Yes
GEN-2024-234 | 02 NEBRASKA | G02 29SP | 635398 REMSEN 3 345 635399 CHEROKEE 3 345 1 | Base Case | 0.06651 | Yes
GEN-2024-234 | 02 NEBRASKA | G02 29SP | 635200 RAUN 3 345 635398 REMSEN 3 345 1 | Base Case | 0.06651 | Yes
GEN-2024-234 | 02 NEBRASKA | G02 29SP | 635221 KELLOGG5 161 635226 LEEDS 5 161 1 | Base Case | 0.05686 | Yes
GEN-2024-234 | 02 NEBRASKA | G02 29SP | 635223 PLYMOUTH 5 161 635226 LEEDS 5 161 1 | Base Case | 0.05686 | Yes
GEN-2024-234 | 02 NEBRASKA | G02 29SP | 635201 RAUN 5 161 646300 S1300 5 161 1 | Base Case | 0.37162 | Yes
GEN-2024-234 | 02 NEBRASKA | G02 29SP | 635000 CBLUFFS3 345 645456 S3456 3 345 1 | Base Case | 0.05231 | Yes
GEN-2024-234 | 02 NEBRASKA | G02 29SP | 635201 RAUN 5 161 646300 S1300 5 161 1 | GEN-2017-105_POI_646300_Generator_outage | 0.37162 | Yes
GEN-2024-234 | 02 NEBRASKA | G02 29SP | 635200 RAUN 3 345 652564 SIOUXCY3 345 1 | GEN-2023-199_POI_640386_Generator_outage | 0.06752 | Yes
GEN-2024-372 | 02 NEBRASKA | G02 29SP | 635368 OBRIEN 3 345 635400 HIGHLAND 3 345 1 | P11:26:XEL:SHERCO33G:3 | 0.05058 | Yes
GEN-2024-372 | 02 NEBRASKA | G02 29SP | 635399 CHEROKEE 3 345 635400 HIGHLAND 3 345 1 | P11:26:XEL:SHERCO33G:3 | 0.05058 | Yes
GEN-2024-372 | 02 NEBRASKA | G02 29SP | 635200 RAUN 3 345 635398 REMSEN 3 345 1 | P11:26:XEL:SHERCO33G:3 | 0.05058 | Yes
GEN-2024-372 | 02 NEBRASKA | G02 29SP | 635398 REMSEN 3 345 635399 CHEROKEE 3 345 1 | P11:26:XEL:SHERCO33G:3 | 0.05058 | Yes
GEN-2024-372 | 02 NEBRASKA | G02 29SP | 635580 ARBOR HILL 3 345 635623 BADGER CRK 3 345 1 | P11:345:MEC:GDMEC:3:ST | 0.05613 | Yes
GEN-2024-372 | 02 NEBRASKA | G02 29SP | 635580 ARBOR HILL 3 345 635590 FALLOW AVE 3 345 1 | P11:345:MEC:GDMEC:3:ST | 0.05613 | Yes
GEN-2024-372 | 02 NEBRASKA | G02 29SP | 635014 OVERLAND 3 345 635590 FALLOW AVE 3 345 1 | P11:345:MEC:GDMEC:3:ST | 0.05613 | Yes
GEN-2024-372 | 02 NEBRASKA | G02 29SP | 635200 RAUN 3 345 640226 HOSKINS3 345 1 | P11:345:MEC:NEAL:3 | 0.05389 | Yes
GEN-2024-372 | 02 NEBRASKA | G02 29SP | 635200 RAUN 3 345 640226 HOSKINS3 345 1 | P11:345:MEC:NEAL:4 | 0.05389 | Yes
GEN-2024-372 | 02 NEBRASKA | G02 29SP | 635000 CBLUFFS3 345 645456 S3456 3 345 1 | P11:345:MEC:WSEC:3 | 0.08738 | Yes
GEN-2024-372 | 02 NEBRASKA | G02 29SP | 635200 RAUN 3 345 762779 G18-043 TAP 345 1 | P11:345:MEC:WSEC:3 | 0.10639 | Yes
GEN-2024-372 | 02 NEBRASKA | G02 29SP | 635200 RAUN 3 345 645552 S3452 REACT3 345 1 | P11:345:MEC:WSEC:3 | 0.09192 | Yes
GEN-2024-372 | 02 NEBRASKA | G02 29SP | 635201 RAUN 5 161 646300 S1300 5 161 1 | P11:345:MEC:WSEC:3 | 0.05449 | Yes
GEN-2024-372 | 02 NEBRASKA | G02 29SP | 635000 CBLUFFS3 345 645456 S3456 3 345 1 | P11:345:MEC:WSEC:4 | 0.08738 | Yes
GEN-2024-372 | 02 NEBRASKA | G02 29SP | 635200 RAUN 3 345 762779 G18-043 TAP 345 1 | P11:345:MEC:WSEC:4 | 0.10639 | Yes
GEN-2024-372 | 02 NEBRASKA | G02 29SP | 635200 RAUN 3 345 645552 S3452 REACT3 345 1 | P11:345:MEC:WSEC:4 | 0.09192 | Yes
GEN-2024-372 | 02 NEBRASKA | G02 29SP | 635201 RAUN 5 161 646300 S1300 5 161 1 | P11:345:MEC:WSEC:4 | 0.05449 | Yes
GEN-2024-372 | 02 NEBRASKA | G02 29SP | 635200 RAUN 3 345 652564 SIOUXCY3 345 1 | P12:230.0:UMZ:# N-1 #:: LINE TWIN CH4-SIOUXCY4-1 :HV: | 0.08433 | Yes
GEN-2024-372 | 02 NEBRASKA | G02 29SP | 635200 RAUN 3 345 640226 HOSKINS3 345 1 | P12:230.0:UMZ:# N-1 #:: LINE TWIN CH4-SIOUXCY4-1 :HV: | 0.0545 | Yes
GEN-2024-372 | 02 NEBRASKA | G02 29SP | 635200 RAUN 3 345 640226 HOSKINS3 345 1 | P12:345.0:UMZ:# N-1 #:: LINE HOLT.CO3-GR ISLD-LNX3-1 :EHV: | 0.05464 | Yes
GEN-2024-372 | 02 NEBRASKA | G02 29SP | 635368 OBRIEN 3 345 635400 HIGHLAND 3 345 1 | P12:345.0:UMZ:# N-1 #:: LINE RAUN 3-SIOUXCY3-1 :EHV: | 0.06442 | Yes
GEN-2024-372 | 02 NEBRASKA | G02 29SP | 635399 CHEROKEE 3 345 635400 HIGHLAND 3 345 1 | P12:345.0:UMZ:# N-1 #:: LINE RAUN 3-SIOUXCY3-1 :EHV: | 0.06442 | Yes
GEN-2024-372 | 02 NEBRASKA | G02 29SP | 635200 RAUN 3 345 635398 REMSEN 3 345 1 | P12:345.0:UMZ:# N-1 #:: LINE RAUN 3-SIOUXCY3-1 :EHV: | 0.06442 | Yes
GEN-2024-372 | 02 NEBRASKA | G02 29SP | 635398 REMSEN 3 345 635399 CHEROKEE 3 345 1 | P12:345.0:UMZ:# N-1 #:: LINE RAUN 3-SIOUXCY3-1 :EHV: | 0.06442 | Yes
GEN-2024-372 | 02 NEBRASKA | G02 29SP | 631138 LAKEFLD3 345 635368 OBRIEN 3 345 1 | P12:345:ITCM-MEC:LEDYARD:KOSSUTH:1 | 0.05253 | Yes
GEN-2024-372 | 02 NEBRASKA | G02 29SP | 635100 ROLL HILLS 3 345 635570 ORIENT 3 345 1 | P12:345:MEC:ARBOR HILL:FALLOW AVE:1 | 0.08426 | Yes
GEN-2024-372 | 02 NEBRASKA | G02 29SP | 635013 PONY CRK 3 345 635100 ROLL HILLS 3 345 1 | P12:345:MEC:ARBOR HILL:FALLOW AVE:1 | 0.08426 | Yes
GEN-2024-372 | 02 NEBRASKA | G02 29SP | 635000 CBLUFFS3 345 645456 S3456 3 345 1 | P12:345:MEC:ARBOR HILL:FALLOW AVE:1 | 0.0597 | Yes
GEN-2024-372 | 02 NEBRASKA | G02 29SP | 635003 SUB 701 5 161 646211 S1211 5 161 1 | P12:345:MEC:CBLUFFS:OVERLAND:1 | 0.05224 | Yes
GEN-2024-372 | 02 NEBRASKA | G02 29SP | 635000 CBLUFFS3 345 645456 S3456 3 345 1 | P12:345:MEC:CBLUFFS:OVERLAND:1 | 0.06976 | Yes
GEN-2024-372 | 02 NEBRASKA | G02 29SP | 635000 CBLUFFS3 345 635016 SOUTHLAND 3 345 1 | P12:345:MEC:CBLUFFS:PONY CRK:1 | 0.06505 | Yes
GEN-2024-372 | 02 NEBRASKA | G02 29SP | 635000 CBLUFFS3 345 635013 PONY CRK 3 345 1 | P12:345:MEC:CBLUFFS:SOUTHLAND:1 | 0.06537 | Yes
GEN-2024-372 | 02 NEBRASKA | G02 29SP | 635200 RAUN 3 345 652564 SIOUXCY3 345 1 | P12:345:MEC:CHEROKEE:HIGHLAND:1 | 0.10162 | Yes
GEN-2024-372 | 02 NEBRASKA | G02 29SP | 635368 OBRIEN 3 345 635400 HIGHLAND 3 345 1 | P12:345:MEC:GARD AVE:LEHIGH:1REACTOR:EHV: | 0.05607 | Yes
GEN-2024-372 | 02 NEBRASKA | G02 29SP | 635200 RAUN 3 345 652564 SIOUXCY3 345 1 | P12:345:MEC:GARD AVE:LEHIGH:1REACTOR:EHV: | 0.09063 | Yes
GEN-2024-372 | 02 NEBRASKA | G02 29SP | 635399 CHEROKEE 3 345 635400 HIGHLAND 3 345 1 | P12:345:MEC:GARD AVE:LEHIGH:1REACTOR:EHV: | 0.05607 | Yes
GEN-2024-372 | 02 NEBRASKA | G02 29SP | 635200 RAUN 3 345 635398 REMSEN 3 345 1 | P12:345:MEC:GARD AVE:LEHIGH:1REACTOR:EHV: | 0.05607 | Yes
GEN-2024-372 | 02 NEBRASKA | G02 29SP | 635398 REMSEN 3 345 635399 CHEROKEE 3 345 1 | P12:345:MEC:GARD AVE:LEHIGH:1REACTOR:EHV: | 0.05607 | Yes
GEN-2024-372 | 02 NEBRASKA | G02 29SP | 635600 GRIMES 3 345 635622 RCCN TRL 3 345 2 | P12:345:MEC:GRIMES:RCCN TRL:1 | 0.05699 | Yes
GEN-2024-372 | 02 NEBRASKA | G02 29SP | 635600 GRIMES 3 345 635622 RCCN TRL 3 345 1 | P12:345:MEC:GRIMES:RCCN TRL:2 | 0.05696 | Yes
GEN-2024-372 | 02 NEBRASKA | G02 29SP | 635368 OBRIEN 3 345 635400 HIGHLAND 3 345 1 | P12:345:MEC:IDA CO:GARD AVE:1 | 0.05607 | Yes
GEN-2024-372 | 02 NEBRASKA | G02 29SP | 635399 CHEROKEE 3 345 635400 HIGHLAND 3 345 1 | P12:345:MEC:IDA CO:GARD AVE:1 | 0.05607 | Yes
GEN-2024-372 | 02 NEBRASKA | G02 29SP | 635200 RAUN 3 345 635398 REMSEN 3 345 1 | P12:345:MEC:IDA CO:GARD AVE:1 | 0.05607 | Yes
GEN-2024-372 | 02 NEBRASKA | G02 29SP | 635398 REMSEN 3 345 635399 CHEROKEE 3 345 1 | P12:345:MEC:IDA CO:GARD AVE:1 | 0.05607 | Yes
GEN-2024-372 | 02 NEBRASKA | G02 29SP | 635100 ROLL HILLS 3 345 635570 ORIENT 3 345 1 | P12:345:MEC:NORTHBORO:ATCHISON:1REACTOR:EHV: | 0.05479 | Yes
GEN-2024-372 | 02 NEBRASKA | G02 29SP | 635013 PONY CRK 3 345 635100 ROLL HILLS 3 345 1 | P12:345:MEC:NORTHBORO:ATCHISON:1REACTOR:EHV: | 0.05479 | Yes
GEN-2024-372 | 02 NEBRASKA | G02 29SP | 635200 RAUN 3 345 652564 SIOUXCY3 345 1 | P12:345:MEC:OBRIEN:HIGHLAND:1REACTOR:EHV: | 0.10162 | Yes
GEN-2024-372 | 02 NEBRASKA | G02 29SP | 601006 SPLT RK3 345 652864 SIOUXCY-LNX3 345 1 | P12:345:MEC:OBRIEN:HIGHLAND:1REACTOR:EHV: | 0.05535 | Yes
GEN-2024-372 | 02 NEBRASKA | G02 29SP | 636000 WEBSTER3 345 636010 LEHIGH 3 345 1 | P12:345:MEC:OBRIEN:HIGHLAND:1REACTOR:EHV: | 0.05777 | Yes
GEN-2024-372 | 02 NEBRASKA | G02 29SP | 635100 ROLL HILLS 3 345 635570 ORIENT 3 345 1 | P12:345:MEC:ORIENT:NORTHBORO:1 | 0.05479 | Yes
GEN-2024-372 | 02 NEBRASKA | G02 29SP | 635013 PONY CRK 3 345 635100 ROLL HILLS 3 345 1 | P12:345:MEC:ORIENT:NORTHBORO:1 | 0.05479 | Yes
GEN-2024-372 | 02 NEBRASKA | G02 29SP | 635000 CBLUFFS3 345 645456 S3456 3 345 1 | P12:345:MEC:ORIENT:NORTHBORO:1 | 0.07422 | Yes
GEN-2024-372 | 02 NEBRASKA | G02 29SP | 635580 ARBOR HILL 3 345 635623 BADGER CRK 3 345 1 | P12:345:MEC:PONY CRK:ROLL HILLS:1 | 0.07466 | Yes
GEN-2024-372 | 02 NEBRASKA | G02 29SP | 635000 CBLUFFS3 345 635014 OVERLAND 3 345 1 | P12:345:MEC:PONY CRK:ROLL HILLS:1 | 0.06699 | Yes
GEN-2024-372 | 02 NEBRASKA | G02 29SP | 635580 ARBOR HILL 3 345 635590 FALLOW AVE 3 345 1 | P12:345:MEC:PONY CRK:ROLL HILLS:1 | 0.07466 | Yes
GEN-2024-372 | 02 NEBRASKA | G02 29SP | 635014 OVERLAND 3 345 635590 FALLOW AVE 3 345 1 | P12:345:MEC:PONY CRK:ROLL HILLS:1 | 0.07466 | Yes
GEN-2024-372 | 02 NEBRASKA | G02 29SP | 635000 CBLUFFS3 345 635014 OVERLAND 3 345 1 | P12:345:MEC:ROLL HILLS:ORIENT:1 | 0.06699 | Yes
GEN-2024-372 | 02 NEBRASKA | G02 29SP | 635580 ARBOR HILL 3 345 635623 BADGER CRK 3 345 1 | P12:345:MEC:ROLL HILLS:ORIENT:1 | 0.07466 | Yes
GEN-2024-372 | 02 NEBRASKA | G02 29SP | 635580 ARBOR HILL 3 345 635590 FALLOW AVE 3 345 1 | P12:345:MEC:ROLL HILLS:ORIENT:1 | 0.07466 | Yes
GEN-2024-372 | 02 NEBRASKA | G02 29SP | 635014 OVERLAND 3 345 635590 FALLOW AVE 3 345 1 | P12:345:MEC:ROLL HILLS:ORIENT:1 | 0.07466 | Yes
GEN-2024-372 | 02 NEBRASKA | G02 29SP | 635580 ARBOR HILL 3 345 635623 BADGER CRK 3 345 1 | P12:345:MEC:S HILLS:BOONEVILLE:1 | 0.05847 | Yes
GEN-2024-372 | 02 NEBRASKA | G02 29SP | 635580 ARBOR HILL 3 345 635590 FALLOW AVE 3 345 1 | P12:345:MEC:S HILLS:BOONEVILLE:1 | 0.05847 | Yes
GEN-2024-372 | 02 NEBRASKA | G02 29SP | 635014 OVERLAND 3 345 635590 FALLOW AVE 3 345 1 | P12:345:MEC:S HILLS:BOONEVILLE:1 | 0.05847 | Yes
GEN-2024-372 | 02 NEBRASKA | G02 29SP | 635580 ARBOR HILL 3 345 635623 BADGER CRK 3 345 1 | P12:345:MEC:S HILLS:ORIENT:1 | 0.05847 | Yes
GEN-2024-372 | 02 NEBRASKA | G02 29SP | 635580 ARBOR HILL 3 345 635590 FALLOW AVE 3 345 1 | P12:345:MEC:S HILLS:ORIENT:1 | 0.05847 | Yes
GEN-2024-372 | 02 NEBRASKA | G02 29SP | 635014 OVERLAND 3 345 635590 FALLOW AVE 3 345 1 | P12:345:MEC:S HILLS:ORIENT:1 | 0.05847 | Yes
GEN-2024-372 | 02 NEBRASKA | G02 29SP | 601006 SPLT RK3 345 652864 SIOUXCY-LNX3 345 1 | P12:345:MEC-ITCM:OBRIEN:LAKEFIELD:1REACTOR:EHV: | 0.05274 | Yes
GEN-2024-372 | 02 NEBRASKA | G02 29SP | 635100 ROLL HILLS 3 345 635570 ORIENT 3 345 1 | P12:345:MEC-NPPD:ATCHISON:COOPER:1 | 0.05479 | Yes
GEN-2024-372 | 02 NEBRASKA | G02 29SP | 635013 PONY CRK 3 345 635100 ROLL HILLS 3 345 1 | P12:345:MEC-NPPD:ATCHISON:COOPER:1 | 0.05479 | Yes
GEN-2024-372 | 02 NEBRASKA | G02 29SP | 635368 OBRIEN 3 345 635400 HIGHLAND 3 345 1 | P12:345:MEC-WAPA:RAUN:SIOUXCY:1 | 0.06442 | Yes
GEN-2024-372 | 02 NEBRASKA | G02 29SP | 635399 CHEROKEE 3 345 635400 HIGHLAND 3 345 1 | P12:345:MEC-WAPA:RAUN:SIOUXCY:1 | 0.06442 | Yes
GEN-2024-372 | 02 NEBRASKA | G02 29SP | 635200 RAUN 3 345 635398 REMSEN 3 345 1 | P12:345:MEC-WAPA:RAUN:SIOUXCY:1 | 0.06442 | Yes
GEN-2024-372 | 02 NEBRASKA | G02 29SP | 635398 REMSEN 3 345 635399 CHEROKEE 3 345 1 | P12:345:MEC-WAPA:RAUN:SIOUXCY:1 | 0.06442 | Yes
GEN-2024-372 | 02 NEBRASKA | G02 29SP | 635200 RAUN 3 345 640226 HOSKINS3 345 1 | P12:345:NPPD:L3521::NW68&HOLDREGE.COLUMBUSEAST.CKT1:: | 0.0597 | Yes
GEN-2024-372 | 02 NEBRASKA | G02 29SP | 635200 RAUN 3 345 640226 HOSKINS3 345 1 | P12:345:NPPD:LN006::COLUM.E.SHELCRK.CKT1:: | 0.05736 | Yes
GEN-2024-372 | 02 NEBRASKA | G02 29SP | 635200 RAUN 3 345 645552 S3452 REACT3 345 1 | P12:345:OPPD-MEC:S3451-RAUN:::EHV: | 0.13539 | Yes
GEN-2024-372 | 02 NEBRASKA | G02 29SP | 635201 RAUN 5 161 646300 S1300 5 161 1 | P12:345:OPPD-MEC:S3451-RAUN:::EHV: | 0.06495 | Yes
GEN-2024-372 | 02 NEBRASKA | G02 29SP | 601006 SPLT RK3 345 652864 SIOUXCY-LNX3 345 1 | P13:345-230.0:UMZ:# N-1 #:: 3WND SIOUXCY3-SIOUXCY2-SIOUXC29-1 652_ SC2 KU1B_:EHV: | 0.05513 | Yes
GEN-2024-372 | 02 NEBRASKA | G02 29SP | 601006 SPLT RK3 345 652864 SIOUXCY-LNX3 345 1 | P14:345:ITCM-MEC:LAKEFLD-OBRIEN 50MVAR:MN-SS | 0.05274 | Yes
GEN-2024-372 | 02 NEBRASKA | G02 29SP | 635200 RAUN 3 345 640226 HOSKINS3 345 1 | P21:345:UMZW:# 2421 #:: GI IN NE. GI-GILNX3 OPENED:EHV: | 0.05464 | Yes
GEN-2024-372 | 02 NEBRASKA | G02 29SP | 635200 RAUN 3 345 645552 S3452 REACT3 345 1 | P22:345:OPPD:S3451-RAUN:::EHV: | 0.13539 | Yes
GEN-2024-372 | 02 NEBRASKA | G02 29SP | 635201 RAUN 5 161 646300 S1300 5 161 1 | P22:345:OPPD:S3451-RAUN:::EHV: | 0.06495 | Yes
GEN-2024-372 | 02 NEBRASKA | G02 29SP | 635200 RAUN 3 345 762779 G18-043 TAP 345 1 | P22:345:OPPD:S3458 NEBCTY2G:LT::EHV: | 0.10639 | Yes
GEN-2024-372 | 02 NEBRASKA | G02 29SP | 635200 RAUN 3 345 645552 S3452 REACT3 345 1 | P22:345:OPPD:S3458 NEBCTY2G:LT::EHV: | 0.09192 | Yes
GEN-2024-372 | 02 NEBRASKA | G02 29SP | 631138 LAKEFLD3 345 635368 OBRIEN 3 345 1 | P23:345:ITCM:HUNTLEY3 3659:IA-MVP::EHV: | 0.05225 | Yes
GEN-2024-372 | 02 NEBRASKA | G02 29SP | 601006 SPLT RK3 345 652864 SIOUXCY-LNX3 345 1 | P23:345:ITCM:LAKEFLD 885:MN::EHV: | 0.05256 | Yes
GEN-2024-372 | 02 NEBRASKA | G02 29SP | 631138 LAKEFLD3 345 635368 OBRIEN 3 345 1 | P23:345:ITCM:LEDYARD3 5074:IA-MVP::EHV: | 0.05519 | Yes
GEN-2024-372 | 02 NEBRASKA | G02 29SP | 631138 LAKEFLD3 345 635368 OBRIEN 3 345 1 | P23:345:ITCM:LEDYARD3 5075:IA-MVP::EHV: | 0.05519 | Yes
GEN-2024-372 | 02 NEBRASKA | G02 29SP | 631138 LAKEFLD3 345 635368 OBRIEN 3 345 1 | P23:345:ITCM:LEDYARD3 5076:IA-MVP::EHV: | 0.05253 | Yes
GEN-2024-372 | 02 NEBRASKA | G02 29SP | 635100 ROLL HILLS 3 345 635570 ORIENT 3 345 1 | P23:345:MEC:ARBOR HILL:901::EHV: | 0.08426 | Yes
GEN-2024-372 | 02 NEBRASKA | G02 29SP | 635013 PONY CRK 3 345 635100 ROLL HILLS 3 345 1 | P23:345:MEC:ARBOR HILL:901::EHV: | 0.08426 | Yes
GEN-2024-372 | 02 NEBRASKA | G02 29SP | 635000 CBLUFFS3 345 645456 S3456 3 345 1 | P23:345:MEC:ARBOR HILL:901::EHV: | 0.0597 | Yes
GEN-2024-372 | 02 NEBRASKA | G02 29SP | 635100 ROLL HILLS 3 345 635570 ORIENT 3 345 1 | P23:345:MEC:ARBOR HILL:902::EHV: | 0.08426 | Yes
GEN-2024-372 | 02 NEBRASKA | G02 29SP | 635013 PONY CRK 3 345 635100 ROLL HILLS 3 345 1 | P23:345:MEC:ARBOR HILL:902::EHV: | 0.08426 | Yes
GEN-2024-372 | 02 NEBRASKA | G02 29SP | 635000 CBLUFFS3 345 645456 S3456 3 345 1 | P23:345:MEC:ARBOR HILL:902::EHV: | 0.0597 | Yes
GEN-2024-372 | 02 NEBRASKA | G02 29SP | 635100 ROLL HILLS 3 345 635570 ORIENT 3 345 1 | P23:345:MEC:ARBOR HILL:903::EHV: | 0.08426 | Yes
GEN-2024-372 | 02 NEBRASKA | G02 29SP | 635013 PONY CRK 3 345 635100 ROLL HILLS 3 345 1 | P23:345:MEC:ARBOR HILL:903::EHV: | 0.08426 | Yes
GEN-2024-372 | 02 NEBRASKA | G02 29SP | 635000 CBLUFFS3 345 645456 S3456 3 345 1 | P23:345:MEC:ARBOR HILL:903::EHV: | 0.0597 | Yes
GEN-2024-372 | 02 NEBRASKA | G02 29SP | 635100 ROLL HILLS 3 345 635570 ORIENT 3 345 1 | P23:345:MEC:ATCHISON:902::EHV: | 0.05479 | Yes
GEN-2024-372 | 02 NEBRASKA | G02 29SP | 635013 PONY CRK 3 345 635100 ROLL HILLS 3 345 1 | P23:345:MEC:ATCHISON:902::EHV: | 0.05479 | Yes
GEN-2024-372 | 02 NEBRASKA | G02 29SP | 635000 CBLUFFS3 345 645456 S3456 3 345 1 | P23:345:MEC:CBEC:905::EHV: | 0.06976 | Yes
GEN-2024-372 | 02 NEBRASKA | G02 29SP | 635003 SUB 701 5 161 646211 S1211 5 161 1 | P23:345:MEC:CBEC:905::EHV: | 0.05224 | Yes
GEN-2024-372 | 02 NEBRASKA | G02 29SP | 635200 RAUN 3 345 762779 G18-043 TAP 345 1 | P23:345:MEC:CBEC:905::EHV: | 0.10801 | Yes
GEN-2024-372 | 02 NEBRASKA | G02 29SP | 635200 RAUN 3 345 645552 S3452 REACT3 345 1 | P23:345:MEC:CBEC:905::EHV: | 0.09365 | Yes
GEN-2024-372 | 02 NEBRASKA | G02 29SP | 635201 RAUN 5 161 646300 S1300 5 161 1 | P23:345:MEC:CBEC:905::EHV: | 0.05489 | Yes
GEN-2024-372 | 02 NEBRASKA | G02 29SP | 635000 CBLUFFS3 345 635016 SOUTHLAND 3 345 1 | P23:345:MEC:CBEC:908::EHV: | 0.06505 | Yes
GEN-2024-372 | 02 NEBRASKA | G02 29SP | 635000 CBLUFFS3 345 645456 S3456 3 345 1 | P23:345:MEC:CBEC:908::EHV: | 0.08688 | Yes
GEN-2024-372 | 02 NEBRASKA | G02 29SP | 635200 RAUN 3 345 762779 G18-043 TAP 345 1 | P23:345:MEC:CBEC:908::EHV: | 0.10646 | Yes
GEN-2024-372 | 02 NEBRASKA | G02 29SP | 635200 RAUN 3 345 645552 S3452 REACT3 345 1 | P23:345:MEC:CBEC:908::EHV: | 0.092 | Yes
GEN-2024-372 | 02 NEBRASKA | G02 29SP | 635201 RAUN 5 161 646300 S1300 5 161 1 | P23:345:MEC:CBEC:908::EHV: | 0.05451 | Yes
GEN-2024-372 | 02 NEBRASKA | G02 29SP | 635100 ROLL HILLS 3 345 635570 ORIENT 3 345 1 | P23:345:MEC:FALLOW:901::EHV: | 0.08426 | Yes
GEN-2024-372 | 02 NEBRASKA | G02 29SP | 635013 PONY CRK 3 345 635100 ROLL HILLS 3 345 1 | P23:345:MEC:FALLOW:901::EHV: | 0.08426 | Yes
GEN-2024-372 | 02 NEBRASKA | G02 29SP | 635000 CBLUFFS3 345 645456 S3456 3 345 1 | P23:345:MEC:FALLOW:901::EHV: | 0.0597 | Yes
GEN-2024-372 | 02 NEBRASKA | G02 29SP | 635100 ROLL HILLS 3 345 635570 ORIENT 3 345 1 | P23:345:MEC:FALLOW:902::EHV: | 0.08426 | Yes
GEN-2024-372 | 02 NEBRASKA | G02 29SP | 635013 PONY CRK 3 345 635100 ROLL HILLS 3 345 1 | P23:345:MEC:FALLOW:902::EHV: | 0.08426 | Yes
GEN-2024-372 | 02 NEBRASKA | G02 29SP | 635100 ROLL HILLS 3 345 635570 ORIENT 3 345 1 | P23:345:MEC:FALLOW:903::EHV: | 0.08426 | Yes
GEN-2024-372 | 02 NEBRASKA | G02 29SP | 635013 PONY CRK 3 345 635100 ROLL HILLS 3 345 1 | P23:345:MEC:FALLOW:903::EHV: | 0.08426 | Yes
GEN-2024-372 | 02 NEBRASKA | G02 29SP | 635368 OBRIEN 3 345 635400 HIGHLAND 3 345 1 | P23:345:MEC:GARD AVE:901::EHV: | 0.05607 | Yes
GEN-2024-372 | 02 NEBRASKA | G02 29SP | 635399 CHEROKEE 3 345 635400 HIGHLAND 3 345 1 | P23:345:MEC:GARD AVE:901::EHV: | 0.05607 | Yes
GEN-2024-372 | 02 NEBRASKA | G02 29SP | 635200 RAUN 3 345 635398 REMSEN 3 345 1 | P23:345:MEC:GARD AVE:901::EHV: | 0.05607 | Yes
GEN-2024-372 | 02 NEBRASKA | G02 29SP | 635398 REMSEN 3 345 635399 CHEROKEE 3 345 1 | P23:345:MEC:GARD AVE:901::EHV: | 0.05607 | Yes
GEN-2024-372 | 02 NEBRASKA | G02 29SP | 635368 OBRIEN 3 345 635400 HIGHLAND 3 345 1 | P23:345:MEC:GARD AVE:903::EHV: | 0.05607 | Yes
GEN-2024-372 | 02 NEBRASKA | G02 29SP | 635399 CHEROKEE 3 345 635400 HIGHLAND 3 345 1 | P23:345:MEC:GARD AVE:903::EHV: | 0.05607 | Yes
GEN-2024-372 | 02 NEBRASKA | G02 29SP | 635200 RAUN 3 345 635398 REMSEN 3 345 1 | P23:345:MEC:GARD AVE:903::EHV: | 0.05607 | Yes
GEN-2024-372 | 02 NEBRASKA | G02 29SP | 635398 REMSEN 3 345 635399 CHEROKEE 3 345 1 | P23:345:MEC:GARD AVE:903::EHV: | 0.05607 | Yes
GEN-2024-372 | 02 NEBRASKA | G02 29SP | 635368 OBRIEN 3 345 635400 HIGHLAND 3 345 1 | P23:345:MEC:GARD AVE:904::EHV: | 0.05607 | Yes
GEN-2024-372 | 02 NEBRASKA | G02 29SP | 635399 CHEROKEE 3 345 635400 HIGHLAND 3 345 1 | P23:345:MEC:GARD AVE:904::EHV: | 0.05607 | Yes
GEN-2024-372 | 02 NEBRASKA | G02 29SP | 635200 RAUN 3 345 635398 REMSEN 3 345 1 | P23:345:MEC:GARD AVE:904::EHV: | 0.05607 | Yes
GEN-2024-372 | 02 NEBRASKA | G02 29SP | 635398 REMSEN 3 345 635399 CHEROKEE 3 345 1 | P23:345:MEC:GARD AVE:904::EHV: | 0.05607 | Yes
GEN-2024-372 | 02 NEBRASKA | G02 29SP | 635635 MADISON3 345 635640 NORWALK 3 345 1 | P23:345:MEC:GRIMES:903::EHV: | 0.05142 | Yes
GEN-2024-372 | 02 NEBRASKA | G02 29SP | 635200 RAUN 3 345 652564 SIOUXCY3 345 1 | P23:345:MEC:HIGHLAND:901::EHV: | 0.10162 | Yes
GEN-2024-372 | 02 NEBRASKA | G02 29SP | 601006 SPLT RK3 345 652864 SIOUXCY-LNX3 345 1 | P23:345:MEC:HIGHLAND:901::EHV: | 0.05535 | Yes
GEN-2024-372 | 02 NEBRASKA | G02 29SP | 635200 RAUN 3 345 652564 SIOUXCY3 345 1 | P23:345:MEC:HIGHLAND:902::EHV: | 0.10162 | Yes
GEN-2024-372 | 02 NEBRASKA | G02 29SP | 601006 SPLT RK3 345 652864 SIOUXCY-LNX3 345 1 | P23:345:MEC:HIGHLAND:902::EHV: | 0.05535 | Yes
GEN-2024-372 | 02 NEBRASKA | G02 29SP | 636000 WEBSTER3 345 636010 LEHIGH 3 345 1 | P23:345:MEC:HIGHLAND:902::EHV: | 0.05777 | Yes
GEN-2024-372 | 02 NEBRASKA | G02 29SP | 635200 RAUN 3 345 652564 SIOUXCY3 345 1 | P23:345:MEC:HIGHLAND:903::EHV: | 0.10162 | Yes
GEN-2024-372 | 02 NEBRASKA | G02 29SP | 601006 SPLT RK3 345 652864 SIOUXCY-LNX3 345 1 | P23:345:MEC:HIGHLAND:903::EHV: | 0.05535 | Yes
GEN-2024-372 | 02 NEBRASKA | G02 29SP | 636000 WEBSTER3 345 636010 LEHIGH 3 345 1 | P23:345:MEC:HIGHLAND:903::EHV: | 0.05777 | Yes
GEN-2024-372 | 02 NEBRASKA | G02 29SP | 635200 RAUN 3 345 652564 SIOUXCY3 345 1 | P23:345:MEC:HIGHLAND:908::EHV: | 0.10162 | Yes
GEN-2024-372 | 02 NEBRASKA | G02 29SP | 601006 SPLT RK3 345 652864 SIOUXCY-LNX3 345 1 | P23:345:MEC:HIGHLAND:908::EHV: | 0.05535 | Yes
GEN-2024-372 | 02 NEBRASKA | G02 29SP | 635368 OBRIEN 3 345 635400 HIGHLAND 3 345 1 | P23:345:MEC:IDA CO:901::EHV: | 0.05607 | Yes
GEN-2024-372 | 02 NEBRASKA | G02 29SP | 635399 CHEROKEE 3 345 635400 HIGHLAND 3 345 1 | P23:345:MEC:IDA CO:901::EHV: | 0.05607 | Yes
GEN-2024-372 | 02 NEBRASKA | G02 29SP | 635398 REMSEN 3 345 635399 CHEROKEE 3 345 1 | P23:345:MEC:IDA CO:901::EHV: | 0.05607 | Yes
GEN-2024-372 | 02 NEBRASKA | G02 29SP | 635368 OBRIEN 3 345 635400 HIGHLAND 3 345 1 | P23:345:MEC:IDA CO:902::EHV: | 0.05607 | Yes
GEN-2024-372 | 02 NEBRASKA | G02 29SP | 635399 CHEROKEE 3 345 635400 HIGHLAND 3 345 1 | P23:345:MEC:IDA CO:902::EHV: | 0.05607 | Yes
GEN-2024-372 | 02 NEBRASKA | G02 29SP | 635398 REMSEN 3 345 635399 CHEROKEE 3 345 1 | P23:345:MEC:IDA CO:902::EHV: | 0.05607 | Yes
GEN-2024-372 | 02 NEBRASKA | G02 29SP | 635368 OBRIEN 3 345 635400 HIGHLAND 3 345 1 | P23:345:MEC:IDA CO:903::EHV: | 0.05607 | Yes
GEN-2024-372 | 02 NEBRASKA | G02 29SP | 635399 CHEROKEE 3 345 635400 HIGHLAND 3 345 1 | P23:345:MEC:IDA CO:903::EHV: | 0.05607 | Yes
GEN-2024-372 | 02 NEBRASKA | G02 29SP | 635398 REMSEN 3 345 635399 CHEROKEE 3 345 1 | P23:345:MEC:IDA CO:903::EHV: | 0.05607 | Yes
GEN-2024-372 | 02 NEBRASKA | G02 29SP | 631138 LAKEFLD3 345 635368 OBRIEN 3 345 1 | P23:345:MEC:KOSSUTH:901::EHV: | 0.05078 | Yes
GEN-2024-372 | 02 NEBRASKA | G02 29SP | 631138 LAKEFLD3 345 635368 OBRIEN 3 345 1 | P23:345:MEC:KOSSUTH:902::EHV: | 0.05078 | Yes
GEN-2024-372 | 02 NEBRASKA | G02 29SP | 631138 LAKEFLD3 345 635368 OBRIEN 3 345 1 | P23:345:MEC:KOSSUTH:904::EHV: | 0.05078 | Yes
GEN-2024-372 | 02 NEBRASKA | G02 29SP | 635368 OBRIEN 3 345 635400 HIGHLAND 3 345 1 | P23:345:MEC:LEHIGH:350::EHV: | 0.0606 | Yes
GEN-2024-372 | 02 NEBRASKA | G02 29SP | 635200 RAUN 3 345 652564 SIOUXCY3 345 1 | P23:345:MEC:LEHIGH:350::EHV: | 0.09238 | Yes
GEN-2024-372 | 02 NEBRASKA | G02 29SP | 635399 CHEROKEE 3 345 635400 HIGHLAND 3 345 1 | P23:345:MEC:LEHIGH:350::EHV: | 0.0606 | Yes
GEN-2024-372 | 02 NEBRASKA | G02 29SP | 635200 RAUN 3 345 635398 REMSEN 3 345 1 | P23:345:MEC:LEHIGH:350::EHV: | 0.0606 | Yes
GEN-2024-372 | 02 NEBRASKA | G02 29SP | 635398 REMSEN 3 345 635399 CHEROKEE 3 345 1 | P23:345:MEC:LEHIGH:350::EHV: | 0.0606 | Yes
GEN-2024-372 | 02 NEBRASKA | G02 29SP | 635368 OBRIEN 3 345 635400 HIGHLAND 3 345 1 | P23:345:MEC:LEHIGH:360::EHV: | 0.0606 | Yes
GEN-2024-372 | 02 NEBRASKA | G02 29SP | 635200 RAUN 3 345 652564 SIOUXCY3 345 1 | P23:345:MEC:LEHIGH:360::EHV: | 0.09238 | Yes
GEN-2024-372 | 02 NEBRASKA | G02 29SP | 635399 CHEROKEE 3 345 635400 HIGHLAND 3 345 1 | P23:345:MEC:LEHIGH:360::EHV: | 0.0606 | Yes
GEN-2024-372 | 02 NEBRASKA | G02 29SP | 635580 ARBOR HILL 3 345 635623 BADGER CRK 3 345 1 | P23:345:MEC:LEHIGH:360::EHV: | 0.05455 | Yes
GEN-2024-372 | 02 NEBRASKA | G02 29SP | 635580 ARBOR HILL 3 345 635590 FALLOW AVE 3 345 1 | P23:345:MEC:LEHIGH:360::EHV: | 0.05455 | Yes
GEN-2024-372 | 02 NEBRASKA | G02 29SP | 635200 RAUN 3 345 635398 REMSEN 3 345 1 | P23:345:MEC:LEHIGH:360::EHV: | 0.0606 | Yes
GEN-2024-372 | 02 NEBRASKA | G02 29SP | 635398 REMSEN 3 345 635399 CHEROKEE 3 345 1 | P23:345:MEC:LEHIGH:360::EHV: | 0.0606 | Yes
GEN-2024-372 | 02 NEBRASKA | G02 29SP | 635014 OVERLAND 3 345 635590 FALLOW AVE 3 345 1 | P23:345:MEC:LEHIGH:360::EHV: | 0.05455 | Yes
GEN-2024-372 | 02 NEBRASKA | G02 29SP | 635200 RAUN 3 345 762779 G18-043 TAP 345 1 | P23:345:MEC:LEHIGH:360::EHV: | 0.10547 | Yes
GEN-2024-372 | 02 NEBRASKA | G02 29SP | 635200 RAUN 3 345 645552 S3452 REACT3 345 1 | P23:345:MEC:LEHIGH:360::EHV: | 0.091 | Yes
GEN-2024-372 | 02 NEBRASKA | G02 29SP | 635368 OBRIEN 3 345 635400 HIGHLAND 3 345 1 | P23:345:MEC:LEHIGH:390::EHV: | 0.05607 | Yes
GEN-2024-372 | 02 NEBRASKA | G02 29SP | 635200 RAUN 3 345 652564 SIOUXCY3 345 1 | P23:345:MEC:LEHIGH:390::EHV: | 0.09063 | Yes
GEN-2024-372 | 02 NEBRASKA | G02 29SP | 635399 CHEROKEE 3 345 635400 HIGHLAND 3 345 1 | P23:345:MEC:LEHIGH:390::EHV: | 0.05607 | Yes
GEN-2024-372 | 02 NEBRASKA | G02 29SP | 635200 RAUN 3 345 635398 REMSEN 3 345 1 | P23:345:MEC:LEHIGH:390::EHV: | 0.05607 | Yes
GEN-2024-372 | 02 NEBRASKA | G02 29SP | 635398 REMSEN 3 345 635399 CHEROKEE 3 345 1 | P23:345:MEC:LEHIGH:390::EHV: | 0.05607 | Yes
GEN-2024-372 | 02 NEBRASKA | G02 29SP | 635100 ROLL HILLS 3 345 635570 ORIENT 3 345 1 | P23:345:MEC:NORTHBORO:901::EHV: | 0.05479 | Yes
GEN-2024-372 | 02 NEBRASKA | G02 29SP | 635013 PONY CRK 3 345 635100 ROLL HILLS 3 345 1 | P23:345:MEC:NORTHBORO:901::EHV: | 0.05479 | Yes
GEN-2024-372 | 02 NEBRASKA | G02 29SP | 635000 CBLUFFS3 345 645456 S3456 3 345 1 | P23:345:MEC:NORTHBORO:901::EHV: | 0.07422 | Yes
GEN-2024-372 | 02 NEBRASKA | G02 29SP | 635200 RAUN 3 345 652564 SIOUXCY3 345 1 | P23:345:MEC:OBRIEN:903::EHV: | 0.10253 | Yes
GEN-2024-372 | 02 NEBRASKA | G02 29SP | 601006 SPLT RK3 345 652864 SIOUXCY-LNX3 345 1 | P23:345:MEC:OBRIEN:903::EHV: | 0.05694 | Yes
GEN-2024-372 | 02 NEBRASKA | G02 29SP | 601006 SPLT RK3 345 652864 SIOUXCY-LNX3 345 1 | P23:345:MEC:OBRIEN:904::EHV: | 0.05274 | Yes
GEN-2024-372 | 02 NEBRASKA | G02 29SP | 635200 RAUN 3 345 652564 SIOUXCY3 345 1 | P23:345:MEC:OBRIEN:906::EHV: | 0.10255 | Yes
GEN-2024-372 | 02 NEBRASKA | G02 29SP | 601006 SPLT RK3 345 652864 SIOUXCY-LNX3 345 1 | P23:345:MEC:OBRIEN:906::EHV: | 0.05608 | Yes
GEN-2024-372 | 02 NEBRASKA | G02 29SP | 635580 ARBOR HILL 3 345 635623 BADGER CRK 3 345 1 | P23:345:MEC:ORIENT:902::EHV: | 0.05514 | Yes
GEN-2024-372 | 02 NEBRASKA | G02 29SP | 635580 ARBOR HILL 3 345 635590 FALLOW AVE 3 345 1 | P23:345:MEC:ORIENT:902::EHV: | 0.05514 | Yes
GEN-2024-372 | 02 NEBRASKA | G02 29SP | 635014 OVERLAND 3 345 635590 FALLOW AVE 3 345 1 | P23:345:MEC:ORIENT:902::EHV: | 0.05514 | Yes
GEN-2024-372 | 02 NEBRASKA | G02 29SP | 635000 CBLUFFS3 345 635014 OVERLAND 3 345 1 | P23:345:MEC:ORIENT:905::EHV: | 0.06693 | Yes
GEN-2024-372 | 02 NEBRASKA | G02 29SP | 635580 ARBOR HILL 3 345 635623 BADGER CRK 3 345 1 | P23:345:MEC:ORIENT:905::EHV: | 0.0746 | Yes
GEN-2024-372 | 02 NEBRASKA | G02 29SP | 635580 ARBOR HILL 3 345 635590 FALLOW AVE 3 345 1 | P23:345:MEC:ORIENT:905::EHV: | 0.0746 | Yes
GEN-2024-372 | 02 NEBRASKA | G02 29SP | 635014 OVERLAND 3 345 635590 FALLOW AVE 3 345 1 | P23:345:MEC:ORIENT:905::EHV: | 0.0746 | Yes
GEN-2024-372 | 02 NEBRASKA | G02 29SP | 635000 CBLUFFS3 345 645456 S3456 3 345 1 | P23:345:MEC:OVERLAND TRAIL:902::EHV: | 0.0615 | Yes
GEN-2024-372 | 02 NEBRASKA | G02 29SP | 635200 RAUN 3 345 652564 SIOUXCY3 345 1 | P23:345:MEC:RAUN:150::EHV: | 0.1121 | Yes
GEN-2024-372 | 02 NEBRASKA | G02 29SP | 601006 SPLT RK3 345 652864 SIOUXCY-LNX3 345 1 | P23:345:MEC:RAUN:150::EHV: | 0.06037 | Yes
GEN-2024-372 | 02 NEBRASKA | G02 29SP | 635200 RAUN 3 345 645552 S3452 REACT3 345 1 | P23:345:MEC:RAUN:150::EHV: | 0.07967 | Yes
GEN-2024-372 | 02 NEBRASKA | G02 29SP | 635580 ARBOR HILL 3 345 635623 BADGER CRK 3 345 1 | P23:345:MEC:ROLLING HILLS:901::EHV: | 0.07466 | Yes
GEN-2024-372 | 02 NEBRASKA | G02 29SP | 635000 CBLUFFS3 345 635014 OVERLAND 3 345 1 | P23:345:MEC:ROLLING HILLS:901::EHV: | 0.06699 | Yes
GEN-2024-372 | 02 NEBRASKA | G02 29SP | 635580 ARBOR HILL 3 345 635590 FALLOW AVE 3 345 1 | P23:345:MEC:ROLLING HILLS:901::EHV: | 0.07466 | Yes
GEN-2024-372 | 02 NEBRASKA | G02 29SP | 635014 OVERLAND 3 345 635590 FALLOW AVE 3 345 1 | P23:345:MEC:ROLLING HILLS:901::EHV: | 0.07466 | Yes
GEN-2024-372 | 02 NEBRASKA | G02 29SP | 635000 CBLUFFS3 345 635014 OVERLAND 3 345 1 | P23:345:MEC:ROLLING HILLS:902::EHV: | 0.06699 | Yes
GEN-2024-372 | 02 NEBRASKA | G02 29SP | 635580 ARBOR HILL 3 345 635623 BADGER CRK 3 345 1 | P23:345:MEC:ROLLING HILLS:902::EHV: | 0.07466 | Yes
GEN-2024-372 | 02 NEBRASKA | G02 29SP | 635580 ARBOR HILL 3 345 635590 FALLOW AVE 3 345 1 | P23:345:MEC:ROLLING HILLS:902::EHV: | 0.07466 | Yes
GEN-2024-372 | 02 NEBRASKA | G02 29SP | 635014 OVERLAND 3 345 635590 FALLOW AVE 3 345 1 | P23:345:MEC:ROLLING HILLS:902::EHV: | 0.07466 | Yes
GEN-2024-372 | 02 NEBRASKA | G02 29SP | 635000 CBLUFFS3 345 635014 OVERLAND 3 345 1 | P23:345:MEC:ROLLING HILLS:903::EHV: | 0.06699 | Yes
GEN-2024-372 | 02 NEBRASKA | G02 29SP | 635580 ARBOR HILL 3 345 635623 BADGER CRK 3 345 1 | P23:345:MEC:ROLLING HILLS:903::EHV: | 0.07466 | Yes
GEN-2024-372 | 02 NEBRASKA | G02 29SP | 635580 ARBOR HILL 3 345 635590 FALLOW AVE 3 345 1 | P23:345:MEC:ROLLING HILLS:903::EHV: | 0.07466 | Yes
GEN-2024-372 | 02 NEBRASKA | G02 29SP | 635014 OVERLAND 3 345 635590 FALLOW AVE 3 345 1 | P23:345:MEC:ROLLING HILLS:903::EHV: | 0.07466 | Yes
GEN-2024-372 | 02 NEBRASKA | G02 29SP | 635580 ARBOR HILL 3 345 635623 BADGER CRK 3 345 1 | P23:345:MEC:ROLLING HILLS:908::EHV: | 0.07466 | Yes
GEN-2024-372 | 02 NEBRASKA | G02 29SP | 635000 CBLUFFS3 345 635014 OVERLAND 3 345 1 | P23:345:MEC:ROLLING HILLS:908::EHV: | 0.06699 | Yes
GEN-2024-372 | 02 NEBRASKA | G02 29SP | 635580 ARBOR HILL 3 345 635590 FALLOW AVE 3 345 1 | P23:345:MEC:ROLLING HILLS:908::EHV: | 0.07466 | Yes
GEN-2024-372 | 02 NEBRASKA | G02 29SP | 635014 OVERLAND 3 345 635590 FALLOW AVE 3 345 1 | P23:345:MEC:ROLLING HILLS:908::EHV: | 0.07466 | Yes
GEN-2024-372 | 02 NEBRASKA | G02 29SP | 635580 ARBOR HILL 3 345 635623 BADGER CRK 3 345 1 | P23:345:MEC:SOUTHERN HILLS:902::EHV: | 0.05847 | Yes
GEN-2024-372 | 02 NEBRASKA | G02 29SP | 635580 ARBOR HILL 3 345 635590 FALLOW AVE 3 345 1 | P23:345:MEC:SOUTHERN HILLS:902::EHV: | 0.05847 | Yes
GEN-2024-372 | 02 NEBRASKA | G02 29SP | 635014 OVERLAND 3 345 635590 FALLOW AVE 3 345 1 | P23:345:MEC:SOUTHERN HILLS:902::EHV: | 0.05847 | Yes
GEN-2024-372 | 02 NEBRASKA | G02 29SP | 635580 ARBOR HILL 3 345 635623 BADGER CRK 3 345 1 | P23:345:MEC:SOUTHERN HILLS:903::EHV: | 0.05847 | Yes
GEN-2024-372 | 02 NEBRASKA | G02 29SP | 635580 ARBOR HILL 3 345 635590 FALLOW AVE 3 345 1 | P23:345:MEC:SOUTHERN HILLS:903::EHV: | 0.05847 | Yes
GEN-2024-372 | 02 NEBRASKA | G02 29SP | 635014 OVERLAND 3 345 635590 FALLOW AVE 3 345 1 | P23:345:MEC:SOUTHERN HILLS:903::EHV: | 0.05847 | Yes
GEN-2024-372 | 02 NEBRASKA | G02 29SP | 635580 ARBOR HILL 3 345 635623 BADGER CRK 3 345 1 | P23:345:MEC:SOUTHERN HILLS:904::EHV: | 0.05847 | Yes
GEN-2024-372 | 02 NEBRASKA | G02 29SP | 635580 ARBOR HILL 3 345 635590 FALLOW AVE 3 345 1 | P23:345:MEC:SOUTHERN HILLS:904::EHV: | 0.05847 | Yes
GEN-2024-372 | 02 NEBRASKA | G02 29SP | 635014 OVERLAND 3 345 635590 FALLOW AVE 3 345 1 | P23:345:MEC:SOUTHERN HILLS:904::EHV: | 0.05847 | Yes
GEN-2024-372 | 02 NEBRASKA | G02 29SP | 635200 RAUN 3 345 645552 S3452 REACT3 345 1 | P23:345:OPPD:S3451-RAUN:::EHV: | 0.13539 | Yes
GEN-2024-372 | 02 NEBRASKA | G02 29SP | 635201 RAUN 5 161 646300 S1300 5 161 1 | P23:345:OPPD:S3451-RAUN:::EHV: | 0.06495 | Yes
GEN-2024-372 | 02 NEBRASKA | G02 29SP | 635001 CBLUFFS5 161 646206 S1206 5 161 1 | P23:345:OPPD:S3456-S3458&CB:::EHV: | 0.06454 | Yes
GEN-2024-372 | 02 NEBRASKA | G02 29SP | 635200 RAUN 3 345 645552 S3452 REACT3 345 1 | P23:345:OPPD:S3458 NEBCTY1G:LT::EHV: | 0.09192 | Yes
GEN-2024-372 | 02 NEBRASKA | G02 29SP | 635200 RAUN 3 345 762779 G18-043 TAP 345 1 | P23:345:OPPD:S3458 NEBCTY2G:LT::EHV: | 0.10639 | Yes
GEN-2024-372 | 02 NEBRASKA | G02 29SP | 635200 RAUN 3 345 645552 S3452 REACT3 345 1 | P23:345:OPPD:S3458 NEBCTY2G:LT::EHV: | 0.09192 | Yes
GEN-2024-372 | 02 NEBRASKA | G02 29SP | 635201 RAUN 5 161 646300 S1300 5 161 1 | P23:345:OPPD:S3458 NEBCTY2G:LT::EHV: | 0.05449 | Yes
GEN-2024-372 | 02 NEBRASKA | G02 29SP | 635200 RAUN 3 345 640226 HOSKINS3 345 1 | P23:345:UMZW:# 2425 #:: GI IN NE. GI 1196 BKR FAULT:EHV: | 0.05464 | Yes
GEN-2024-372 | 02 NEBRASKA | G02 29SP | 635200 RAUN 3 345 640226 HOSKINS3 345 1 | P23:345:UMZW:# 2432 #:: GI IN NE. GI 1092 BKR FAULT:EHV: | 0.05464 | Yes
GEN-2024-372 | 02 NEBRASKA | G02 29SP | 635200 RAUN 3 345 640226 HOSKINS3 345 1 | P42:345:LES:L1485::NW68&HOLDREGE.WAGENER.CB3006:: | 0.06102 | Yes
GEN-2024-372 | 02 NEBRASKA | G02 29SP | 635200 RAUN 3 345 640226 HOSKINS3 345 1 | P42:345:LES:L3516::NW68&HOLDREGE.MOORE.CB3005:: | 0.06057 | Yes
GEN-2024-372 | 02 NEBRASKA | G02 29SP | 635001 CBLUFFS5 161 646206 S1206 5 161 1 | P42:345:MEC-OPPD:S3456-S3458&CBL:::EHV: | 0.06454 | Yes
GEN-2024-372 | 02 NEBRASKA | G02 29SP | 635100 ROLL HILLS 3 345 635570 ORIENT 3 345 1 | P42:345:NPPD:BKR-CPR-3304:::: | 0.05657 | Yes
GEN-2024-372 | 02 NEBRASKA | G02 29SP | 635013 PONY CRK 3 345 635100 ROLL HILLS 3 345 1 | P42:345:NPPD:BKR-CPR-3304:::: | 0.05657 | Yes
GEN-2024-372 | 02 NEBRASKA | G02 29SP | 635000 CBLUFFS3 345 645456 S3456 3 345 1 | P42:345:NPPD:BKR-CPR-3304:::: | 0.07848 | Yes
GEN-2024-372 | 02 NEBRASKA | G02 29SP | 635200 RAUN 3 345 640226 HOSKINS3 345 1 | P42:345:NPPD:LXXXX.COLMB E.SHELCRK.CB3306:::: | 0.0597 | Yes
GEN-2024-372 | 02 NEBRASKA | G02 29SP | 635200 RAUN 3 345 640226 HOSKINS3 345 1 | P42:345:OPPD-LES:S3454-S3740&WAG:::EHV: | 0.07163 | Yes
GEN-2024-372 | 02 NEBRASKA | G02 29SP | 635200 RAUN 3 345 640226 HOSKINS3 345 1 | P42:345:UMZW:# 2440 #:: GI IN NE. GI-(HOLT)-GRP BRANCH FAULT & GI 1092 STUCK BKR:EHV: | 0.05464 | Yes
GEN-2024-372 | 02 NEBRASKA | G02 29SP | 635200 RAUN 3 345 640226 HOSKINS3 345 1 | P42:345:UMZW:# 2446 #:: GI IN NE. GI-(HOLT)-GRP BRANCH OR KU4B SHUNT FAULT & GI 1196 STUCK BKR:EHV: | 0.05464 | Yes
GEN-2024-372 | 02 NEBRASKA | G02 29SP | 635200 RAUN 3 345 640226 HOSKINS3 345 1 | P45:345:OPPD:S3454-S3740&WAG:::EHV: | 0.07163 | Yes
GEN-2024-372 | 02 NEBRASKA | G02 29SP | 635001 CBLUFFS5 161 646206 S1206 5 161 1 | P45:345:OPPD:S3456-S3458&CBL:::EHV: | 0.06454 | Yes
GEN-2024-372 | 02 NEBRASKA | G02 29SP | 635100 ROLL HILLS 3 345 635570 ORIENT 3 345 1 | P55:345:MEC:ARBOR HILL | 0.08426 | Yes
GEN-2024-372 | 02 NEBRASKA | G02 29SP | 635013 PONY CRK 3 345 635100 ROLL HILLS 3 345 1 | P55:345:MEC:ARBOR HILL | 0.08426 | Yes
GEN-2024-372 | 02 NEBRASKA | G02 29SP | 635000 CBLUFFS3 345 645456 S3456 3 345 1 | P55:345:MEC:ARBOR HILL | 0.0597 | Yes
GEN-2024-372 | 02 NEBRASKA | G02 29SP | 635100 ROLL HILLS 3 345 635570 ORIENT 3 345 1 | P55:345:MEC:ATCHISON | 0.05479 | Yes
GEN-2024-372 | 02 NEBRASKA | G02 29SP | 635013 PONY CRK 3 345 635100 ROLL HILLS 3 345 1 | P55:345:MEC:ATCHISON | 0.05479 | Yes
GEN-2024-372 | 02 NEBRASKA | G02 29SP | 635100 ROLL HILLS 3 345 635570 ORIENT 3 345 1 | P55:345:MEC:FALLOW AVE | 0.08426 | Yes
GEN-2024-372 | 02 NEBRASKA | G02 29SP | 635013 PONY CRK 3 345 635100 ROLL HILLS 3 345 1 | P55:345:MEC:FALLOW AVE | 0.08426 | Yes
GEN-2024-372 | 02 NEBRASKA | G02 29SP | 635368 OBRIEN 3 345 635400 HIGHLAND 3 345 1 | P55:345:MEC:GARD AVE | 0.05607 | Yes
GEN-2024-372 | 02 NEBRASKA | G02 29SP | 635399 CHEROKEE 3 345 635400 HIGHLAND 3 345 1 | P55:345:MEC:GARD AVE | 0.05607 | Yes
GEN-2024-372 | 02 NEBRASKA | G02 29SP | 635200 RAUN 3 345 635398 REMSEN 3 345 1 | P55:345:MEC:GARD AVE | 0.05607 | Yes
GEN-2024-372 | 02 NEBRASKA | G02 29SP | 635398 REMSEN 3 345 635399 CHEROKEE 3 345 1 | P55:345:MEC:GARD AVE | 0.05607 | Yes
GEN-2024-372 | 02 NEBRASKA | G02 29SP | 635580 ARBOR HILL 3 345 635623 BADGER CRK 3 345 1 | P55:345:MEC:GDMEC | 0.05639 | Yes
GEN-2024-372 | 02 NEBRASKA | G02 29SP | 635580 ARBOR HILL 3 345 635590 FALLOW AVE 3 345 1 | P55:345:MEC:GDMEC | 0.05639 | Yes
GEN-2024-372 | 02 NEBRASKA | G02 29SP | 635014 OVERLAND 3 345 635590 FALLOW AVE 3 345 1 | P55:345:MEC:GDMEC | 0.05639 | Yes
GEN-2024-372 | 02 NEBRASKA | G02 29SP | 635200 RAUN 3 345 652564 SIOUXCY3 345 1 | P55:345:MEC:HIGHLAND | 0.10162 | Yes
GEN-2024-372 | 02 NEBRASKA | G02 29SP | 601006 SPLT RK3 345 652864 SIOUXCY-LNX3 345 1 | P55:345:MEC:HIGHLAND | 0.05535 | Yes
GEN-2024-372 | 02 NEBRASKA | G02 29SP | 635368 OBRIEN 3 345 635400 HIGHLAND 3 345 1 | P55:345:MEC:IDA COUNTY | 0.05607 | Yes
GEN-2024-372 | 02 NEBRASKA | G02 29SP | 635399 CHEROKEE 3 345 635400 HIGHLAND 3 345 1 | P55:345:MEC:IDA COUNTY | 0.05607 | Yes
GEN-2024-372 | 02 NEBRASKA | G02 29SP | 635398 REMSEN 3 345 635399 CHEROKEE 3 345 1 | P55:345:MEC:IDA COUNTY | 0.05607 | Yes
GEN-2024-372 | 02 NEBRASKA | G02 29SP | 631138 LAKEFLD3 345 635368 OBRIEN 3 345 1 | P55:345:MEC:KOSSUTH | 0.05078 | Yes
GEN-2024-372 | 02 NEBRASKA | G02 29SP | 635368 OBRIEN 3 345 635400 HIGHLAND 3 345 1 | P55:345:MEC:LEHIGH | 0.0606 | Yes
GEN-2024-372 | 02 NEBRASKA | G02 29SP | 635200 RAUN 3 345 652564 SIOUXCY3 345 1 | P55:345:MEC:LEHIGH | 0.09238 | Yes
GEN-2024-372 | 02 NEBRASKA | G02 29SP | 635399 CHEROKEE 3 345 635400 HIGHLAND 3 345 1 | P55:345:MEC:LEHIGH | 0.0606 | Yes
GEN-2024-372 | 02 NEBRASKA | G02 29SP | 635200 RAUN 3 345 635398 REMSEN 3 345 1 | P55:345:MEC:LEHIGH | 0.0606 | Yes
GEN-2024-372 | 02 NEBRASKA | G02 29SP | 635398 REMSEN 3 345 635399 CHEROKEE 3 345 1 | P55:345:MEC:LEHIGH | 0.0606 | Yes
GEN-2024-372 | 02 NEBRASKA | G02 29SP | 635200 RAUN 3 345 645552 S3452 REACT3 345 1 | P55:345:MEC:LEHIGH | 0.091 | Yes
GEN-2024-372 | 02 NEBRASKA | G02 29SP | 635100 ROLL HILLS 3 345 635570 ORIENT 3 345 1 | P55:345:MEC:NORTHBORO | 0.05479 | Yes
GEN-2024-372 | 02 NEBRASKA | G02 29SP | 635013 PONY CRK 3 345 635100 ROLL HILLS 3 345 1 | P55:345:MEC:NORTHBORO | 0.05479 | Yes
GEN-2024-372 | 02 NEBRASKA | G02 29SP | 635000 CBLUFFS3 345 635014 OVERLAND 3 345 1 | P55:345:MEC:ORIENT | 0.06495 | Yes
GEN-2024-372 | 02 NEBRASKA | G02 29SP | 635580 ARBOR HILL 3 345 635623 BADGER CRK 3 345 1 | P55:345:MEC:ORIENT | 0.07256 | Yes
GEN-2024-372 | 02 NEBRASKA | G02 29SP | 635580 ARBOR HILL 3 345 635590 FALLOW AVE 3 345 1 | P55:345:MEC:ORIENT | 0.07256 | Yes
GEN-2024-372 | 02 NEBRASKA | G02 29SP | 635014 OVERLAND 3 345 635590 FALLOW AVE 3 345 1 | P55:345:MEC:ORIENT | 0.07256 | Yes
GEN-2024-372 | 02 NEBRASKA | G02 29SP | 635000 CBLUFFS3 345 645456 S3456 3 345 1 | P55:345:MEC:PONY CREEK OR SOUTHLAND | 0.05099 | Yes
GEN-2024-372 | 02 NEBRASKA | G02 29SP | 635000 CBLUFFS3 345 635014 OVERLAND 3 345 1 | P55:345:MEC:PONY CREEK OR SOUTHLAND | 0.06699 | Yes
GEN-2024-372 | 02 NEBRASKA | G02 29SP | 635580 ARBOR HILL 3 345 635623 BADGER CRK 3 345 1 | P55:345:MEC:PONY CREEK OR SOUTHLAND | 0.07466 | Yes
GEN-2024-372 | 02 NEBRASKA | G02 29SP | 635580 ARBOR HILL 3 345 635590 FALLOW AVE 3 345 1 | P55:345:MEC:PONY CREEK OR SOUTHLAND | 0.07466 | Yes
GEN-2024-372 | 02 NEBRASKA | G02 29SP | 635014 OVERLAND 3 345 635590 FALLOW AVE 3 345 1 | P55:345:MEC:PONY CREEK OR SOUTHLAND | 0.07466 | Yes
GEN-2024-372 | 02 NEBRASKA | G02 29SP | 635100 ROLL HILLS 3 345 635570 ORIENT 3 345 1 | P55:345:MEC:RACCOON TRAIL | 0.08123 | Yes
GEN-2024-372 | 02 NEBRASKA | G02 29SP | 635013 PONY CRK 3 345 635100 ROLL HILLS 3 345 1 | P55:345:MEC:RACCOON TRAIL | 0.08123 | Yes
GEN-2024-372 | 02 NEBRASKA | G02 29SP | 635000 CBLUFFS3 345 645456 S3456 3 345 1 | P55:345:MEC:RACCOON TRAIL | 0.05729 | Yes
GEN-2024-372 | 02 NEBRASKA | G02 29SP | 635580 ARBOR HILL 3 345 635623 BADGER CRK 3 345 1 | P55:345:MEC:ROLLING HILLS | 0.07466 | Yes
GEN-2024-372 | 02 NEBRASKA | G02 29SP | 635000 CBLUFFS3 345 635014 OVERLAND 3 345 1 | P55:345:MEC:ROLLING HILLS | 0.06699 | Yes
GEN-2024-372 | 02 NEBRASKA | G02 29SP | 635580 ARBOR HILL 3 345 635590 FALLOW AVE 3 345 1 | P55:345:MEC:ROLLING HILLS | 0.07466 | Yes
GEN-2024-372 | 02 NEBRASKA | G02 29SP | 635014 OVERLAND 3 345 635590 FALLOW AVE 3 345 1 | P55:345:MEC:ROLLING HILLS | 0.07466 | Yes
GEN-2024-372 | 02 NEBRASKA | G02 29SP | 635580 ARBOR HILL 3 345 635623 BADGER CRK 3 345 1 | P55:345:MEC:SOUTHERN HILLS | 0.05847 | Yes
GEN-2024-372 | 02 NEBRASKA | G02 29SP | 635580 ARBOR HILL 3 345 635590 FALLOW AVE 3 345 1 | P55:345:MEC:SOUTHERN HILLS | 0.05847 | Yes
GEN-2024-372 | 02 NEBRASKA | G02 29SP | 635014 OVERLAND 3 345 635590 FALLOW AVE 3 345 1 | P55:345:MEC:SOUTHERN HILLS | 0.05847 | Yes
GEN-2024-372 | 02 NEBRASKA | G02 29SP | 635200 RAUN 3 345 762779 G18-043 TAP 345 1 | P55:345:OPPD:S3458 3::FN13:EHV: | 0.1332 | Yes
GEN-2024-372 | 02 NEBRASKA | G02 29SP | 635000 CBLUFFS3 345 645456 S3456 3 345 1 | P55:345:OPPD:S3458 3::FN13:EHV: | 0.16661 | Yes
GEN-2024-372 | 02 NEBRASKA | G02 29SP | 635680 BONDURANT3 345 635730 MONTEZUMA 3 345 1 | P55:345:OPPD:S3458 3::FN13:EHV: | 0.06482 | Yes
GEN-2024-372 | 02 NEBRASKA | G02 29SP | 635200 RAUN 3 345 645552 S3452 REACT3 345 1 | P55:345:OPPD:S3458 3::FN13:EHV: | 0.11969 | Yes
GEN-2024-372 | 02 NEBRASKA | G02 29SP | 635201 RAUN 5 161 646300 S1300 5 161 1 | P55:345:OPPD:S3458 3::FN13:EHV: | 0.06072 | Yes
GEN-2024-372 | 02 NEBRASKA | G02 29SP | 635200 RAUN 3 345 762779 G18-043 TAP 345 1 | P55:345:OPPD:S3740 3::FN13:EHV: | 0.1147 | Yes
GEN-2024-372 | 02 NEBRASKA | G02 29SP | 635000 CBLUFFS3 345 645456 S3456 3 345 1 | P55:345:OPPD:S3740 3::FN13:EHV: | 0.10499 | Yes
GEN-2024-372 | 02 NEBRASKA | G02 29SP | 635200 RAUN 3 345 645552 S3452 REACT3 345 1 | P55:345:OPPD:S3740 3::FN13:EHV: | 0.10055 | Yes
GEN-2024-372 | 02 NEBRASKA | G02 29SP | 635680 BONDURANT3 345 635730 MONTEZUMA 3 345 1 | P55:345:OPPD:S3740 3::FN13:EHV: | 0.05076 | Yes
GEN-2024-372 | 02 NEBRASKA | G02 29SP | 635201 RAUN 5 161 646300 S1300 5 161 1 | P55:345:OPPD:S3740 3::FN13:EHV: | 0.05637 | Yes
GEN-2024-372 | 02 NEBRASKA | G02 29SP | 635368 OBRIEN 3 345 635400 HIGHLAND 3 345 1 | P55:345:XEL:PRI1 | 0.05056 | Yes
GEN-2024-372 | 02 NEBRASKA | G02 29SP | 635399 CHEROKEE 3 345 635400 HIGHLAND 3 345 1 | P55:345:XEL:PRI1 | 0.05056 | Yes
GEN-2024-372 | 02 NEBRASKA | G02 29SP | 635200 RAUN 3 345 640226 HOSKINS3 345 1 | P55:345:XEL:PRI1 | 0.0539 | Yes
GEN-2024-372 | 02 NEBRASKA | G02 29SP | 635200 RAUN 3 345 635398 REMSEN 3 345 1 | P55:345:XEL:PRI1 | 0.05056 | Yes
GEN-2024-372 | 02 NEBRASKA | G02 29SP | 635398 REMSEN 3 345 635399 CHEROKEE 3 345 1 | P55:345:XEL:PRI1 | 0.05056 | Yes
GEN-2024-372 | 02 NEBRASKA | G02 29SP | 601006 SPLT RK3 345 652864 SIOUXCY-LNX3 345 1 | 631138 LAKEFLD3 345 635368 OBRIEN 3 345 1 | 0.05274 | Yes
GEN-2024-372 | 02 NEBRASKA | G02 29SP | 631138 LAKEFLD3 345 635368 OBRIEN 3 345 1 | 631193 HUNTLEY3 345 631197 LEDYARD3 345 1 | 0.05337 | Yes
GEN-2024-372 | 02 NEBRASKA | G02 29SP | 635100 ROLL HILLS 3 345 635570 ORIENT 3 345 1 | 635017 ATCHISON 3 345 635018 NORTHBORO 3 345 1 | 0.05479 | Yes
GEN-2024-372 | 02 NEBRASKA | G02 29SP | 635013 PONY CRK 3 345 635100 ROLL HILLS 3 345 1 | 635017 ATCHISON 3 345 635018 NORTHBORO 3 345 1 | 0.05479 | Yes
GEN-2024-372 | 02 NEBRASKA | G02 29SP | 635200 RAUN 3 345 762779 G18-043 TAP 345 1 | 635200 RAUN 3 345 645552 S3452 REACT3 345 1 | 0.14412 | Yes
GEN-2024-372 | 02 NEBRASKA | G02 29SP | 635201 RAUN 5 161 646300 S1300 5 161 1 | 635200 RAUN 3 345 645552 S3452 REACT3 345 1 | 0.06252 | Yes
GEN-2024-372 | 02 NEBRASKA | G02 29SP | 635368 OBRIEN 3 345 635400 HIGHLAND 3 345 1 | 635219 GARD AVE 3 345 636017 LEHIGH GARX3 345 1 | 0.05607 | Yes
GEN-2024-372 | 02 NEBRASKA | G02 29SP | 635200 RAUN 3 345 652564 SIOUXCY3 345 1 | 635219 GARD AVE 3 345 636017 LEHIGH GARX3 345 1 | 0.09063 | Yes
GEN-2024-372 | 02 NEBRASKA | G02 29SP | 635399 CHEROKEE 3 345 635400 HIGHLAND 3 345 1 | 635219 GARD AVE 3 345 636017 LEHIGH GARX3 345 1 | 0.05607 | Yes
GEN-2024-372 | 02 NEBRASKA | G02 29SP | 635200 RAUN 3 345 635398 REMSEN 3 345 1 | 635219 GARD AVE 3 345 636017 LEHIGH GARX3 345 1 | 0.05607 | Yes
GEN-2024-372 | 02 NEBRASKA | G02 29SP | 635398 REMSEN 3 345 635399 CHEROKEE 3 345 1 | 635219 GARD AVE 3 345 636017 LEHIGH GARX3 345 1 | 0.05607 | Yes
GEN-2024-372 | 02 NEBRASKA | G02 29SP | 635200 RAUN 3 345 652564 SIOUXCY3 345 1 | 635368 OBRIEN 3 345 635400 HIGHLAND 3 345 1 | 0.10162 | Yes
GEN-2024-372 | 02 NEBRASKA | G02 29SP | 601006 SPLT RK3 345 652864 SIOUXCY-LNX3 345 1 | 635368 OBRIEN 3 345 635400 HIGHLAND 3 345 1 | 0.05535 | Yes
GEN-2024-372 | 02 NEBRASKA | G02 29SP | 636000 WEBSTER3 345 636010 LEHIGH 3 345 1 | 635368 OBRIEN 3 345 635400 HIGHLAND 3 345 1 | 0.05777 | Yes
GEN-2024-372 | 02 NEBRASKA | G02 29SP | 635100 ROLL HILLS 3 345 635570 ORIENT 3 345 1 | 635580 ARBOR HILL 3 345 635623 BADGER CRK 3 345 1 | 0.08426 | Yes
GEN-2024-372 | 02 NEBRASKA | G02 29SP | 635013 PONY CRK 3 345 635100 ROLL HILLS 3 345 1 | 635580 ARBOR HILL 3 345 635623 BADGER CRK 3 345 1 | 0.08426 | Yes
GEN-2024-372 | 02 NEBRASKA | G02 29SP | 635000 CBLUFFS3 345 645456 S3456 3 345 1 | 635580 ARBOR HILL 3 345 635623 BADGER CRK 3 345 1 | 0.0597 | Yes
GEN-2024-372 | 02 NEBRASKA | G02 29SP | 635622 RCCN TRL 3 345 635623 BADGER CRK 3 345 2 | 635622 RCCN TRL 3 345 635623 BADGER CRK 3 345 1 | 0.05325 | Yes
GEN-2024-372 | 02 NEBRASKA | G02 29SP | 635622 RCCN TRL 3 345 635623 BADGER CRK 3 345 1 | 635622 RCCN TRL 3 345 635623 BADGER CRK 3 345 2 | 0.05324 | Yes
GEN-2024-372 | 02 NEBRASKA | G02 29SP | 635368 OBRIEN 3 345 635400 HIGHLAND 3 345 1 | 636010 LEHIGH 3 345 636017 LEHIGH GARX3 345 Z | 0.05607 | Yes
GEN-2024-372 | 02 NEBRASKA | G02 29SP | 635200 RAUN 3 345 652564 SIOUXCY3 345 1 | 636010 LEHIGH 3 345 636017 LEHIGH GARX3 345 Z | 0.09063 | Yes
GEN-2024-372 | 02 NEBRASKA | G02 29SP | 635399 CHEROKEE 3 345 635400 HIGHLAND 3 345 1 | 636010 LEHIGH 3 345 636017 LEHIGH GARX3 345 Z | 0.05607 | Yes
GEN-2024-372 | 02 NEBRASKA | G02 29SP | 635200 RAUN 3 345 635398 REMSEN 3 345 1 | 636010 LEHIGH 3 345 636017 LEHIGH GARX3 345 Z | 0.05607 | Yes
GEN-2024-372 | 02 NEBRASKA | G02 29SP | 635398 REMSEN 3 345 635399 CHEROKEE 3 345 1 | 636010 LEHIGH 3 345 636017 LEHIGH GARX3 345 Z | 0.05607 | Yes
GEN-2024-372 | 02 NEBRASKA | G02 29SP | 635200 RAUN 3 345 640226 HOSKINS3 345 1 | 640226 HOSKINS3 345 763982 G19-069TAP 345 1 | 0.05416 | Yes
GEN-2024-372 | 02 NEBRASKA | G02 29SP | 635200 RAUN 3 345 640226 HOSKINS3 345 1 | 640342 SHELCRK3 345 763982 G19-069TAP 345 1 | 0.05416 | Yes
GEN-2024-372 | 02 NEBRASKA | G02 29SP | 635200 RAUN 3 345 640226 HOSKINS3 345 1 | 640386 TWIN CH4 230 640560 WAKEFIELD 4 230 1 | 0.05672 | Yes
GEN-2024-372 | 02 NEBRASKA | G02 29SP | 635200 RAUN 3 345 645552 S3452 REACT3 345 1 | 645451 S3451 3 345 645551 S3451-RAUN 3 345 Z1 | 0.13539 | Yes
GEN-2024-372 | 02 NEBRASKA | G02 29SP | 635201 RAUN 5 161 646300 S1300 5 161 1 | 645451 S3451 3 345 645551 S3451-RAUN 3 345 Z1 | 0.06495 | Yes
GEN-2024-372 | 02 NEBRASKA | G02 29SP | 635200 RAUN 3 345 762779 G18-043 TAP 345 1 | 645452 S3452 3 345 645552 S3452 REACT3 345 Z1 | 0.14412 | Yes
GEN-2024-372 | 02 NEBRASKA | G02 29SP | 635201 RAUN 5 161 646300 S1300 5 161 1 | 645452 S3452 3 345 645552 S3452 REACT3 345 Z1 | 0.06252 | Yes
GEN-2024-372 | 02 NEBRASKA | G02 29SP | 635200 RAUN 3 345 645552 S3452 REACT3 345 1 | 645551 S3451-RAUN 3 345 762779 G18-043 TAP 345 1 | 0.13539 | Yes
GEN-2024-372 | 02 NEBRASKA | G02 29SP | 635201 RAUN 5 161 646300 S1300 5 161 1 | 645551 S3451-RAUN 3 345 762779 G18-043 TAP 345 1 | 0.06495 | Yes
GEN-2024-372 | 02 NEBRASKA | G02 29SP | 635201 RAUN 5 161 646300 S1300 5 161 1 | 646300 S1300 5 161 762070 GEN-2017-105 161 1 | 0.05449 | Yes
GEN-2024-372 | 02 NEBRASKA | G02 29SP | 635201 RAUN 5 161 646300 S1300 5 161 1 | 762071 G17-105XFM1 34.5 762070 GEN-2017-105 161 1 | 0.05449 | Yes
GEN-2024-372 | 02 NEBRASKA | G02 29SP | 635200 RAUN 3 345 762779 G18-043 TAP 345 1 | 762779 G18-043 TAP 345 762780 GEN-2018-043 345 1 | 0.10639 | Yes
GEN-2024-372 | 02 NEBRASKA | G02 29SP | 635200 RAUN 3 345 652564 SIOUXCY3 345 1 | Base Case | 0.08514 | Yes
GEN-2024-372 | 02 NEBRASKA | G02 29SP | 635368 OBRIEN 3 345 635400 HIGHLAND 3 345 1 | Base Case | 0.05058 | Yes
GEN-2024-372 | 02 NEBRASKA | G02 29SP | 635100 ROLL HILLS 3 345 635570 ORIENT 3 345 1 | Base Case | 0.06595 | Yes
GEN-2024-372 | 02 NEBRASKA | G02 29SP | 635580 ARBOR HILL 3 345 635623 BADGER CRK 3 345 1 | Base Case | 0.05613 | Yes
GEN-2024-372 | 02 NEBRASKA | G02 29SP | 635200 RAUN 3 345 640226 HOSKINS3 345 1 | Base Case | 0.05389 | Yes
GEN-2024-372 | 02 NEBRASKA | G02 29SP | 635399 CHEROKEE 3 345 635400 HIGHLAND 3 345 1 | Base Case | 0.05058 | Yes
GEN-2024-372 | 02 NEBRASKA | G02 29SP | 635580 ARBOR HILL 3 345 635590 FALLOW AVE 3 345 1 | Base Case | 0.05613 | Yes
GEN-2024-372 | 02 NEBRASKA | G02 29SP | 635013 PONY CRK 3 345 635100 ROLL HILLS 3 345 1 | Base Case | 0.06595 | Yes
GEN-2024-372 | 02 NEBRASKA | G02 29SP | 635014 OVERLAND 3 345 635590 FALLOW AVE 3 345 1 | Base Case | 0.05613 | Yes
GEN-2024-372 | 02 NEBRASKA | G02 29SP | 635398 REMSEN 3 345 635399 CHEROKEE 3 345 1 | Base Case | 0.05058 | Yes
GEN-2024-372 | 02 NEBRASKA | G02 29SP | 635200 RAUN 3 345 635398 REMSEN 3 345 1 | Base Case | 0.05058 | Yes
GEN-2024-372 | 02 NEBRASKA | G02 29SP | 635200 RAUN 3 345 762779 G18-043 TAP 345 1 | Base Case | 0.10639 | Yes
GEN-2024-372 | 02 NEBRASKA | G02 29SP | 635200 RAUN 3 345 645552 S3452 REACT3 345 1 | Base Case | 0.09192 | Yes
GEN-2024-372 | 02 NEBRASKA | G02 29SP | 635201 RAUN 5 161 646300 S1300 5 161 1 | Base Case | 0.05449 | Yes
GEN-2024-372 | 02 NEBRASKA | G02 29SP | 635000 CBLUFFS3 345 645456 S3456 3 345 1 | Base Case | 0.08738 | Yes
GEN-2024-372 | 02 NEBRASKA | G02 29SP | 635201 RAUN 5 161 646300 S1300 5 161 1 | GEN-2017-105_POI_646300_Generator_outage | 0.05449 | Yes
GEN-2024-372 | 02 NEBRASKA | G02 29SP | 635200 RAUN 3 345 762779 G18-043 TAP 345 1 | GEN-2018-043_POI_762779_Generator_outage | 0.10639 | Yes
GEN-2024-372 | 02 NEBRASKA | G02 29SP | 635200 RAUN 3 345 652564 SIOUXCY3 345 1 | GEN-2023-199_POI_640386_Generator_outage | 0.08514 | Yes
GEN-2024-372 | 02 NEBRASKA | G02 29SP | 635200 RAUN 3 345 645552 S3452 REACT3 345 1 | GEN645011 1 | 0.09192 | Yes
GEN-2024-372 | 02 NEBRASKA | G02 29SP | 635200 RAUN 3 345 762779 G18-043 TAP 345 1 | GEN645012 2 | 0.10639 | Yes
GEN-2024-372 | 02 NEBRASKA | G02 29SP | 635200 RAUN 3 345 645552 S3452 REACT3 345 1 | GEN645012 2 | 0.09192 | Yes
GEN-2024-372 | 02 NEBRASKA | G02 29SP | 635200 RAUN 3 345 762779 G18-043 TAP 345 1 | GEN645012 2_Dup1 | 0.10639 | Yes
GEN-2024-372 | 02 NEBRASKA | G02 29SP | 635200 RAUN 3 345 645552 S3452 REACT3 345 1 | GEN645012 2_Dup1 | 0.09192 | Yes
GEN-2024-016 | 03 CENTRAL | G03 29SP | 635200 RAUN 3 345 640226 HOSKINS3 345 1 | P12:345.0:UMZ:# N-1 #:: LINE GR PRAIRIE 3-GRPRAR1-LNX3-Z :EHV: | 0.0552 | Yes
GEN-2024-016 | 03 CENTRAL | G03 29SP | 635200 RAUN 3 345 640226 HOSKINS3 345 1 | P12:345.0:UMZ:# N-1 #:: LINE HOLT.CO3-GRPRAR1-LNX3-1 :EHV: | 0.0552 | Yes
GEN-2024-054 | 03 CENTRAL | G03 29SP | 635680 BONDURANT3 345 635730 MONTEZUMA 3 345 1 | P11:022:NPPD:COOPER1G:1:983:: | 0.05437 | Yes
GEN-2024-054 | 03 CENTRAL | G03 29SP | 345408 7OVERTON 345 541201 SIBLEY 7 345 1 | P11:022:NPPD:COOPER1G:1:983:: | 0.14746 | Yes
GEN-2024-054 | 03 CENTRAL | G03 29SP | 345747 7SIOUX 345 348151 7ROXFORD 345 1 | P11:138:AMMO::SIOUX:1 | 0.05171 | Yes
GEN-2024-054 | 03 CENTRAL | G03 29SP | 300044 7MCCRED 345 345230 7MONTGMRY 345 1 | P11:24:AECI:1THLG3:1::: | 0.1421 | Yes
GEN-2024-054 | 03 CENTRAL | G03 29SP | 345408 7OVERTON 345 345409 5OVERTON 1 161 1 | P11:24:AECI:1THLG3:1::: | 0.19922 | Yes
GEN-2024-054 | 03 CENTRAL | G03 29SP | 345408 7OVERTON 345 345411 5OVERTON 2 161 1 | P11:24:AECI:1THLG3:1::: | 0.19553 | Yes
GEN-2024-054 | 03 CENTRAL | G03 29SP | 345408 7OVERTON 345 345418 7BARNET 345 1 | P11:24:AECI:1THLG3:1::: | 0.12915 | Yes
GEN-2024-054 | 03 CENTRAL | G03 29SP | 345435 7MAYWOOD 345 345992 7SPENCER 345 1 | P11:26:XEL:SHERCO33G:3 | 0.0799 | Yes
GEN-2024-054 | 03 CENTRAL | G03 29SP | 345230 7MONTGMRY 345 345992 7SPENCER 345 1 | P11:26:XEL:SHERCO33G:3 | 0.0799 | Yes
GEN-2024-054 | 03 CENTRAL | G03 29SP | 345747 7SIOUX 345 348151 7ROXFORD 345 1 | P11:345:AMMO::CALLAWAY:1 | 0.05171 | Yes
GEN-2024-054 | 03 CENTRAL | G03 29SP | 345419 7CLINTON 345 542968 STILWEL7 345 1 | P11:345:AMMO::CALLAWAY:1 | 0.08575 | Yes
GEN-2024-054 | 03 CENTRAL | G03 29SP | 345419 7CLINTON 345 542968 STILWEL7 345 2 | P11:345:AMMO::CALLAWAY:1 | 0.08575 | Yes
GEN-2024-054 | 03 CENTRAL | G03 29SP | 301810 7CLINTN 345 345419 7CLINTON 345 2 | P11:345:AMMO::CALLAWAY:1 | 0.06183 | Yes
GEN-2024-054 | 03 CENTRAL | G03 29SP | 301810 7CLINTN 345 345419 7CLINTON 345 1 | P11:345:AMMO::CALLAWAY:1 | 0.06183 | Yes
GEN-2024-054 | 03 CENTRAL | G03 29SP | 345408 7OVERTON 345 541201 SIBLEY 7 345 1 | P11:345:AMMO::CALLAWAY:1 | 0.14746 | Yes
GEN-2024-054 | 03 CENTRAL | G03 29SP | 345747 7SIOUX 345 348151 7ROXFORD 345 1 | P11:345:AMMO::LABADIE:1 | 0.05171 | Yes
GEN-2024-054 | 03 CENTRAL | G03 29SP | 345747 7SIOUX 345 348151 7ROXFORD 345 1 | P11:345:AMMO::LABADIE:2 | 0.05171 | Yes
GEN-2024-054 | 03 CENTRAL | G03 29SP | 345747 7SIOUX 345 348151 7ROXFORD 345 1 | P11:345:AMMO::LABADIE:3 | 0.05171 | Yes
GEN-2024-054 | 03 CENTRAL | G03 29SP | 345747 7SIOUX 345 348151 7ROXFORD 345 1 | P11:345:AMMO::LABADIE:4 | 0.05171 | Yes
GEN-2024-054 | 03 CENTRAL | G03 29SP | 635680 BONDURANT3 345 635730 MONTEZUMA 3 345 1 | P11:345:MEC:GDMEC:3:ST | 0.05437 | Yes
GEN-2024-054 | 03 CENTRAL | G03 29SP | 345435 7MAYWOOD 345 345992 7SPENCER 345 1 | P11:345:MEC:LOUISA:1 | 0.0799 | Yes
GEN-2024-054 | 03 CENTRAL | G03 29SP | 345230 7MONTGMRY 345 345992 7SPENCER 345 1 | P11:345:MEC:LOUISA:1 | 0.0799 | Yes
GEN-2024-054 | 03 CENTRAL | G03 29SP | 635680 BONDURANT3 345 635730 MONTEZUMA 3 345 1 | P11:345:MEC:WSEC:3 | 0.05437 | Yes
GEN-2024-054 | 03 CENTRAL | G03 29SP | 635680 BONDURANT3 345 635730 MONTEZUMA 3 345 1 | P11:345:MEC:WSEC:4 | 0.05437 | Yes
GEN-2024-054 | 03 CENTRAL | G03 29SP | 300044 7MCCRED 345 345408 7OVERTON 345 1 | P11:345:WERE:WOLFU1-GEN:EHV: | 0.11815 | Yes
GEN-2024-054 | 03 CENTRAL | G03 29SP | 300044 7MCCRED 345 345230 7MONTGMRY 345 1 | P11:345:WERE:WOLFU1-GEN:EHV: | 0.1421 | Yes
GEN-2024-054 | 03 CENTRAL | G03 29SP | 301809 7BARNET 345 344327 7LOOSECRK 345 1 | P11:345:WERE:WOLFU1-GEN:EHV: | 0.05989 | Yes
GEN-2024-054 | 03 CENTRAL | G03 29SP | 345411 5OVERTON 2 161 768980 G22-100-TAP 161 1 | P11:345:WERE:WOLFU1-GEN:EHV: | 0.60665 | Yes
GEN-2024-054 | 03 CENTRAL | G03 29SP | 345408 7OVERTON 345 541201 SIBLEY 7 345 1 | P11:345:WERE:WOLFU1-GEN:EHV: | 0.14746 | Yes
GEN-2024-054 | 03 CENTRAL | G03 29SP | 345435 7MAYWOOD 345 345992 7SPENCER 345 1 | P12:161:AECI-AMMO:THHILL:ADR:1,CASC_R1:: | 0.09133 | Yes
GEN-2024-054 | 03 CENTRAL | G03 29SP | 345230 7MONTGMRY 345 345992 7SPENCER 345 1 | P12:161:AECI-AMMO:THHILL:ADR:1,CASC_R1:: | 0.09133 | Yes
GEN-2024-054 | 03 CENTRAL | G03 29SP | 345435 7MAYWOOD 345 345992 7SPENCER 345 1 | P12:161:AECI-AMMO:THHILL:ADR:1:: | 0.09133 | Yes
GEN-2024-054 | 03 CENTRAL | G03 29SP | 345230 7MONTGMRY 345 345992 7SPENCER 345 1 | P12:161:AECI-AMMO:THHILL:ADR:1:: | 0.09133 | Yes
GEN-2024-054 | 03 CENTRAL | G03 29SP | 300126 5MOBTAP 161 345221 5MOBERLY 1 161 Z1 | P12:161:AECI-KCPL:THMSH:SLSBR:1:: | 0.06415 | Yes
GEN-2024-054 | 03 CENTRAL | G03 29SP | 345411 5OVERTON 2 161 768980 G22-100-TAP 161 1 | P12:161:AECI-KCPL:THMSH:SLSBR:1:: | 0.60885 | Yes
GEN-2024-054 | 03 CENTRAL | G03 29SP | 344233 5CALIF UE 1 161 345411 5OVERTON 2 161 1 | P12:161:AECI-SWPA:LSTVL:TRMSP:1:: | 0.0712 | Yes
GEN-2024-054 | 03 CENTRAL | G03 29SP | 344233 5CALIF UE 1 161 344234 5CALIF UE 2 161 Z | P12:161:AECI-SWPA:LSTVL:TRMSP:1:: | 0.07119 | Yes
GEN-2024-054 | 03 CENTRAL | G03 29SP | 345072 5MCBAINE 161 345411 5OVERTON 2 161 1 | P12:161:AMMO::GUTHRIE:LOYMARTIN:HV | 0.05548 | Yes
GEN-2024-054 | 03 CENTRAL | G03 29SP | 345072 5MCBAINE 161 345411 5OVERTON 2 161 1 | P12:161:AMMO::LOOSECREEK:MARIOSADELTA1:HV: | 0.0764 | Yes
GEN-2024-054 | 03 CENTRAL | G03 29SP | 345408 7OVERTON 345 345409 5OVERTON 1 161 1 | P12:161:AMMO::LOOSECREEK:MARIOSADELTA1:HV: | 0.20282 | Yes
GEN-2024-054 | 03 CENTRAL | G03 29SP | 345408 7OVERTON 345 345411 5OVERTON 2 161 1 | P12:161:AMMO::LOOSECREEK:MARIOSADELTA1:HV: | 0.19906 | Yes
GEN-2024-054 | 03 CENTRAL | G03 29SP | 344233 5CALIF UE 1 161 345411 5OVERTON 2 161 1 | P12:161:AMMO::LOOSECREEK:MARIOSADELTA1:HV: | 0.06882 | Yes
GEN-2024-054 | 03 CENTRAL | G03 29SP | 301809 7BARNET 345 344327 7LOOSECRK 345 1 | P12:161:AMMO::LOOSECREEK:MARIOSADELTA1:HV: | 0.07232 | Yes
GEN-2024-054 | 03 CENTRAL | G03 29SP | 344233 5CALIF UE 1 161 344234 5CALIF UE 2 161 Z | P12:161:AMMO::LOOSECREEK:MARIOSADELTA1:HV: | 0.06881 | Yes
GEN-2024-054 | 03 CENTRAL | G03 29SP | 345409 5OVERTON 1 161 345411 5OVERTON 2 161 Z | P12:161:AMMO::LOOSECREEK:MARIOSADELTA1:HV: | 0.26181 | Yes
GEN-2024-054 | 03 CENTRAL | G03 29SP | 344233 5CALIF UE 1 161 345411 5OVERTON 2 161 1 | P12:161:AMMO::MARIOSADELTA:APACHEFLATS2:HV: | 0.0664 | Yes
GEN-2024-054 | 03 CENTRAL | G03 29SP | 344233 5CALIF UE 1 161 344234 5CALIF UE 2 161 Z | P12:161:AMMO::MARIOSADELTA:APACHEFLATS2:HV: | 0.06639 | Yes
GEN-2024-054 | 03 CENTRAL | G03 29SP | 344233 5CALIF UE 1 161 345411 5OVERTON 2 161 1 | P12:161:AMMO::MARIOSADELTA:ZION7528:HV: | 0.06933 | Yes
GEN-2024-054 | 03 CENTRAL | G03 29SP | 344233 5CALIF UE 1 161 344234 5CALIF UE 2 161 Z | P12:161:AMMO::MARIOSADELTA:ZION7528:HV: | 0.06932 | Yes
GEN-2024-054 | 03 CENTRAL | G03 29SP | 345072 5MCBAINE 161 345411 5OVERTON 2 161 1 | P12:161:AMMO-AECI::CWL:OVERTON:HV | 0.08853 | Yes
GEN-2024-054 | 03 CENTRAL | G03 29SP | 344233 5CALIF UE 1 161 345411 5OVERTON 2 161 1 | P12:161:AMMO-AECI::CWL:OVERTON:HV | 0.07305 | Yes
GEN-2024-054 | 03 CENTRAL | G03 29SP | 345409 5OVERTON 1 161 345411 5OVERTON 2 161 Z | P12:161:AMMO-AECI::CWL:OVERTON:HV | 0.24489 | Yes
GEN-2024-054 | 03 CENTRAL | G03 29SP | 344233 5CALIF UE 1 161 344234 5CALIF UE 2 161 Z | P12:161:AMMO-AECI::CWL:OVERTON:HV | 0.07304 | Yes
GEN-2024-054 | 03 CENTRAL | G03 29SP | 345072 5MCBAINE 161 345411 5OVERTON 2 161 1 | P12:161:AMMO-AECI::CWL:OVERTON1:HV: | 0.08853 | Yes
GEN-2024-054 | 03 CENTRAL | G03 29SP | 344233 5CALIF UE 1 161 345411 5OVERTON 2 161 1 | P12:161:AMMO-AECI::CWL:OVERTON1:HV: | 0.07305 | Yes
GEN-2024-054 | 03 CENTRAL | G03 29SP | 345409 5OVERTON 1 161 345411 5OVERTON 2 161 Z | P12:161:AMMO-AECI::CWL:OVERTON1:HV: | 0.24489 | Yes
GEN-2024-054 | 03 CENTRAL | G03 29SP | 344233 5CALIF UE 1 161 344234 5CALIF UE 2 161 Z | P12:161:AMMO-AECI::CWL:OVERTON1:HV: | 0.07304 | Yes
GEN-2024-054 | 03 CENTRAL | G03 29SP | 345408 7OVERTON 345 345409 5OVERTON 1 161 1 | P12:161:AMMO-AECI::MOBERLY:THOMASHILL1:HV: | 0.20411 | Yes
GEN-2024-054 | 03 CENTRAL | G03 29SP | 345408 7OVERTON 345 345411 5OVERTON 2 161 1 | P12:161:AMMO-AECI::MOBERLY:THOMASHILL1:HV: | 0.20025 | Yes
GEN-2024-054 | 03 CENTRAL | G03 29SP | 345435 7MAYWOOD 345 345992 7SPENCER 345 1 | P12:161:AMMO-AECI::THOMASHILL:ADAIR:HV | 0.09133 | Yes
GEN-2024-054 | 03 CENTRAL | G03 29SP | 345230 7MONTGMRY 345 345992 7SPENCER 345 1 | P12:161:AMMO-AECI::THOMASHILL:ADAIR:HV | 0.09133 | Yes
GEN-2024-054 | 03 CENTRAL | G03 29SP | 345435 7MAYWOOD 345 345992 7SPENCER 345 1 | P12:161:AMMO-AECI::THOMASHILL:ADAIR1:HV: | 0.09133 | Yes
GEN-2024-054 | 03 CENTRAL | G03 29SP | 345230 7MONTGMRY 345 345992 7SPENCER 345 1 | P12:161:AMMO-AECI::THOMASHILL:ADAIR1:HV: | 0.09133 | Yes
GEN-2024-054 | 03 CENTRAL | G03 29SP | 344011 7HUGHES 345 631143 OTTUMWA3 345 1 | P12:161:AMMO-ITC::APANOSE:ADAIR:HV | 0.05006 | Yes
GEN-2024-054 | 03 CENTRAL | G03 29SP | 344000 7ZACHARY 345 344011 7HUGHES 345 1 | P12:161:AMMO-ITC::APANOSE:ADAIR:HV | 0.05006 | Yes
GEN-2024-054 | 03 CENTRAL | G03 29SP | 344011 7HUGHES 345 631143 OTTUMWA3 345 1 | P12:161:AMMO-ITC::APANOSE:ADAIR1:HV: | 0.05006 | Yes
GEN-2024-054 | 03 CENTRAL | G03 29SP | 344000 7ZACHARY 345 344011 7HUGHES 345 1 | P12:161:AMMO-ITC::APANOSE:ADAIR1:HV: | 0.05006 | Yes
GEN-2024-054 | 03 CENTRAL | G03 29SP | 345747 7SIOUX 345 348151 7ROXFORD 345 1 | P12:25:EES:7CALAWY 1:1CAL G1:1:HV: | 0.05171 | Yes
GEN-2024-054 | 03 CENTRAL | G03 29SP | 345419 7CLINTON 345 542968 STILWEL7 345 1 | P12:25:EES:7CALAWY 1:1CAL G1:1:HV: | 0.08575 | Yes
GEN-2024-054 | 03 CENTRAL | G03 29SP | 345419 7CLINTON 345 542968 STILWEL7 345 2 | P12:25:EES:7CALAWY 1:1CAL G1:1:HV: | 0.08575 | Yes
GEN-2024-054 | 03 CENTRAL | G03 29SP | 301810 7CLINTN 345 345419 7CLINTON 345 2 | P12:25:EES:7CALAWY 1:1CAL G1:1:HV: | 0.06183 | Yes
GEN-2024-054 | 03 CENTRAL | G03 29SP | 301810 7CLINTN 345 345419 7CLINTON 345 1 | P12:25:EES:7CALAWY 1:1CAL G1:1:HV: | 0.06183 | Yes
GEN-2024-054 | 03 CENTRAL | G03 29SP | 345408 7OVERTON 345 541201 SIBLEY 7 345 1 | P12:25:EES:7CALAWY 1:1CAL G1:1:HV: | 0.14746 | Yes
GEN-2024-054 | 03 CENTRAL | G03 29SP | 345072 5MCBAINE 161 345411 5OVERTON 2 161 1 | P12:345:AECI::MCCREDIE:KINGDOMCITY:EHV | 0.0781 | Yes
GEN-2024-054 | 03 CENTRAL | G03 29SP | 345408 7OVERTON 345 345409 5OVERTON 1 161 1 | P12:345:AECI::MCCREDIE:KINGDOMCITY:EHV | 0.20126 | Yes
GEN-2024-054 | 03 CENTRAL | G03 29SP | 345408 7OVERTON 345 345411 5OVERTON 2 161 1 | P12:345:AECI::MCCREDIE:KINGDOMCITY:EHV | 0.19753 | Yes
GEN-2024-054 | 03 CENTRAL | G03 29SP | 300044 7MCCRED 345 345408 7OVERTON 345 1 | P12:345:AECI::MCCREDIE:KINGDOMCITY:EHV | 0.12325 | Yes
GEN-2024-054 | 03 CENTRAL | G03 29SP | 345409 5OVERTON 1 161 345411 5OVERTON 2 161 Z | P12:345:AECI::MCCREDIE:KINGDOMCITY:EHV | 0.25922 | Yes
GEN-2024-054 | 03 CENTRAL | G03 29SP | 300044 7MCCRED 345 345230 7MONTGMRY 345 1 | P12:345:AECI::MCCREDIE:THOMASHILL:EHV | 0.13789 | Yes
GEN-2024-054 | 03 CENTRAL | G03 29SP | 345409 5OVERTON 1 161 345411 5OVERTON 2 161 Z | P12:345:AECI::MCCREDIE:THOMASHILL:EHV | 0.25704 | Yes
GEN-2024-054 | 03 CENTRAL | G03 29SP | 300041 7FRANKS 345 344327 7LOOSECRK 345 1 | P12:345:AECI:BLCKBRRY:JSPR345:1:: | 0.05403 | Yes
GEN-2024-054 | 03 CENTRAL | G03 29SP | 301810 7CLINTN 345 345419 7CLINTON 345 1 | P12:345:AECI:BLCKBRRY:JSPR345:1:: | 0.06391 | Yes
GEN-2024-054 | 03 CENTRAL | G03 29SP | 301810 7CLINTN 345 345419 7CLINTON 345 2 | P12:345:AECI:BLCKBRRY:JSPR345:1:: | 0.06391 | Yes
GEN-2024-054 | 03 CENTRAL | G03 29SP | 345419 7CLINTON 345 542968 STILWEL7 345 1 | P12:345:AECI:BLCKBRRY:JSPR345:1:: | 0.08848 | Yes
GEN-2024-054 | 03 CENTRAL | G03 29SP | 345419 7CLINTON 345 542968 STILWEL7 345 2 | P12:345:AECI:BLCKBRRY:JSPR345:1:: | 0.08848 | Yes
GEN-2024-054 | 03 CENTRAL | G03 29SP | 301810 7CLINTN 345 345419 7CLINTON 345 1 | P12:345:AECI:BLCKBRRY:SPRTSMN3_2::: | 0.06229 | Yes
GEN-2024-054 | 03 CENTRAL | G03 29SP | 301810 7CLINTN 345 345419 7CLINTON 345 2 | P12:345:AECI:BLCKBRRY:SPRTSMN3_2::: | 0.06229 | Yes
GEN-2024-054 | 03 CENTRAL | G03 29SP | 345419 7CLINTON 345 542968 STILWEL7 345 2 | P12:345:AECI:BLCKBRRY:SPRTSMN3_2::: | 0.08635 | Yes
GEN-2024-054 | 03 CENTRAL | G03 29SP | 345419 7CLINTON 345 542968 STILWEL7 345 1 | P12:345:AECI:BLCKBRRY:SPRTSMN3_2::: | 0.08635 | Yes
GEN-2024-054 | 03 CENTRAL | G03 29SP | 300044 7MCCRED 345 345230 7MONTGMRY 345 1 | P12:345:AECI:MCCREDIE:TH_HILL:1:: | 0.13789 | Yes
GEN-2024-054 | 03 CENTRAL | G03 29SP | 345409 5OVERTON 1 161 345411 5OVERTON 2 161 Z | P12:345:AECI:MCCREDIE:TH_HILL:1:: | 0.25704 | Yes
GEN-2024-054 | 03 CENTRAL | G03 29SP | 300041 7FRANKS 345 344327 7LOOSECRK 345 1 | P12:345:AECI:MORGAN345:JSPR345:1:: | 0.05455 | Yes
GEN-2024-054 | 03 CENTRAL | G03 29SP | 345435 7MAYWOOD 345 345992 7SPENCER 345 1 | P12:345:AECI-AMMO:BLL:MONTGUE:1:: | 0.08495 | Yes
GEN-2024-054 | 03 CENTRAL | G03 29SP | 345230 7MONTGMRY 345 345992 7SPENCER 345 1 | P12:345:AECI-AMMO:BLL:MONTGUE:1:: | 0.08495 | Yes
GEN-2024-054 | 03 CENTRAL | G03 29SP | 300041 7FRANKS 345 344327 7LOOSECRK 345 1 | P12:345:AECI-AMMO:FRANKS:BLAND:1:: | 0.06493 | Yes
GEN-2024-054 | 03 CENTRAL | G03 29SP | 300126 5MOBTAP 161 345221 5MOBERLY 1 161 Z1 | P12:345:AECI-AMMO:MCCRD:OVRTN:1,CASC_R1:: | 0.05433 | Yes
GEN-2024-054 | 03 CENTRAL | G03 29SP | 345219 5MOBERLY 2 161 345409 5OVERTON 1 161 1 | P12:345:AECI-AMMO:MCCRD:OVRTN:1,CASC_R1:: | 0.0508 | Yes
GEN-2024-054 | 03 CENTRAL | G03 29SP | 345408 7OVERTON 345 345418 7BARNET 345 1 | P12:345:AECI-AMMO:MCCRD:OVRTN:1,CASC_R1:: | 0.17576 | Yes
GEN-2024-054 | 03 CENTRAL | G03 29SP | 300126 5MOBTAP 161 345221 5MOBERLY 1 161 Z1 | P12:345:AECI-AMMO:MCCRD:OVRTN:1:: | 0.05433 | Yes
GEN-2024-054 | 03 CENTRAL | G03 29SP | 345219 5MOBERLY 2 161 345409 5OVERTON 1 161 1 | P12:345:AECI-AMMO:MCCRD:OVRTN:1:: | 0.0508 | Yes
GEN-2024-054 | 03 CENTRAL | G03 29SP | 345408 7OVERTON 345 345418 7BARNET 345 1 | P12:345:AECI-AMMO:MCCRD:OVRTN:1:: | 0.17576 | Yes
GEN-2024-054 | 03 CENTRAL | G03 29SP | 345435 7MAYWOOD 345 345445 7SKNKRVR 345 1 | P12:345:AMIL::HERLEMAN:MAYWOOD:EHV | 0.05324 | Yes
GEN-2024-054 | 03 CENTRAL | G03 29SP | 300041 7FRANKS 345 344327 7LOOSECRK 345 1 | P12:345:AMMO::BLAND:FRANKS:EHV | 0.06493 | Yes
GEN-2024-054 | 03 CENTRAL | G03 29SP | 300041 7FRANKS 345 344327 7LOOSECRK 345 1 | P12:345:AMMO::BLAND:FRANKS3:EHV: | 0.06493 | Yes
GEN-2024-054 | 03 CENTRAL | G03 29SP | 300041 7FRANKS 345 344327 7LOOSECRK 345 1 | P12:345:AMMO::CALLAWAY:BLAND:EHV | 0.0704 | Yes
GEN-2024-054 | 03 CENTRAL | G03 29SP | 300041 7FRANKS 345 344327 7LOOSECRK 345 1 | P12:345:AMMO::CALLAWAY:BLAND1:EHV: | 0.0704 | Yes
GEN-2024-054 | 03 CENTRAL | G03 29SP | 300044 7MCCRED 345 345408 7OVERTON 345 1 | P12:345:AMMO::CALLAWAY:LOOSECREEK:EHV | 0.12528 | Yes
GEN-2024-054 | 03 CENTRAL | G03 29SP | 344233 5CALIF UE 1 161 345411 5OVERTON 2 161 1 | P12:345:AMMO::CALLAWAY:LOOSECREEK:EHV | 0.07024 | Yes
GEN-2024-054 | 03 CENTRAL | G03 29SP | 300044 7MCCRED 345 345230 7MONTGMRY 345 1 | P12:345:AMMO::CALLAWAY:LOOSECREEK:EHV | 0.15138 | Yes
GEN-2024-054 | 03 CENTRAL | G03 29SP | 344233 5CALIF UE 1 161 344234 5CALIF UE 2 161 Z | P12:345:AMMO::CALLAWAY:LOOSECREEK:EHV | 0.07023 | Yes
GEN-2024-054 | 03 CENTRAL | G03 29SP | 300044 7MCCRED 345 345408 7OVERTON 345 1 | P12:345:AMMO::CALLAWAY:LOOSECREEK1:EHV: | 0.12528 | Yes
GEN-2024-054 | 03 CENTRAL | G03 29SP | 344233 5CALIF UE 1 161 345411 5OVERTON 2 161 1 | P12:345:AMMO::CALLAWAY:LOOSECREEK1:EHV: | 0.07024 | Yes
GEN-2024-054 | 03 CENTRAL | G03 29SP | 300044 7MCCRED 345 345230 7MONTGMRY 345 1 | P12:345:AMMO::CALLAWAY:LOOSECREEK1:EHV: | 0.15138 | Yes
GEN-2024-054 | 03 CENTRAL | G03 29SP | 344233 5CALIF UE 1 161 344234 5CALIF UE 2 161 Z | P12:345:AMMO::CALLAWAY:LOOSECREEK1:EHV: | 0.07023 | Yes
GEN-2024-054 | 03 CENTRAL | G03 29SP | 344154 7BLAND 345 344224 7CALAWY 1 345 1 | P12:345:AMMO::LOOSECREEK:FRANKS:EHV | 0.06546 | Yes
GEN-2024-054 | 03 CENTRAL | G03 29SP | 344154 7BLAND 345 344224 7CALAWY 1 345 1 | P12:345:AMMO::LOOSECREEK:FRANKS1:EHV: | 0.06546 | Yes
GEN-2024-054 | 03 CENTRAL | G03 29SP | 345072 5MCBAINE 161 345411 5OVERTON 2 161 1 | P12:345:AMMO::LOOSECREEK:MARIOSADELTA:HV | 0.0764 | Yes
GEN-2024-054 | 03 CENTRAL | G03 29SP | 345408 7OVERTON 345 345409 5OVERTON 1 161 1 | P12:345:AMMO::LOOSECREEK:MARIOSADELTA:HV | 0.20282 | Yes
GEN-2024-054 | 03 CENTRAL | G03 29SP | 345408 7OVERTON 345 345411 5OVERTON 2 161 1 | P12:345:AMMO::LOOSECREEK:MARIOSADELTA:HV | 0.19906 | Yes
GEN-2024-054 | 03 CENTRAL | G03 29SP | 344233 5CALIF UE 1 161 345411 5OVERTON 2 161 1 | P12:345:AMMO::LOOSECREEK:MARIOSADELTA:HV | 0.06882 | Yes
GEN-2024-054 | 03 CENTRAL | G03 29SP | 301809 7BARNET 345 344327 7LOOSECRK 345 1 | P12:345:AMMO::LOOSECREEK:MARIOSADELTA:HV | 0.07232 | Yes
GEN-2024-054 | 03 CENTRAL | G03 29SP | 344233 5CALIF UE 1 161 344234 5CALIF UE 2 161 Z | P12:345:AMMO::LOOSECREEK:MARIOSADELTA:HV | 0.06881 | Yes
GEN-2024-054 | 03 CENTRAL | G03 29SP | 345409 5OVERTON 1 161 345411 5OVERTON 2 161 Z | P12:345:AMMO::LOOSECREEK:MARIOSADELTA:HV | 0.26181 | Yes
GEN-2024-054 | 03 CENTRAL | G03 29SP | 344536 7ENON_TP 345 345217 7ROOTBEER 345 1 | P12:345:AMMO::MAYWOOD:SPENCERCREEK:EHV | 0.05473 | Yes
GEN-2024-054 | 03 CENTRAL | G03 29SP | 345217 7ROOTBEER 345 345230 7MONTGMRY 345 1 | P12:345:AMMO::MAYWOOD:SPENCERCREEK:EHV | 0.05473 | Yes
GEN-2024-054 | 03 CENTRAL | G03 29SP | 300044 7MCCRED 345 345408 7OVERTON 345 1 | P12:345:AMMO::MAYWOOD:SPENCERCREEK:EHV | 0.11075 | Yes
GEN-2024-054 | 03 CENTRAL | G03 29SP | 300044 7MCCRED 345 345230 7MONTGMRY 345 1 | P12:345:AMMO::MAYWOOD:SPENCERCREEK:EHV | 0.1237 | Yes
GEN-2024-054 | 03 CENTRAL | G03 29SP | 346898 7DIAZ 345 348150 7MORO 345 1 | P12:345:AMMO::MAYWOOD:SPENCERCREEK:EHV | 0.05268 | Yes
GEN-2024-054 | 03 CENTRAL | G03 29SP | 344154 7BLAND 345 344224 7CALAWY 1 345 1 | P12:345:AMMO::MAYWOOD:SPENCERCREEK:EHV | 0.0519 | Yes
GEN-2024-054 | 03 CENTRAL | G03 29SP | 344102 7BELLEAU 345 344536 7ENON_TP 345 1 | P12:345:AMMO::MAYWOOD:SPENCERCREEK:EHV | 0.05628 | Yes
GEN-2024-054 | 03 CENTRAL | G03 29SP | 344536 7ENON_TP 345 345217 7ROOTBEER 345 1 | P12:345:AMMO::MAYWOOD:SPENCERCREEK4590:EHV: | 0.05473 | Yes
GEN-2024-054 | 03 CENTRAL | G03 29SP | 345217 7ROOTBEER 345 345230 7MONTGMRY 345 1 | P12:345:AMMO::MAYWOOD:SPENCERCREEK4590:EHV: | 0.05473 | Yes
GEN-2024-054 | 03 CENTRAL | G03 29SP | 300044 7MCCRED 345 345408 7OVERTON 345 1 | P12:345:AMMO::MAYWOOD:SPENCERCREEK4590:EHV: | 0.11075 | Yes
GEN-2024-054 | 03 CENTRAL | G03 29SP | 300044 7MCCRED 345 345230 7MONTGMRY 345 1 | P12:345:AMMO::MAYWOOD:SPENCERCREEK4590:EHV: | 0.1237 | Yes
GEN-2024-054 | 03 CENTRAL | G03 29SP | 346898 7DIAZ 345 348150 7MORO 345 1 | P12:345:AMMO::MAYWOOD:SPENCERCREEK4590:EHV: | 0.05268 | Yes
GEN-2024-054 | 03 CENTRAL | G03 29SP | 344154 7BLAND 345 344224 7CALAWY 1 345 1 | P12:345:AMMO::MAYWOOD:SPENCERCREEK4590:EHV: | 0.0519 | Yes
GEN-2024-054 | 03 CENTRAL | G03 29SP | 344102 7BELLEAU 345 344536 7ENON_TP 345 1 | P12:345:AMMO::MAYWOOD:SPENCERCREEK4590:EHV: | 0.05628 | Yes
GEN-2024-054 | 03 CENTRAL | G03 29SP | 344536 7ENON_TP 345 345217 7ROOTBEER 345 1 | P12:345:AMMO::MONTGOMERY:SPENCERCREEK:EHV | 0.05473 | Yes
GEN-2024-054 | 03 CENTRAL | G03 29SP | 345217 7ROOTBEER 345 345230 7MONTGMRY 345 1 | P12:345:AMMO::MONTGOMERY:SPENCERCREEK:EHV | 0.05473 | Yes
GEN-2024-054 | 03 CENTRAL | G03 29SP | 346898 7DIAZ 345 348150 7MORO 345 1 | P12:345:AMMO::MONTGOMERY:SPENCERCREEK:EHV | 0.05268 | Yes
GEN-2024-054 | 03 CENTRAL | G03 29SP | 300044 7MCCRED 345 345230 7MONTGMRY 345 1 | P12:345:AMMO::MONTGOMERY:SPENCERCREEK:EHV | 0.1237 | Yes
GEN-2024-054 | 03 CENTRAL | G03 29SP | 344154 7BLAND 345 344224 7CALAWY 1 345 1 | P12:345:AMMO::MONTGOMERY:SPENCERCREEK:EHV | 0.0519 | Yes
GEN-2024-054 | 03 CENTRAL | G03 29SP | 344102 7BELLEAU 345 344536 7ENON_TP 345 1 | P12:345:AMMO::MONTGOMERY:SPENCERCREEK:EHV | 0.05628 | Yes
GEN-2024-054 | 03 CENTRAL | G03 29SP | 344536 7ENON_TP 345 345217 7ROOTBEER 345 1 | P12:345:AMMO::MONTGOMERY:SPENCERCREEK1:EHV: | 0.05473 | Yes
GEN-2024-054 | 03 CENTRAL | G03 29SP | 345217 7ROOTBEER 345 345230 7MONTGMRY 345 1 | P12:345:AMMO::MONTGOMERY:SPENCERCREEK1:EHV: | 0.05473 | Yes
GEN-2024-054 | 03 CENTRAL | G03 29SP | 346898 7DIAZ 345 348150 7MORO 345 1 | P12:345:AMMO::MONTGOMERY:SPENCERCREEK1:EHV: | 0.05268 | Yes
GEN-2024-054 | 03 CENTRAL | G03 29SP | 300044 7MCCRED 345 345230 7MONTGMRY 345 1 | P12:345:AMMO::MONTGOMERY:SPENCERCREEK1:EHV: | 0.1237 | Yes
GEN-2024-054 | 03 CENTRAL | G03 29SP | 344154 7BLAND 345 344224 7CALAWY 1 345 1 | P12:345:AMMO::MONTGOMERY:SPENCERCREEK1:EHV: | 0.0519 | Yes
GEN-2024-054 | 03 CENTRAL | G03 29SP | 344102 7BELLEAU 345 344536 7ENON_TP 345 1 | P12:345:AMMO::MONTGOMERY:SPENCERCREEK1:EHV: | 0.05628 | Yes
GEN-2024-054 | 03 CENTRAL | G03 29SP | 344011 7HUGHES 345 631143 OTTUMWA3 345 1 | P12:345:AMMO::MTPL:MAYWOOD1:EHV: | 0.06008 | Yes
GEN-2024-054 | 03 CENTRAL | G03 29SP | 344000 7ZACHARY 345 344011 7HUGHES 345 1 | P12:345:AMMO::MTPL:MAYWOOD1:EHV: | 0.06008 | Yes
GEN-2024-054 | 03 CENTRAL | G03 29SP | 345435 7MAYWOOD 345 345445 7SKNKRVR 345 1 | P12:345:AMMO::ZACHARY:HUGHES:EHV | 0.06496 | Yes
GEN-2024-054 | 03 CENTRAL | G03 29SP | 345435 7MAYWOOD 345 345445 7SKNKRVR 345 1 | P12:345:AMMO::ZACHARY:HUGHES5944:EHV: | 0.06496 | Yes
GEN-2024-054 | 03 CENTRAL | G03 29SP | 345435 7MAYWOOD 345 345992 7SPENCER 345 1 | P12:345:AMMO-AECI::BELLEAU:MONTGOMERY:HV | 0.08495 | Yes
GEN-2024-054 | 03 CENTRAL | G03 29SP | 345230 7MONTGMRY 345 345992 7SPENCER 345 1 | P12:345:AMMO-AECI::BELLEAU:MONTGOMERY:HV | 0.08495 | Yes
GEN-2024-054 | 03 CENTRAL | G03 29SP | 345435 7MAYWOOD 345 345992 7SPENCER 345 1 | P12:345:AMMO-AECI::BELLEAU:MONTGOMERY6:EHV: | 0.08495 | Yes
GEN-2024-054 | 03 CENTRAL | G03 29SP | 345230 7MONTGMRY 345 345992 7SPENCER 345 1 | P12:345:AMMO-AECI::BELLEAU:MONTGOMERY6:EHV: | 0.08495 | Yes
GEN-2024-054 | 03 CENTRAL | G03 29SP | 300126 5MOBTAP 161 345221 5MOBERLY 1 161 Z1 | P12:345:AMMO-AECI::MCCREDIE:OVERTON:EHV | 0.05433 | Yes
GEN-2024-054 | 03 CENTRAL | G03 29SP | 345219 5MOBERLY 2 161 345409 5OVERTON 1 161 1 | P12:345:AMMO-AECI::MCCREDIE:OVERTON:EHV | 0.0508 | Yes
GEN-2024-054 | 03 CENTRAL | G03 29SP | 345408 7OVERTON 345 345418 7BARNET 345 1 | P12:345:AMMO-AECI::MCCREDIE:OVERTON:EHV | 0.17576 | Yes
GEN-2024-054 | 03 CENTRAL | G03 29SP | 300126 5MOBTAP 161 345221 5MOBERLY 1 161 Z1 | P12:345:AMMO-AECI::MCCREDIE:OVERTON5475:EHV: | 0.05433 | Yes
GEN-2024-054 | 03 CENTRAL | G03 29SP | 345219 5MOBERLY 2 161 345409 5OVERTON 1 161 1 | P12:345:AMMO-AECI::MCCREDIE:OVERTON5475:EHV: | 0.0508 | Yes
GEN-2024-054 | 03 CENTRAL | G03 29SP | 345408 7OVERTON 345 345418 7BARNET 345 1 | P12:345:AMMO-AECI::MCCREDIE:OVERTON5475:EHV: | 0.17576 | Yes
GEN-2024-054 | 03 CENTRAL | G03 29SP | 345435 7MAYWOOD 345 345445 7SKNKRVR 345 1 | P12:345:AMMO-ALTW::HUGHES:OTTUMWA:EHV | 0.06496 | Yes
GEN-2024-054 | 03 CENTRAL | G03 29SP | 345435 7MAYWOOD 345 345445 7SKNKRVR 345 1 | P12:345:AMMO-ALTW::HUGHES:OTTUMWA5325:EHV: | 0.06496 | Yes
GEN-2024-054 | 03 CENTRAL | G03 29SP | 631143 OTTUMWA3 345 635730 MONTEZUMA 3 345 1 | P12:345:AMMO-MEC::MTPL:SUB-T4577:EHV: | 0.065 | Yes
GEN-2024-054 | 03 CENTRAL | G03 29SP | 631143 OTTUMWA3 345 635730 MONTEZUMA 3 345 1 | P12:345:AMMO-MEC:HILLS:SUB T HSK:1 | 0.05431 | Yes
GEN-2024-054 | 03 CENTRAL | G03 29SP | 636398 HILLSSUBTRX3 345 636645 SUB T HSK 3 345 1 | P12:345:ITCM-MEC:OTTUMWA:MONTEZUMA:1 | 0.05719 | Yes
GEN-2024-054 | 03 CENTRAL | G03 29SP | 636398 HILLSSUBTRX3 345 636400 HILLS 3 345 Z | P12:345:ITCM-MEC:OTTUMWA:MONTEZUMA:1 | 0.05719 | Yes
GEN-2024-054 | 03 CENTRAL | G03 29SP | 345445 7SKNKRVR 345 636645 SUB T HSK 3 345 1 | P12:345:ITCM-MEC:OTTUMWA:MONTEZUMA:1 | 0.06433 | Yes
GEN-2024-054 | 03 CENTRAL | G03 29SP | 636400 HILLS 3 345 636420 TIFFIN 3 345 1 | P12:345:MEC:BONDURANT:MONTEZUMA:1 | 0.05305 | Yes
GEN-2024-054 | 03 CENTRAL | G03 29SP | 631148 MORGN VLLY 3 345 636420 TIFFIN 3 345 1 | P12:345:MEC:BONDURANT:MONTEZUMA:1 | 0.05454 | Yes
GEN-2024-054 | 03 CENTRAL | G03 29SP | 631143 OTTUMWA3 345 635730 MONTEZUMA 3 345 1 | P12:345:MEC:HILLS:SUB T-SUB 93:1REACTOR:EHV: | 0.06554 | Yes
GEN-2024-054 | 03 CENTRAL | G03 29SP | 345435 7MAYWOOD 345 345992 7SPENCER 345 1 | P12:345:MEC:ORIENT:NORTHBORO:1 | 0.08029 | Yes
GEN-2024-054 | 03 CENTRAL | G03 29SP | 635680 BONDURANT3 345 635730 MONTEZUMA 3 345 1 | P12:345:MEC:ORIENT:NORTHBORO:1 | 0.05524 | Yes
GEN-2024-054 | 03 CENTRAL | G03 29SP | 345072 5MCBAINE 161 345411 5OVERTON 2 161 1 | P13:161-345:AMMO::MARIOSA:1 | 0.0764 | Yes
GEN-2024-054 | 03 CENTRAL | G03 29SP | 345408 7OVERTON 345 345409 5OVERTON 1 161 1 | P13:161-345:AMMO::MARIOSA:1 | 0.20282 | Yes
GEN-2024-054 | 03 CENTRAL | G03 29SP | 345408 7OVERTON 345 345411 5OVERTON 2 161 1 | P13:161-345:AMMO::MARIOSA:1 | 0.19906 | Yes
GEN-2024-054 | 03 CENTRAL | G03 29SP | 344233 5CALIF UE 1 161 345411 5OVERTON 2 161 1 | P13:161-345:AMMO::MARIOSA:1 | 0.06882 | Yes
GEN-2024-054 | 03 CENTRAL | G03 29SP | 301809 7BARNET 345 344327 7LOOSECRK 345 1 | P13:161-345:AMMO::MARIOSA:1 | 0.07232 | Yes
GEN-2024-054 | 03 CENTRAL | G03 29SP | 344233 5CALIF UE 1 161 344234 5CALIF UE 2 161 Z | P13:161-345:AMMO::MARIOSA:1 | 0.06881 | Yes
GEN-2024-054 | 03 CENTRAL | G03 29SP | 345409 5OVERTON 1 161 345411 5OVERTON 2 161 Z | P13:161-345:AMMO::MARIOSA:1 | 0.26181 | Yes
GEN-2024-054 | 03 CENTRAL | G03 29SP | 345408 7OVERTON 345 345411 5OVERTON 2 161 1 | P13:161-345:AMMO::OVERTON:1 | 0.3233 | Yes
GEN-2024-054 | 03 CENTRAL | G03 29SP | 345409 5OVERTON 1 161 345411 5OVERTON 2 161 Z | P13:161-345:AMMO::OVERTON:1 | 0.07657 | Yes
GEN-2024-054 | 03 CENTRAL | G03 29SP | 344233 5CALIF UE 1 161 345411 5OVERTON 2 161 1 | P21:161:AMMO::BARNETT:APACHETAP:HV: | 0.06593 | Yes
GEN-2024-054 | 03 CENTRAL | G03 29SP | 344233 5CALIF UE 1 161 344234 5CALIF UE 2 161 Z | P21:161:AMMO::BARNETT:APACHETAP:HV: | 0.06592 | Yes
GEN-2024-054 | 03 CENTRAL | G03 29SP | 344233 5CALIF UE 1 161 345411 5OVERTON 2 161 1 | P21:161:AMMO::MARIOSADELTA:ZIONTAP:HV: | 0.06933 | Yes
GEN-2024-054 | 03 CENTRAL | G03 29SP | 344233 5CALIF UE 1 161 344234 5CALIF UE 2 161 Z | P21:161:AMMO::MARIOSADELTA:ZIONTAP:HV: | 0.06932 | Yes
GEN-2024-054 | 03 CENTRAL | G03 29SP | 300044 7MCCRED 345 345230 7MONTGMRY 345 1 | P21:345:AECI:THOMHL:THOMHLGSU3:1:: | 0.1421 | Yes
GEN-2024-054 | 03 CENTRAL | G03 29SP | 345408 7OVERTON 345 345409 5OVERTON 1 161 1 | P21:345:AECI:THOMHL:THOMHLGSU3:1:: | 0.19922 | Yes
GEN-2024-054 | 03 CENTRAL | G03 29SP | 345408 7OVERTON 345 345411 5OVERTON 2 161 1 | P21:345:AECI:THOMHL:THOMHLGSU3:1:: | 0.19553 | Yes
GEN-2024-054 | 03 CENTRAL | G03 29SP | 345408 7OVERTON 345 345418 7BARNET 345 1 | P21:345:AECI:THOMHL:THOMHLGSU3:1:: | 0.12915 | Yes
GEN-2024-054 | 03 CENTRAL | G03 29SP | 345747 7SIOUX 345 348151 7ROXFORD 345 1 | P22:345:AMMO:::LABADIE0:EHV: | 0.05039 | Yes
GEN-2024-054 | 03 CENTRAL | G03 29SP | 345747 7SIOUX 345 348151 7ROXFORD 345 1 | P22:345:AMMO:::LABADIE2:EHV: | 0.05222 | Yes
GEN-2024-054 | 03 CENTRAL | G03 29SP | 635680 BONDURANT3 345 635730 MONTEZUMA 3 345 1 | P23:18:MEC:GDMEC:908::HV: | 0.05437 | Yes
GEN-2024-054 | 03 CENTRAL | G03 29SP | 300041 7FRANKS 345 344327 7LOOSECRK 345 1 | P23:345:AECI:7BLACKBERRY:6_2::: | 0.0539 | Yes
GEN-2024-054 | 03 CENTRAL | G03 29SP | 301810 7CLINTN 345 345419 7CLINTON 345 2 | P23:345:AECI:7BLACKBERRY:6_2::: | 0.06399 | Yes
GEN-2024-054 | 03 CENTRAL | G03 29SP | 301810 7CLINTN 345 345419 7CLINTON 345 1 | P23:345:AECI:7BLACKBERRY:6_2::: | 0.06399 | Yes
GEN-2024-054 | 03 CENTRAL | G03 29SP | 345419 7CLINTON 345 542968 STILWEL7 345 2 | P23:345:AECI:7BLACKBERRY:6_2::: | 0.0886 | Yes
GEN-2024-054 | 03 CENTRAL | G03 29SP | 345419 7CLINTON 345 542968 STILWEL7 345 1 | P23:345:AECI:7BLACKBERRY:6_2::: | 0.0886 | Yes
GEN-2024-054 | 03 CENTRAL | G03 29SP | 300041 7FRANKS 345 344327 7LOOSECRK 345 1 | P23:345:AECI:7BLACKBERRY:6_3::: | 0.0539 | Yes
GEN-2024-054 | 03 CENTRAL | G03 29SP | 301810 7CLINTN 345 345419 7CLINTON 345 1 | P23:345:AECI:7BLACKBERRY:6_3::: | 0.06399 | Yes
GEN-2024-054 | 03 CENTRAL | G03 29SP | 301810 7CLINTN 345 345419 7CLINTON 345 2 | P23:345:AECI:7BLACKBERRY:6_3::: | 0.06399 | Yes
GEN-2024-054 | 03 CENTRAL | G03 29SP | 345419 7CLINTON 345 542968 STILWEL7 345 2 | P23:345:AECI:7BLACKBERRY:6_3::: | 0.0886 | Yes
GEN-2024-054 | 03 CENTRAL | G03 29SP | 345419 7CLINTON 345 542968 STILWEL7 345 1 | P23:345:AECI:7BLACKBERRY:6_3::: | 0.0886 | Yes
GEN-2024-054 | 03 CENTRAL | G03 29SP | 300041 7FRANKS 345 344327 7LOOSECRK 345 1 | P23:345:AECI:7BLACKBERRY:653::: | 0.05398 | Yes
GEN-2024-054 | 03 CENTRAL | G03 29SP | 301810 7CLINTN 345 345419 7CLINTON 345 1 | P23:345:AECI:7BLACKBERRY:653::: | 0.06394 | Yes
GEN-2024-054 | 03 CENTRAL | G03 29SP | 301810 7CLINTN 345 345419 7CLINTON 345 2 | P23:345:AECI:7BLACKBERRY:653::: | 0.06394 | Yes
GEN-2024-054 | 03 CENTRAL | G03 29SP | 345419 7CLINTON 345 542968 STILWEL7 345 1 | P23:345:AECI:7BLACKBERRY:653::: | 0.08854 | Yes
GEN-2024-054 | 03 CENTRAL | G03 29SP | 345419 7CLINTON 345 542968 STILWEL7 345 2 | P23:345:AECI:7BLACKBERRY:653::: | 0.08854 | Yes
GEN-2024-054 | 03 CENTRAL | G03 29SP | 300041 7FRANKS 345 344327 7LOOSECRK 345 1 | P23:345:AECI:7BLACKBERRY:656::: | 0.05403 | Yes
GEN-2024-054 | 03 CENTRAL | G03 29SP | 301810 7CLINTN 345 345419 7CLINTON 345 2 | P23:345:AECI:7BLACKBERRY:656::: | 0.0639 | Yes
GEN-2024-054 | 03 CENTRAL | G03 29SP | 301810 7CLINTN 345 345419 7CLINTON 345 1 | P23:345:AECI:7BLACKBERRY:656::: | 0.0639 | Yes
GEN-2024-054 | 03 CENTRAL | G03 29SP | 345419 7CLINTON 345 542968 STILWEL7 345 1 | P23:345:AECI:7BLACKBERRY:656::: | 0.08847 | Yes
GEN-2024-054 | 03 CENTRAL | G03 29SP | 345419 7CLINTON 345 542968 STILWEL7 345 2 | P23:345:AECI:7BLACKBERRY:656::: | 0.08847 | Yes
GEN-2024-054 | 03 CENTRAL | G03 29SP | 344154 7BLAND 345 344224 7CALAWY 1 345 1 | P23:345:AECI:7FRANKS:994::: | 0.06222 | Yes
GEN-2024-054 | 03 CENTRAL | G03 29SP | 300041 7FRANKS 345 344327 7LOOSECRK 345 1 | P23:345:AECI:7JASPER:1182::: | 0.05424 | Yes
GEN-2024-054 | 03 CENTRAL | G03 29SP | 301810 7CLINTN 345 345419 7CLINTON 345 2 | P23:345:AECI:7JASPER:1182::: | 0.06396 | Yes
GEN-2024-054 | 03 CENTRAL | G03 29SP | 301810 7CLINTN 345 345419 7CLINTON 345 1 | P23:345:AECI:7JASPER:1182::: | 0.06396 | Yes
GEN-2024-054 | 03 CENTRAL | G03 29SP | 345419 7CLINTON 345 542968 STILWEL7 345 2 | P23:345:AECI:7JASPER:1182::: | 0.08848 | Yes
GEN-2024-054 | 03 CENTRAL | G03 29SP | 345419 7CLINTON 345 542968 STILWEL7 345 1 | P23:345:AECI:7JASPER:1182::: | 0.08848 | Yes
GEN-2024-054 | 03 CENTRAL | G03 29SP | 345408 7OVERTON 345 345418 7BARNET 345 1 | P23:345:AECI:7MCCRED:312::: | 0.17958 | Yes
GEN-2024-054 | 03 CENTRAL | G03 29SP | 345409 5OVERTON 1 161 345411 5OVERTON 2 161 Z | P23:345:AECI:7MCCRED:312::: | 0.24506 | Yes
GEN-2024-054 | 03 CENTRAL | G03 29SP | 344040 5LOYMART 1 161 344677 5GUTHRIE 1 161 1 | P23:345:AECI:7MCCRED:322::: | 0.05991 | Yes
GEN-2024-054 | 03 CENTRAL | G03 29SP | 344041 5LOYMART 2 161 345072 5MCBAINE 161 1 | P23:345:AECI:7MCCRED:322::: | 0.05991 | Yes
GEN-2024-054 | 03 CENTRAL | G03 29SP | 345408 7OVERTON 345 345418 7BARNET 345 1 | P23:345:AECI:7MCCRED:322::: | 0.17786 | Yes
GEN-2024-054 | 03 CENTRAL | G03 29SP | 344040 5LOYMART 1 161 344041 5LOYMART 2 161 Z | P23:345:AECI:7MCCRED:322::: | 0.05991 | Yes
GEN-2024-054 | 03 CENTRAL | G03 29SP | 345072 5MCBAINE 161 345411 5OVERTON 2 161 1 | P23:345:AECI:7MCCRED:352::: | 0.09131 | Yes
GEN-2024-054 | 03 CENTRAL | G03 29SP | 345408 7OVERTON 345 345409 5OVERTON 1 161 1 | P23:345:AECI:7MCCRED:352::: | 0.18796 | Yes
GEN-2024-054 | 03 CENTRAL | G03 29SP | 345408 7OVERTON 345 345411 5OVERTON 2 161 1 | P23:345:AECI:7MCCRED:352::: | 0.18449 | Yes
GEN-2024-054 | 03 CENTRAL | G03 29SP | 344040 5LOYMART 1 161 344677 5GUTHRIE 1 161 1 | P23:345:AECI:7MCCRED:352::: | 0.05817 | Yes
GEN-2024-054 | 03 CENTRAL | G03 29SP | 344041 5LOYMART 2 161 345072 5MCBAINE 161 1 | P23:345:AECI:7MCCRED:352::: | 0.05817 | Yes
GEN-2024-054 | 03 CENTRAL | G03 29SP | 344677 5GUTHRIE 1 161 344678 5GUTHRIE 2 161 Z | P23:345:AECI:7MCCRED:352::: | 0.05707 | Yes
GEN-2024-054 | 03 CENTRAL | G03 29SP | 344040 5LOYMART 1 161 344041 5LOYMART 2 161 Z | P23:345:AECI:7MCCRED:352::: | 0.05817 | Yes
GEN-2024-054 | 03 CENTRAL | G03 29SP | 300041 7FRANKS 345 344327 7LOOSECRK 345 1 | P23:345:AECI:7STFRAN:372::: | 0.05531 | Yes
GEN-2024-054 | 03 CENTRAL | G03 29SP | 636398 HILLSSUBTRX3 345 636645 SUB T HSK 3 345 1 | P23:345:ALTW:PD:OTTUMWA:LN:EHV: | 0.0529 | Yes
GEN-2024-054 | 03 CENTRAL | G03 29SP | 636398 HILLSSUBTRX3 345 636400 HILLS 3 345 Z | P23:345:ALTW:PD:OTTUMWA:LN:EHV: | 0.0529 | Yes
GEN-2024-054 | 03 CENTRAL | G03 29SP | 345445 7SKNKRVR 345 636645 SUB T HSK 3 345 1 | P23:345:ALTW:PD:OTTUMWA:LN:EHV: | 0.05652 | Yes
GEN-2024-054 | 03 CENTRAL | G03 29SP | 345435 7MAYWOOD 345 345445 7SKNKRVR 345 1 | P23:345:ALTW:PD:OTTUMWA:LN:EHV: | 0.06121 | Yes
GEN-2024-054 | 03 CENTRAL | G03 29SP | 345435 7MAYWOOD 345 345445 7SKNKRVR 345 1 | P23:345:AMIL:::71HERLEMAN:EHV: | 0.05442 | Yes
GEN-2024-054 | 03 CENTRAL | G03 29SP | 344224 7CALAWY 1 345 345230 7MONTGMRY 345 2 | P23:345:AMMO:::12MONTGOMERY:EHV: | 0.05019 | Yes
GEN-2024-054 | 03 CENTRAL | G03 29SP | 345408 7OVERTON 345 345418 7BARNET 345 1 | P23:345:AMMO:::12MONTGOMERY:EHV: | 0.17227 | Yes
GEN-2024-054 | 03 CENTRAL | G03 29SP | 300041 7FRANKS 345 344327 7LOOSECRK 345 1 | P23:345:AMMO:::16BLAND:EHV: | 0.06847 | Yes
GEN-2024-054 | 03 CENTRAL | G03 29SP | 300044 7MCCRED 345 345408 7OVERTON 345 1 | P23:345:AMMO:::20LOOSECREEK:EHV: | 0.14211 | Yes
GEN-2024-054 | 03 CENTRAL | G03 29SP | 344233 5CALIF UE 1 161 345411 5OVERTON 2 161 1 | P23:345:AMMO:::20LOOSECREEK:EHV: | 0.06718 | Yes
GEN-2024-054 | 03 CENTRAL | G03 29SP | 300044 7MCCRED 345 345230 7MONTGMRY 345 1 | P23:345:AMMO:::20LOOSECREEK:EHV: | 0.16982 | Yes
GEN-2024-054 | 03 CENTRAL | G03 29SP | 344233 5CALIF UE 1 161 344234 5CALIF UE 2 161 Z | P23:345:AMMO:::20LOOSECREEK:EHV: | 0.06717 | Yes
GEN-2024-054 | 03 CENTRAL | G03 29SP | 345418 7BARNET 345 345419 7CLINTON 345 1 | P23:345:AMMO:::20LOOSECREEK:EHV: | 0.05974 | Yes
GEN-2024-054 | 03 CENTRAL | G03 29SP | 344536 7ENON_TP 345 345217 7ROOTBEER 345 1 | P23:345:AMMO:::24SPENCERCREEK:EHV: | 0.05473 | Yes
GEN-2024-054 | 03 CENTRAL | G03 29SP | 345217 7ROOTBEER 345 345230 7MONTGMRY 345 1 | P23:345:AMMO:::24SPENCERCREEK:EHV: | 0.05473 | Yes
GEN-2024-054 | 03 CENTRAL | G03 29SP | 346898 7DIAZ 345 348150 7MORO 345 1 | P23:345:AMMO:::24SPENCERCREEK:EHV: | 0.05268 | Yes
GEN-2024-054 | 03 CENTRAL | G03 29SP | 300044 7MCCRED 345 345230 7MONTGMRY 345 1 | P23:345:AMMO:::24SPENCERCREEK:EHV: | 0.1237 | Yes
GEN-2024-054 | 03 CENTRAL | G03 29SP | 344154 7BLAND 345 344224 7CALAWY 1 345 1 | P23:345:AMMO:::24SPENCERCREEK:EHV: | 0.0519 | Yes
GEN-2024-054 | 03 CENTRAL | G03 29SP | 344102 7BELLEAU 345 344536 7ENON_TP 345 1 | P23:345:AMMO:::24SPENCERCREEK:EHV: | 0.05628 | Yes
GEN-2024-054 | 03 CENTRAL | G03 29SP | 300041 7FRANKS 345 344327 7LOOSECRK 345 1 | P23:345:AMMO:::30BLAND:EHV: | 0.06731 | Yes
GEN-2024-054 | 03 CENTRAL | G03 29SP | 344536 7ENON_TP 345 345217 7ROOTBEER 345 1 | P23:345:AMMO:::40MAYWOOD:EHV: | 0.05473 | Yes
GEN-2024-054 | 03 CENTRAL | G03 29SP | 345217 7ROOTBEER 345 345230 7MONTGMRY 345 1 | P23:345:AMMO:::40MAYWOOD:EHV: | 0.05473 | Yes
GEN-2024-054 | 03 CENTRAL | G03 29SP | 300044 7MCCRED 345 345408 7OVERTON 345 1 | P23:345:AMMO:::40MAYWOOD:EHV: | 0.11075 | Yes
GEN-2024-054 | 03 CENTRAL | G03 29SP | 300044 7MCCRED 345 345230 7MONTGMRY 345 1 | P23:345:AMMO:::40MAYWOOD:EHV: | 0.1237 | Yes
GEN-2024-054 | 03 CENTRAL | G03 29SP | 346898 7DIAZ 345 348150 7MORO 345 1 | P23:345:AMMO:::40MAYWOOD:EHV: | 0.05268 | Yes
GEN-2024-054 | 03 CENTRAL | G03 29SP | 344154 7BLAND 345 344224 7CALAWY 1 345 1 | P23:345:AMMO:::40MAYWOOD:EHV: | 0.0519 | Yes
GEN-2024-054 | 03 CENTRAL | G03 29SP | 344102 7BELLEAU 345 344536 7ENON_TP 345 1 | P23:345:AMMO:::40MAYWOOD:EHV: | 0.05628 | Yes
GEN-2024-054 | 03 CENTRAL | G03 29SP | 345435 7MAYWOOD 345 345445 7SKNKRVR 345 1 | P23:345:AMMO:::41ZACHARY:EHV: | 0.06496 | Yes
GEN-2024-054 | 03 CENTRAL | G03 29SP | 300041 7FRANKS 345 344327 7LOOSECRK 345 1 | P23:345:AMMO::BLAND:V23:EHV: | 0.06731 | Yes
GEN-2024-054 | 03 CENTRAL | G03 29SP | 345435 7MAYWOOD 345 345445 7SKNKRVR 345 1 | P23:345:AMMO::HUGHES:V1:EHV: | 0.06496 | Yes
GEN-2024-054 | 03 CENTRAL | G03 29SP | 345435 7MAYWOOD 345 345445 7SKNKRVR 345 1 | P23:345:AMMO::HUGHES:V5:EHV: | 0.06496 | Yes
GEN-2024-054 | 03 CENTRAL | G03 29SP | 631143 OTTUMWA3 345 635730 MONTEZUMA 3 345 1 | P23:345:AMMO-MEC::SUB-T_2:944:EHV: | 0.05391 | Yes
GEN-2024-054 | 03 CENTRAL | G03 29SP | 344011 7HUGHES 345 631143 OTTUMWA3 345 1 | P23:345:AMMO-MEC::SUB-T_2:944:EHV: | 0.05761 | Yes
GEN-2024-054 | 03 CENTRAL | G03 29SP | 344000 7ZACHARY 345 344011 7HUGHES 345 1 | P23:345:AMMO-MEC::SUB-T_2:944:EHV: | 0.05761 | Yes
GEN-2024-054 | 03 CENTRAL | G03 29SP | 345419 7CLINTON 345 542968 STILWEL7 345 2 | P23:345:GMO-KCPL:SIBLEY_R8-10::SIBLEY-HAWTHORN-PHILL_1 | 0.09154 | Yes
GEN-2024-054 | 03 CENTRAL | G03 29SP | 345419 7CLINTON 345 542968 STILWEL7 345 1 | P23:345:GMO-KCPL:SIBLEY_R8-10::SIBLEY-HAWTHORN-PHILL_1 | 0.09154 | Yes
GEN-2024-054 | 03 CENTRAL | G03 29SP | 301810 7CLINTN 345 345419 7CLINTON 345 2 | P23:345:GMO-KCPL:SIBLEY_R8-10::SIBLEY-HAWTHORN-PHILL_1 | 0.06497 | Yes
GEN-2024-054 | 03 CENTRAL | G03 29SP | 301810 7CLINTN 345 345419 7CLINTON 345 1 | P23:345:GMO-KCPL:SIBLEY_R8-10::SIBLEY-HAWTHORN-PHILL_1 | 0.06497 | Yes
GEN-2024-054 | 03 CENTRAL | G03 29SP | 345408 7OVERTON 345 541201 SIBLEY 7 345 1 | P23:345:GMO-KCPL:SIBLEY_R8-10::SIBLEY-HAWTHORN-PHILL_1 | 0.11948 | Yes
GEN-2024-054 | 03 CENTRAL | G03 29SP | 345418 7BARNET 345 345419 7CLINTON 345 1 | P23:345:GMO-KCPL:SIBLEY_R8-10::SIBLEY-HAWTHORN-PHILL_1 | 0.05314 | Yes
GEN-2024-054 | 03 CENTRAL | G03 29SP | 345408 7OVERTON 345 345418 7BARNET 345 1 | P23:345:GMO-KCPL:SIBLEY_R8-10::SIBLEY-HAWTHORN-PHILL_1 | 0.14149 | Yes
GEN-2024-054 | 03 CENTRAL | G03 29SP | 345445 7SKNKRVR 345 636645 SUB T HSK 3 345 1 | P23:345:ITCM-MEC:MNTZUMA3 901-902-903:IA-SW::EHV: | 0.0575 | Yes
GEN-2024-054 | 03 CENTRAL | G03 29SP | 300044 7MCCRED 345 345408 7OVERTON 345 1 | P23:345:KCPL:LACYGNE-R2-5:::EHV: | 0.12163 | Yes
GEN-2024-054 | 03 CENTRAL | G03 29SP | 301809 7BARNET 345 344327 7LOOSECRK 345 1 | P23:345:KCPL:LACYGNE-R2-5:::EHV: | 0.06497 | Yes
GEN-2024-054 | 03 CENTRAL | G03 29SP | 345411 5OVERTON 2 161 768980 G22-100-TAP 161 1 | P23:345:KCPL:LACYGNE-R2-5:::EHV: | 0.60715 | Yes
GEN-2024-054 | 03 CENTRAL | G03 29SP | 301810 7CLINTN 345 345419 7CLINTON 345 2 | P23:345:KCPL-GMO:IATAN-R7-9:::EHV: | 0.06214 | Yes
GEN-2024-054 | 03 CENTRAL | G03 29SP | 301810 7CLINTN 345 345419 7CLINTON 345 1 | P23:345:KCPL-GMO:IATAN-R7-9:::EHV: | 0.06214 | Yes
GEN-2024-054 | 03 CENTRAL | G03 29SP | 345419 7CLINTON 345 542968 STILWEL7 345 2 | P23:345:KCPL-GMO:IATAN-R7-9:::EHV: | 0.08612 | Yes
GEN-2024-054 | 03 CENTRAL | G03 29SP | 345419 7CLINTON 345 542968 STILWEL7 345 1 | P23:345:KCPL-GMO:IATAN-R7-9:::EHV: | 0.08612 | Yes
GEN-2024-054 | 03 CENTRAL | G03 29SP | 345408 7OVERTON 345 345418 7BARNET 345 1 | P23:345:KCPL-GMO:IATAN-R7-9:::EHV: | 0.13 | Yes
GEN-2024-054 | 03 CENTRAL | G03 29SP | 300044 7MCCRED 345 345408 7OVERTON 345 1 | P23:345:KCPL-WERE:237LACYGNE-R1-6:::EHV: | 0.1201 | Yes
GEN-2024-054 | 03 CENTRAL | G03 29SP | 301809 7BARNET 345 344327 7LOOSECRK 345 1 | P23:345:KCPL-WERE:237LACYGNE-R1-6:::EHV: | 0.06253 | Yes
GEN-2024-054 | 03 CENTRAL | G03 29SP | 301809 7BARNET 345 344327 7LOOSECRK 345 1 | P23:345:KCPL-WERE:237LACYGNE-R1-6:EHV: | 0.06253 | Yes
GEN-2024-054 | 03 CENTRAL | G03 29SP | 635680 BONDURANT3 345 635730 MONTEZUMA 3 345 1 | P23:345:MEC:ATCHISON:902::EHV: | 0.05524 | Yes
GEN-2024-054 | 03 CENTRAL | G03 29SP | 636400 HILLS 3 345 636420 TIFFIN 3 345 1 | P23:345:MEC:BONDURANT:903::EHV: | 0.05307 | Yes
GEN-2024-054 | 03 CENTRAL | G03 29SP | 631148 MORGN VLLY 3 345 636420 TIFFIN 3 345 1 | P23:345:MEC:BONDURANT:903::EHV: | 0.05457 | Yes
GEN-2024-054 | 03 CENTRAL | G03 29SP | 636400 HILLS 3 345 636420 TIFFIN 3 345 1 | P23:345:MEC:BONDURANT:906::EHV: | 0.05307 | Yes
GEN-2024-054 | 03 CENTRAL | G03 29SP | 631148 MORGN VLLY 3 345 636420 TIFFIN 3 345 1 | P23:345:MEC:BONDURANT:906::EHV: | 0.05457 | Yes
GEN-2024-054 | 03 CENTRAL | G03 29SP | 635680 BONDURANT3 345 635730 MONTEZUMA 3 345 1 | P23:345:MEC:CBEC:905::EHV: | 0.05369 | Yes
GEN-2024-054 | 03 CENTRAL | G03 29SP | 635680 BONDURANT3 345 635730 MONTEZUMA 3 345 1 | P23:345:MEC:CBEC:908::EHV: | 0.05434 | Yes
GEN-2024-054 | 03 CENTRAL | G03 29SP | 635680 BONDURANT3 345 635730 MONTEZUMA 3 345 1 | P23:345:MEC:HILLS:924::EHV: | 0.06112 | Yes
GEN-2024-054 | 03 CENTRAL | G03 29SP | 345445 7SKNKRVR 345 636645 SUB T HSK 3 345 1 | P23:345:MEC:MONTEZUMA:901::EHV: | 0.0575 | Yes
GEN-2024-054 | 03 CENTRAL | G03 29SP | 345445 7SKNKRVR 345 636645 SUB T HSK 3 345 1 | P23:345:MEC:MONTEZUMA:902::EHV: | 0.0575 | Yes
GEN-2024-054 | 03 CENTRAL | G03 29SP | 636398 HILLSSUBTRX3 345 636645 SUB T HSK 3 345 1 | P23:345:MEC:MONTEZUMA:903::EHV: | 0.05719 | Yes
GEN-2024-054 | 03 CENTRAL | G03 29SP | 636398 HILLSSUBTRX3 345 636400 HILLS 3 345 Z | P23:345:MEC:MONTEZUMA:903::EHV: | 0.05719 | Yes
GEN-2024-054 | 03 CENTRAL | G03 29SP | 345445 7SKNKRVR 345 636645 SUB T HSK 3 345 1 | P23:345:MEC:MONTEZUMA:903::EHV: | 0.06433 | Yes
GEN-2024-054 | 03 CENTRAL | G03 29SP | 636400 HILLS 3 345 636420 TIFFIN 3 345 1 | P23:345:MEC:MONTEZUMA:904::EHV: | 0.05305 | Yes
GEN-2024-054 | 03 CENTRAL | G03 29SP | 631148 MORGN VLLY 3 345 636420 TIFFIN 3 345 1 | P23:345:MEC:MONTEZUMA:904::EHV: | 0.05454 | Yes
GEN-2024-054 | 03 CENTRAL | G03 29SP | 635680 BONDURANT3 345 635730 MONTEZUMA 3 345 1 | P23:345:MEC:NORTHBORO:901::EHV: | 0.05524 | Yes
GEN-2024-054 | 03 CENTRAL | G03 29SP | 345435 7MAYWOOD 345 345992 7SPENCER 345 1 | P23:345:MEC:ORIENT:902::EHV: | 0.08017 | Yes
GEN-2024-054 | 03 CENTRAL | G03 29SP | 345230 7MONTGMRY 345 345992 7SPENCER 345 1 | P23:345:MEC:ORIENT:902::EHV: | 0.08017 | Yes
GEN-2024-054 | 03 CENTRAL | G03 29SP | 635680 BONDURANT3 345 635730 MONTEZUMA 3 345 1 | P23:345:MEC:ORIENT:902::EHV: | 0.05492 | Yes
GEN-2024-054 | 03 CENTRAL | G03 29SP | 631143 OTTUMWA3 345 635730 MONTEZUMA 3 345 1 | P23:345:MEC:SUB 93:924::EHV: | 0.06676 | Yes
GEN-2024-054 | 03 CENTRAL | G03 29SP | 345435 7MAYWOOD 345 345992 7SPENCER 345 1 | P23:345:MEC:SUB 93:954::EHV: | 0.08002 | Yes
GEN-2024-054 | 03 CENTRAL | G03 29SP | 345230 7MONTGMRY 345 345992 7SPENCER 345 1 | P23:345:MEC:SUB 93:954::EHV: | 0.08002 | Yes
GEN-2024-054 | 03 CENTRAL | G03 29SP | 631143 OTTUMWA3 345 635730 MONTEZUMA 3 345 1 | P23:345:MEC:SUB 93:964::EHV: | 0.06554 | Yes
GEN-2024-054 | 03 CENTRAL | G03 29SP | 631143 OTTUMWA3 345 635730 MONTEZUMA 3 345 1 | P23:345:MEC:SUB T HASKINS:944::EHV: | 0.06554 | Yes
GEN-2024-054 | 03 CENTRAL | G03 29SP | 345408 7OVERTON 345 541201 SIBLEY 7 345 1 | P23:345:WERE:JEC-345-16:EHV: | 0.14512 | Yes
GEN-2024-054 | 03 CENTRAL | G03 29SP | 300044 7MCCRED 345 345408 7OVERTON 345 1 | P23:345:WERE:WOLF-345-50:EHV: | 0.11832 | Yes
GEN-2024-054 | 03 CENTRAL | G03 29SP | 301809 7BARNET 345 344327 7LOOSECRK 345 1 | P23:345:WERE:WOLF-345-50:EHV: | 0.06013 | Yes
GEN-2024-054 | 03 CENTRAL | G03 29SP | 345411 5OVERTON 2 161 768980 G22-100-TAP 161 1 | P23:345:WERE:WOLF-345-50:EHV: | 0.60667 | Yes
GEN-2024-054 | 03 CENTRAL | G03 29SP | 345408 7OVERTON 345 541201 SIBLEY 7 345 1 | P23:345:WERE:WOLF-345-50:EHV: | 0.1473 | Yes
GEN-2024-054 | 03 CENTRAL | G03 29SP | 635680 BONDURANT3 345 635730 MONTEZUMA 3 345 1 | P42:345:NPPD:BKR-CPR-3310:::: | 0.05437 | Yes
GEN-2024-054 | 03 CENTRAL | G03 29SP | 345408 7OVERTON 345 541201 SIBLEY 7 345 1 | P42:345:NPPD:BKR-CPR-3310:::: | 0.14746 | Yes
GEN-2024-054 | 03 CENTRAL | G03 29SP | 300044 7MCCRED 345 345408 7OVERTON 345 1 | P51:22:KCPL:LACYGNE7:::EHV: | 0.12432 | Yes
GEN-2024-054 | 03 CENTRAL | G03 29SP | 301809 7BARNET 345 344327 7LOOSECRK 345 1 | P51:22:KCPL:LACYGNE7:::EHV: | 0.06872 | Yes
GEN-2024-054 | 03 CENTRAL | G03 29SP | 300044 7MCCRED 345 345230 7MONTGMRY 345 1 | P51:22:KCPL:LACYGNE7:::EHV: | 0.1487 | Yes
GEN-2024-054 | 03 CENTRAL | G03 29SP | 345408 7OVERTON 345 541201 SIBLEY 7 345 1 | P51:22:KCPL:LACYGNE7:::EHV: | 0.14222 | Yes
GEN-2024-054 | 03 CENTRAL | G03 29SP | 345747 7SIOUX 345 348151 7ROXFORD 345 1 | P51:22:KCPL:LACYGNE7:::EHV: | 0.05545 | Yes
GEN-2024-054 | 03 CENTRAL | G03 29SP | 345411 5OVERTON 2 161 768980 G22-100-TAP 161 1 | P51:22:KCPL:LACYGNE7:::EHV: | 0.60756 | Yes
GEN-2024-054 | 03 CENTRAL | G03 29SP | 300044 7MCCRED 345 345408 7OVERTON 345 1 | P51:25:WERE:WOLFCRK7:EHV: | 0.11883 | Yes
GEN-2024-054 | 03 CENTRAL | G03 29SP | 301809 7BARNET 345 344327 7LOOSECRK 345 1 | P51:25:WERE:WOLFCRK7:EHV: | 0.06078 | Yes
GEN-2024-054 | 03 CENTRAL | G03 29SP | 345411 5OVERTON 2 161 768980 G22-100-TAP 161 1 | P51:25:WERE:WOLFCRK7:EHV: | 0.60675 | Yes
GEN-2024-054 | 03 CENTRAL | G03 29SP | 635680 BONDURANT3 345 635730 MONTEZUMA 3 345 1 | P55:345:MEC:ATCHISON | 0.05524 | Yes
GEN-2024-054 | 03 CENTRAL | G03 29SP | 345435 7MAYWOOD 345 345992 7SPENCER 345 1 | P55:345:MEC:CORDOVA | 0.07973 | Yes
GEN-2024-054 | 03 CENTRAL | G03 29SP | 345230 7MONTGMRY 345 345992 7SPENCER 345 1 | P55:345:MEC:CORDOVA | 0.07973 | Yes
GEN-2024-054 | 03 CENTRAL | G03 29SP | 635680 BONDURANT3 345 635730 MONTEZUMA 3 345 1 | P55:345:MEC:GDMEC | 0.05289 | Yes
GEN-2024-054 | 03 CENTRAL | G03 29SP | 345435 7MAYWOOD 345 345992 7SPENCER 345 1 | P55:345:MEC:NORTHBORO | 0.08029 | Yes
GEN-2024-054 | 03 CENTRAL | G03 29SP | 635680 BONDURANT3 345 635730 MONTEZUMA 3 345 1 | P55:345:MEC:NORTHBORO | 0.05524 | Yes
GEN-2024-054 | 03 CENTRAL | G03 29SP | 345435 7MAYWOOD 345 345992 7SPENCER 345 1 | P55:345:MEC:ORIENT | 0.07923 | Yes
GEN-2024-054 | 03 CENTRAL | G03 29SP | 345230 7MONTGMRY 345 345992 7SPENCER 345 1 | P55:345:MEC:ORIENT | 0.07923 | Yes
GEN-2024-054 | 03 CENTRAL | G03 29SP | 635680 BONDURANT3 345 635730 MONTEZUMA 3 345 1 | P55:345:MEC:ORIENT | 0.05221 | Yes
GEN-2024-054 | 03 CENTRAL | G03 29SP | 631143 OTTUMWA3 345 635730 MONTEZUMA 3 345 1 | P55:345:MEC:SUB 93 | 0.06964 | Yes
GEN-2024-054 | 03 CENTRAL | G03 29SP | 635000 CBLUFFS3 345 645456 S3456 3 345 1 | P55:345:OPPD:S3458 3::FN13:EHV: | 0.05429 | Yes
GEN-2024-054 | 03 CENTRAL | G03 29SP | 345435 7MAYWOOD 345 345992 7SPENCER 345 1 | P55:345:OPPD:S3458 3::FN13:EHV: | 0.08567 | Yes
GEN-2024-054 | 03 CENTRAL | G03 29SP | 345230 7MONTGMRY 345 345992 7SPENCER 345 1 | P55:345:OPPD:S3458 3::FN13:EHV: | 0.08571 | Yes
GEN-2024-054 | 03 CENTRAL | G03 29SP | 635680 BONDURANT3 345 635730 MONTEZUMA 3 345 1 | P55:345:OPPD:S3458 3::FN13:EHV: | 0.05448 | Yes
GEN-2024-054 | 03 CENTRAL | G03 29SP | 345435 7MAYWOOD 345 345445 7SKNKRVR 345 1 | P55:345:OPPD:S3458 3::FN13:EHV: | 0.05225 | Yes
GEN-2024-054 | 03 CENTRAL | G03 29SP | 345435 7MAYWOOD 345 345992 7SPENCER 345 1 | P55:345:XEL:PRI1 | 0.07989 | Yes
GEN-2024-054 | 03 CENTRAL | G03 29SP | 345230 7MONTGMRY 345 345992 7SPENCER 345 1 | P55:345:XEL:PRI1 | 0.07989 | Yes
GEN-2024-054 | 03 CENTRAL | G03 29SP | 300044 7MCCRED 345 345230 7MONTGMRY 345 1 | 300003 1THLG3 24.0 301503 7THOMHLGSU3 345 3 | 0.1421 | Yes
GEN-2024-054 | 03 CENTRAL | G03 29SP | 345408 7OVERTON 345 345409 5OVERTON 1 161 1 | 300003 1THLG3 24.0 301503 7THOMHLGSU3 345 3 | 0.19922 | Yes
GEN-2024-054 | 03 CENTRAL | G03 29SP | 345408 7OVERTON 345 345411 5OVERTON 2 161 1 | 300003 1THLG3 24.0 301503 7THOMHLGSU3 345 3 | 0.19553 | Yes
GEN-2024-054 | 03 CENTRAL | G03 29SP | 345408 7OVERTON 345 345418 7BARNET 345 1 | 300003 1THLG3 24.0 301503 7THOMHLGSU3 345 3 | 0.12915 | Yes
GEN-2024-054 | 03 CENTRAL | G03 29SP | 344233 5CALIF UE 1 161 345411 5OVERTON 2 161 1 | 300057 5BARNET 161 301809 7BARNET 345 3 | 0.06174 | Yes
GEN-2024-054 | 03 CENTRAL | G03 29SP | 345408 7OVERTON 345 345409 5OVERTON 1 161 1 | 300057 5BARNET 161 301809 7BARNET 345 3 | 0.20406 | Yes
GEN-2024-054 | 03 CENTRAL | G03 29SP | 345408 7OVERTON 345 345411 5OVERTON 2 161 1 | 300057 5BARNET 161 301809 7BARNET 345 3 | 0.20028 | Yes
GEN-2024-054 | 03 CENTRAL | G03 29SP | 344233 5CALIF UE 1 161 344234 5CALIF UE 2 161 Z | 300057 5BARNET 161 301809 7BARNET 345 3 | 0.06173 | Yes
GEN-2024-054 | 03 CENTRAL | G03 29SP | 345408 7OVERTON 345 345418 7BARNET 345 1 | 300057 5BARNET 161 301809 7BARNET 345 3 | 0.14118 | Yes
GEN-2024-054 | 03 CENTRAL | G03 29SP | 345409 5OVERTON 1 161 345411 5OVERTON 2 161 Z | 300057 5BARNET 161 301809 7BARNET 345 3 | 0.26308 | Yes
GEN-2024-054 | 03 CENTRAL | G03 29SP | 344233 5CALIF UE 1 161 345411 5OVERTON 2 161 1 | 300057 5BARNET 161 344234 5CALIF UE 2 161 1 | 0.06335 | Yes
GEN-2024-054 | 03 CENTRAL | G03 29SP | 344233 5CALIF UE 1 161 344234 5CALIF UE 2 161 Z | 300057 5BARNET 161 344234 5CALIF UE 2 161 1 | 0.06334 | Yes
GEN-2024-054 | 03 CENTRAL | G03 29SP | 345072 5MCBAINE 161 345411 5OVERTON 2 161 1 | 300061 5BOONE 161 300519 5MLRSBGB1 161 1 | 0.06722 | Yes
GEN-2024-054 | 03 CENTRAL | G03 29SP | 345408 7OVERTON 345 345409 5OVERTON 1 161 1 | 300061 5BOONE 161 300519 5MLRSBGB1 161 1 | 0.2068 | Yes
GEN-2024-054 | 03 CENTRAL | G03 29SP | 345408 7OVERTON 345 345411 5OVERTON 2 161 1 | 300061 5BOONE 161 300519 5MLRSBGB1 161 1 | 0.20294 | Yes
GEN-2024-054 | 03 CENTRAL | G03 29SP | 344040 5LOYMART 1 161 344677 5GUTHRIE 1 161 1 | 300061 5BOONE 161 300519 5MLRSBGB1 161 1 | 0.05216 | Yes
GEN-2024-054 | 03 CENTRAL | G03 29SP | 344041 5LOYMART 2 161 345072 5MCBAINE 161 1 | 300061 5BOONE 161 300519 5MLRSBGB1 161 1 | 0.05216 | Yes
GEN-2024-054 | 03 CENTRAL | G03 29SP | 344677 5GUTHRIE 1 161 344678 5GUTHRIE 2 161 Z | 300061 5BOONE 161 300519 5MLRSBGB1 161 1 | 0.05067 | Yes
GEN-2024-054 | 03 CENTRAL | G03 29SP | 344040 5LOYMART 1 161 344041 5LOYMART 2 161 Z | 300061 5BOONE 161 300519 5MLRSBGB1 161 1 | 0.05216 | Yes
GEN-2024-054 | 03 CENTRAL | G03 29SP | 345072 5MCBAINE 161 345411 5OVERTON 2 161 1 | 300066 5HIGBEEB1 161 300953 5HARRSBRG 161 1 | 0.07951 | Yes
GEN-2024-054 | 03 CENTRAL | G03 29SP | 345418 7BARNET 345 345419 7CLINTON 345 1 | 300071 5CLINTN 161 301810 7CLINTN 345 1 | 0.06155 | Yes
GEN-2024-054 | 03 CENTRAL | G03 29SP | 345411 5OVERTON 2 161 768980 G22-100-TAP 161 1 | 300071 5CLINTN 161 301810 7CLINTN 345 1 | 0.61193 | Yes
GEN-2024-054 | 03 CENTRAL | G03 29SP | 345411 5OVERTON 2 161 768980 G22-100-TAP 161 1 | 300071 5CLINTN 161 541217 WINDSR 5 161 1 | 0.64773 | Yes
GEN-2024-054 | 03 CENTRAL | G03 29SP | 301810 7CLINTN 345 345419 7CLINTON 345 2 | 300071 5CLINTN 161 761278 G17-108-TAP 161 1 | 0.07372 | Yes
GEN-2024-054 | 03 CENTRAL | G03 29SP | 301810 7CLINTN 345 345419 7CLINTON 345 1 | 300071 5CLINTN 161 761278 G17-108-TAP 161 1 | 0.07372 | Yes
GEN-2024-054 | 03 CENTRAL | G03 29SP | 345072 5MCBAINE 161 345411 5OVERTON 2 161 1 | 300090 5KINGDMB1 161 300043 7KINGDM 345 1 | 0.0781 | Yes
GEN-2024-054 | 03 CENTRAL | G03 29SP | 345408 7OVERTON 345 345409 5OVERTON 1 161 1 | 300090 5KINGDMB1 161 300043 7KINGDM 345 1 | 0.20126 | Yes
GEN-2024-054 | 03 CENTRAL | G03 29SP | 345408 7OVERTON 345 345411 5OVERTON 2 161 1 | 300090 5KINGDMB1 161 300043 7KINGDM 345 1 | 0.19753 | Yes
GEN-2024-054 | 03 CENTRAL | G03 29SP | 300044 7MCCRED 345 345408 7OVERTON 345 1 | 300090 5KINGDMB1 161 300043 7KINGDM 345 1 | 0.12325 | Yes
GEN-2024-054 | 03 CENTRAL | G03 29SP | 345409 5OVERTON 1 161 345411 5OVERTON 2 161 Z | 300090 5KINGDMB1 161 300043 7KINGDM 345 1 | 0.25922 | Yes
GEN-2024-054 | 03 CENTRAL | G03 29SP | 345072 5MCBAINE 161 345411 5OVERTON 2 161 1 | 300090 5KINGDMB1 161 301498 5MLRSBGB2 161 1 | 0.06722 | Yes
GEN-2024-054 | 03 CENTRAL | G03 29SP | 345408 7OVERTON 345 345409 5OVERTON 1 161 1 | 300090 5KINGDMB1 161 301498 5MLRSBGB2 161 1 | 0.2068 | Yes
GEN-2024-054 | 03 CENTRAL | G03 29SP | 345408 7OVERTON 345 345411 5OVERTON 2 161 1 | 300090 5KINGDMB1 161 301498 5MLRSBGB2 161 1 | 0.20294 | Yes
GEN-2024-054 | 03 CENTRAL | G03 29SP | 344040 5LOYMART 1 161 344677 5GUTHRIE 1 161 1 | 300090 5KINGDMB1 161 301498 5MLRSBGB2 161 1 | 0.05216 | Yes
GEN-2024-054 | 03 CENTRAL | G03 29SP | 344041 5LOYMART 2 161 345072 5MCBAINE 161 1 | 300090 5KINGDMB1 161 301498 5MLRSBGB2 161 1 | 0.05216 | Yes
GEN-2024-054 | 03 CENTRAL | G03 29SP | 344677 5GUTHRIE 1 161 344678 5GUTHRIE 2 161 Z | 300090 5KINGDMB1 161 301498 5MLRSBGB2 161 1 | 0.05067 | Yes
GEN-2024-054 | 03 CENTRAL | G03 29SP | 344040 5LOYMART 1 161 344041 5LOYMART 2 161 Z | 300090 5KINGDMB1 161 301498 5MLRSBGB2 161 1 | 0.05216 | Yes
GEN-2024-054 | 03 CENTRAL | G03 29SP | 345411 5OVERTON 2 161 768980 G22-100-TAP 161 1 | 300117 5SEDALA 161 541209 MITCHELL 161 1 | 0.65048 | Yes
GEN-2024-054 | 03 CENTRAL | G03 29SP | 345408 7OVERTON 345 345409 5OVERTON 1 161 1 | 300117 5SEDALA 161 764355 G20-072-TAP 161 1 | 0.21556 | Yes
GEN-2024-054 | 03 CENTRAL | G03 29SP | 345408 7OVERTON 345 345411 5OVERTON 2 161 1 | 300117 5SEDALA 161 764355 G20-072-TAP 161 1 | 0.21154 | Yes
GEN-2024-054 | 03 CENTRAL | G03 29SP | 345411 5OVERTON 2 161 768980 G22-100-TAP 161 1 | 300117 5SEDALA 161 764355 G20-072-TAP 161 1 | 0.64773 | Yes
GEN-2024-054 | 03 CENTRAL | G03 29SP | 345072 5MCBAINE 161 345411 5OVERTON 2 161 1 | 300499 5HINTON 161 300953 5HARRSBRG 161 1 | 0.07951 | Yes
GEN-2024-054 | 03 CENTRAL | G03 29SP | 345072 5MCBAINE 161 345411 5OVERTON 2 161 1 | 300499 5HINTON 161 343001 5BOLSTAD 161 1 | 0.07951 | Yes
GEN-2024-054 | 03 CENTRAL | G03 29SP | 345072 5MCBAINE 161 345411 5OVERTON 2 161 1 | 300500 5HUNTSDLB1 161 301729 5HUNTSDLB2 161 Z1 | 0.08853 | Yes
GEN-2024-054 | 03 CENTRAL | G03 29SP | 344233 5CALIF UE 1 161 345411 5OVERTON 2 161 1 | 300500 5HUNTSDLB1 161 301729 5HUNTSDLB2 161 Z1 | 0.07305 | Yes
GEN-2024-054 | 03 CENTRAL | G03 29SP | 345409 5OVERTON 1 161 345411 5OVERTON 2 161 Z | 300500 5HUNTSDLB1 161 301729 5HUNTSDLB2 161 Z1 | 0.24489 | Yes
GEN-2024-054 | 03 CENTRAL | G03 29SP | 344233 5CALIF UE 1 161 344234 5CALIF UE 2 161 Z | 300500 5HUNTSDLB1 161 301729 5HUNTSDLB2 161 Z1 | 0.07304 | Yes
GEN-2024-054 | 03 CENTRAL | G03 29SP | 345072 5MCBAINE 161 345411 5OVERTON 2 161 1 | 300519 5MLRSBGB1 161 301498 5MLRSBGB2 161 Z1 | 0.06722 | Yes
GEN-2024-054 | 03 CENTRAL | G03 29SP | 345408 7OVERTON 345 345409 5OVERTON 1 161 1 | 300519 5MLRSBGB1 161 301498 5MLRSBGB2 161 Z1 | 0.2068 | Yes
GEN-2024-054 | 03 CENTRAL | G03 29SP | 345408 7OVERTON 345 345411 5OVERTON 2 161 1 | 300519 5MLRSBGB1 161 301498 5MLRSBGB2 161 Z1 | 0.20294 | Yes
GEN-2024-054 | 03 CENTRAL | G03 29SP | 344040 5LOYMART 1 161 344677 5GUTHRIE 1 161 1 | 300519 5MLRSBGB1 161 301498 5MLRSBGB2 161 Z1 | 0.05216 | Yes
GEN-2024-054 | 03 CENTRAL | G03 29SP | 344041 5LOYMART 2 161 345072 5MCBAINE 161 1 | 300519 5MLRSBGB1 161 301498 5MLRSBGB2 161 Z1 | 0.05216 | Yes
GEN-2024-054 | 03 CENTRAL | G03 29SP | 344677 5GUTHRIE 1 161 344678 5GUTHRIE 2 161 Z | 300519 5MLRSBGB1 161 301498 5MLRSBGB2 161 Z1 | 0.05067 | Yes
GEN-2024-054 | 03 CENTRAL | G03 29SP | 344040 5LOYMART 1 161 344041 5LOYMART 2 161 Z | 300519 5MLRSBGB1 161 301498 5MLRSBGB2 161 Z1 | 0.05216 | Yes
GEN-2024-054 | 03 CENTRAL | G03 29SP | 301810 7CLINTN 345 345419 7CLINTON 345 1 | 300739 7BLACKBERRY 345 785580 G24-287-TAP 345 1 | 0.06225 | Yes
GEN-2024-054 | 03 CENTRAL | G03 29SP | 301810 7CLINTN 345 345419 7CLINTON 345 2 | 300739 7BLACKBERRY 345 785580 G24-287-TAP 345 1 | 0.06225 | Yes
GEN-2024-054 | 03 CENTRAL | G03 29SP | 345419 7CLINTON 345 542968 STILWEL7 345 2 | 300739 7BLACKBERRY 345 785580 G24-287-TAP 345 1 | 0.08635 | Yes
GEN-2024-054 | 03 CENTRAL | G03 29SP | 345419 7CLINTON 345 542968 STILWEL7 345 1 | 300739 7BLACKBERRY 345 785580 G24-287-TAP 345 1 | 0.08635 | Yes
GEN-2024-054 | 03 CENTRAL | G03 29SP | 345072 5MCBAINE 161 345411 5OVERTON 2 161 1 | 301729 5HUNTSDLB2 161 343004 5PERCHE 161 1 | 0.08853 | Yes
GEN-2024-054 | 03 CENTRAL | G03 29SP | 344233 5CALIF UE 1 161 345411 5OVERTON 2 161 1 | 301729 5HUNTSDLB2 161 343004 5PERCHE 161 1 | 0.07305 | Yes
GEN-2024-054 | 03 CENTRAL | G03 29SP | 345409 5OVERTON 1 161 345411 5OVERTON 2 161 Z | 301729 5HUNTSDLB2 161 343004 5PERCHE 161 1 | 0.24489 | Yes
GEN-2024-054 | 03 CENTRAL | G03 29SP | 345418 7BARNET 345 345419 7CLINTON 345 1 | 301809 7BARNET 345 301810 7CLINTN 345 1 | 0.07348 | Yes
GEN-2024-054 | 03 CENTRAL | G03 29SP | 301809 7BARNET 345 345418 7BARNET 345 2 | 301809 7BARNET 345 345418 7BARNET 345 1 | 0.08117 | Yes
GEN-2024-054 | 03 CENTRAL | G03 29SP | 301809 7BARNET 345 345418 7BARNET 345 1 | 301809 7BARNET 345 345418 7BARNET 345 2 | 0.08117 | Yes
GEN-2024-054 | 03 CENTRAL | G03 29SP | 301810 7CLINTN 345 345419 7CLINTON 345 2 | 301810 7CLINTN 345 345419 7CLINTON 345 1 | 0.12348 | Yes
GEN-2024-054 | 03 CENTRAL | G03 29SP | 301810 7CLINTN 345 345419 7CLINTON 345 1 | 301810 7CLINTN 345 345419 7CLINTON 345 2 | 0.12348 | Yes
GEN-2024-054 | 03 CENTRAL | G03 29SP | 345072 5MCBAINE 161 345411 5OVERTON 2 161 1 | 344040 5LOYMART 1 161 344677 5GUTHRIE 1 161 1 | 0.05548 | Yes
GEN-2024-054 | 03 CENTRAL | G03 29SP | 345072 5MCBAINE 161 345411 5OVERTON 2 161 1 | 344327 7LOOSECRK 345 345238 7MARIOSA 345 1 | 0.0764 | Yes
GEN-2024-054 | 03 CENTRAL | G03 29SP | 345408 7OVERTON 345 345409 5OVERTON 1 161 1 | 344327 7LOOSECRK 345 345238 7MARIOSA 345 1 | 0.20282 | Yes
GEN-2024-054 | 03 CENTRAL | G03 29SP | 345408 7OVERTON 345 345411 5OVERTON 2 161 1 | 344327 7LOOSECRK 345 345238 7MARIOSA 345 1 | 0.19906 | Yes
GEN-2024-054 | 03 CENTRAL | G03 29SP | 344233 5CALIF UE 1 161 345411 5OVERTON 2 161 1 | 344327 7LOOSECRK 345 345238 7MARIOSA 345 1 | 0.06882 | Yes
GEN-2024-054 | 03 CENTRAL | G03 29SP | 301809 7BARNET 345 344327 7LOOSECRK 345 1 | 344327 7LOOSECRK 345 345238 7MARIOSA 345 1 | 0.07232 | Yes
GEN-2024-054 | 03 CENTRAL | G03 29SP | 344233 5CALIF UE 1 161 344234 5CALIF UE 2 161 Z | 344327 7LOOSECRK 345 345238 7MARIOSA 345 1 | 0.06881 | Yes
GEN-2024-054 | 03 CENTRAL | G03 29SP | 345409 5OVERTON 1 161 345411 5OVERTON 2 161 Z | 344327 7LOOSECRK 345 345238 7MARIOSA 345 1 | 0.26181 | Yes
GEN-2024-054 | 03 CENTRAL | G03 29SP | 345435 7MAYWOOD 345 345992 7SPENCER 345 1 | 344536 7ENON_TP 345 345217 7ROOTBEER 345 1 | 0.08456 | Yes
GEN-2024-054 | 03 CENTRAL | G03 29SP | 345230 7MONTGMRY 345 345992 7SPENCER 345 1 | 344536 7ENON_TP 345 345217 7ROOTBEER 345 1 | 0.08456 | Yes
GEN-2024-054 | 03 CENTRAL | G03 29SP | 345747 7SIOUX 345 348151 7ROXFORD 345 1 | 344884 7LABADIE1 345 344894 1LAB G1 20.0 1 | 0.05171 | Yes
GEN-2024-054 | 03 CENTRAL | G03 29SP | 345747 7SIOUX 345 348151 7ROXFORD 345 1 | 344886 7LABADIE3 345 344896 1LAB G3 20.0 1 | 0.05171 | Yes
GEN-2024-054 | 03 CENTRAL | G03 29SP | 345747 7SIOUX 345 348151 7ROXFORD 345 1 | 344887 7LABADIE4 345 344897 1LAB G4 20.0 1 | 0.05171 | Yes
GEN-2024-054 | 03 CENTRAL | G03 29SP | 345072 5MCBAINE 161 345411 5OVERTON 2 161 1 | 345027 5MARIOSA 161 345239 5MOREAU 1 161 1 | 0.07535 | Yes
GEN-2024-054 | 03 CENTRAL | G03 29SP | 344233 5CALIF UE 1 161 345411 5OVERTON 2 161 1 | 345072 5MCBAINE 161 345411 5OVERTON 2 161 1 | 0.08223 | Yes
GEN-2024-054 | 03 CENTRAL | G03 29SP | 344233 5CALIF UE 1 161 344234 5CALIF UE 2 161 Z | 345072 5MCBAINE 161 345411 5OVERTON 2 161 1 | 0.08222 | Yes
GEN-2024-054 | 03 CENTRAL | G03 29SP | 345408 7OVERTON 345 345409 5OVERTON 1 161 1 | 345408 7OVERTON 345 345411 5OVERTON 2 161 1 | 0.32564 | Yes
GEN-2024-054 | 03 CENTRAL | G03 29SP | 345409 5OVERTON 1 161 345411 5OVERTON 2 161 Z | 345408 7OVERTON 345 345411 5OVERTON 2 161 1 | 0.40135 | Yes
GEN-2024-054 | 03 CENTRAL | G03 29SP | 301810 7CLINTN 345 345419 7CLINTON 345 2 | 345418 7BARNET 345 345419 7CLINTON 345 1 | 0.07843 | Yes
GEN-2024-054 | 03 CENTRAL | G03 29SP | 301810 7CLINTN 345 345419 7CLINTON 345 1 | 345418 7BARNET 345 345419 7CLINTON 345 1 | 0.07843 | Yes
GEN-2024-054 | 03 CENTRAL | G03 29SP | 345419 7CLINTON 345 542968 STILWEL7 345 2 | 345419 7CLINTON 345 542968 STILWEL7 345 1 | 0.12627 | Yes
GEN-2024-054 | 03 CENTRAL | G03 29SP | 345419 7CLINTON 345 542968 STILWEL7 345 1 | 345419 7CLINTON 345 542968 STILWEL7 345 2 | 0.12627 | Yes
GEN-2024-054 | 03 CENTRAL | G03 29SP | 631143 OTTUMWA3 345 635730 MONTEZUMA 3 345 1 | 345445 7SKNKRVR 345 636645 SUB T HSK 3 345 1 | 0.065 | Yes
GEN-2024-054 | 03 CENTRAL | G03 29SP | 345747 7SIOUX 345 348151 7ROXFORD 345 1 | 345755 4SIOUX 1 138 345756 1SIOUX 1 18.0 1 | 0.05171 | Yes
GEN-2024-054 | 03 CENTRAL | G03 29SP | 345230 7MONTGMRY 345 345992 7SPENCER 345 1 | 345958 7HUCK FINN 345 345992 7SPENCER 345 1 | 0.0799 | Yes
GEN-2024-054 | 03 CENTRAL | G03 29SP | 345230 7MONTGMRY 345 345992 7SPENCER 345 1 | 345968 7J1026 SUB 345 345992 7SPENCER 345 Z | 0.0799 | Yes
GEN-2024-054 | 03 CENTRAL | G03 29SP | 344233 5CALIF UE 1 161 344234 5CALIF UE 2 161 Z | 346027 1CALIF 34.5 344233 5CALIF UE 1 161 1 | 0.07153 | Yes
GEN-2024-054 | 03 CENTRAL | G03 29SP | 301810 7CLINTN 345 345419 7CLINTON 345 1 | 532793 NEOSHO 7 345 779250 G24-076-TAP 345 1 | 0.06106 | Yes
GEN-2024-054 | 03 CENTRAL | G03 29SP | 301810 7CLINTN 345 345419 7CLINTON 345 2 | 532793 NEOSHO 7 345 779250 G24-076-TAP 345 1 | 0.06106 | Yes
GEN-2024-054 | 03 CENTRAL | G03 29SP | 345419 7CLINTON 345 542968 STILWEL7 345 1 | 532793 NEOSHO 7 345 779250 G24-076-TAP 345 1 | 0.0846 | Yes
GEN-2024-054 | 03 CENTRAL | G03 29SP | 345419 7CLINTON 345 542968 STILWEL7 345 2 | 532793 NEOSHO 7 345 779250 G24-076-TAP 345 1 | 0.0846 | Yes
GEN-2024-054 | 03 CENTRAL | G03 29SP | 301810 7CLINTN 345 345419 7CLINTON 345 1 | 541198 PECULR 7 345 541200 PHILL 7 345 1 | 0.0628 | Yes
GEN-2024-054 | 03 CENTRAL | G03 29SP | 301810 7CLINTN 345 345419 7CLINTON 345 2 | 541198 PECULR 7 345 541200 PHILL 7 345 1 | 0.0628 | Yes
GEN-2024-054 | 03 CENTRAL | G03 29SP | 345419 7CLINTON 345 542968 STILWEL7 345 1 | 541198 PECULR 7 345 541200 PHILL 7 345 1 | 0.08712 | Yes
GEN-2024-054 | 03 CENTRAL | G03 29SP | 345419 7CLINTON 345 542968 STILWEL7 345 2 | 541198 PECULR 7 345 541200 PHILL 7 345 1 | 0.08712 | Yes
GEN-2024-054 | 03 CENTRAL | G03 29SP | 345408 7OVERTON 345 345418 7BARNET 345 1 | 541198 PECULR 7 345 541200 PHILL 7 345 1 | 0.13042 | Yes
GEN-2024-054 | 03 CENTRAL | G03 29SP | 301810 7CLINTN 345 345419 7CLINTON 345 1 | 541198 PECULR 7 345 542968 STILWEL7 345 1 | 0.06328 | Yes
GEN-2024-054 | 03 CENTRAL | G03 29SP | 301810 7CLINTN 345 345419 7CLINTON 345 2 | 541198 PECULR 7 345 542968 STILWEL7 345 1 | 0.06328 | Yes
GEN-2024-054 | 03 CENTRAL | G03 29SP | 345419 7CLINTON 345 542968 STILWEL7 345 2 | 541198 PECULR 7 345 542968 STILWEL7 345 1 | 0.08766 | Yes
GEN-2024-054 | 03 CENTRAL | G03 29SP | 345419 7CLINTON 345 542968 STILWEL7 345 1 | 541198 PECULR 7 345 542968 STILWEL7 345 1 | 0.08766 | Yes
GEN-2024-054 | 03 CENTRAL | G03 29SP | 345408 7OVERTON 345 345418 7BARNET 345 1 | 541198 PECULR 7 345 542968 STILWEL7 345 1 | 0.13053 | Yes
GEN-2024-054 | 03 CENTRAL | G03 29SP | 345419 7CLINTON 345 542968 STILWEL7 345 2 | 541200 PHILL 7 345 541201 SIBLEY 7 345 1 | 0.08629 | Yes
GEN-2024-054 | 03 CENTRAL | G03 29SP | 345419 7CLINTON 345 542968 STILWEL7 345 1 | 541200 PHILL 7 345 541201 SIBLEY 7 345 1 | 0.08629 | Yes
GEN-2024-054 | 03 CENTRAL | G03 29SP | 345408 7OVERTON 345 541201 SIBLEY 7 345 1 | 541200 PHILL 7 345 541201 SIBLEY 7 345 1 | 0.14621 | Yes
GEN-2024-054 | 03 CENTRAL | G03 29SP | 345408 7OVERTON 345 345418 7BARNET 345 1 | 541200 PHILL 7 345 541201 SIBLEY 7 345 1 | 0.12986 | Yes
GEN-2024-054 | 03 CENTRAL | G03 29SP | 345411 5OVERTON 2 161 768980 G22-100-TAP 161 1 | 541241 SEDEAST5 161 768980 G22-100-TAP 161 1 | 1 | Yes
GEN-2024-054 | 03 CENTRAL | G03 29SP | 344233 5CALIF UE 1 161 345411 5OVERTON 2 161 1 | 541241 SEDEAST5 161 768980 G22-100-TAP 161 1 | 0.12675 | Yes
GEN-2024-054 | 03 CENTRAL | G03 29SP | 344233 5CALIF UE 1 161 344234 5CALIF UE 2 161 Z | 541241 SEDEAST5 161 768980 G22-100-TAP 161 1 | 0.12673 | Yes
GEN-2024-054 | 03 CENTRAL | G03 29SP | 301809 7BARNET 345 344327 7LOOSECRK 345 1 | 542955 LAC G1 1 22.0 542981 LACYGNE7 345 1 | 0.06125 | Yes
GEN-2024-054 | 03 CENTRAL | G03 29SP | 345408 7OVERTON 345 541201 SIBLEY 7 345 1 | 542957 IAT G1 1 24.0 542982 IATAN 7 345 1 | 0.14553 | Yes
GEN-2024-054 | 03 CENTRAL | G03 29SP | 300044 7MCCRED 345 345408 7OVERTON 345 1 | 542962 IAT G2 1 24.5 542982 IATAN 7 345 1 | 0.11933 | Yes
GEN-2024-054 | 03 CENTRAL | G03 29SP | 301809 7BARNET 345 344327 7LOOSECRK 345 1 | 542962 IAT G2 1 24.5 542982 IATAN 7 345 1 | 0.06117 | Yes
GEN-2024-054 | 03 CENTRAL | G03 29SP | 345408 7OVERTON 345 541201 SIBLEY 7 345 1 | 542962 IAT G2 1 24.5 542982 IATAN 7 345 1 | 0.14601 | Yes
GEN-2024-054 | 03 CENTRAL | G03 29SP | 301809 7BARNET 345 344327 7LOOSECRK 345 1 | 542968 STILWEL7 345 765571 G21-029-TAP 345 1 | 0.06358 | Yes
GEN-2024-054 | 03 CENTRAL | G03 29SP | 345411 5OVERTON 2 161 768980 G22-100-TAP 161 1 | 543062 SALSBRY5 161 543064 NORTON 5 161 1 | 0.62439 | Yes
GEN-2024-054 | 03 CENTRAL | G03 29SP | 345409 5OVERTON 1 161 345411 5OVERTON 2 161 Z | 543062 SALSBRY5 161 543064 NORTON 5 161 1 | 0.2732 | Yes
GEN-2024-054 | 03 CENTRAL | G03 29SP | 345435 7MAYWOOD 345 345992 7SPENCER 345 1 | 629074 ARNOLD1G 22.0 631088 ARNOLD 5 161 1 | 0.0799 | Yes
GEN-2024-054 | 03 CENTRAL | G03 29SP | 345230 7MONTGMRY 345 345992 7SPENCER 345 1 | 629074 ARNOLD1G 22.0 631088 ARNOLD 5 161 1 | 0.0799 | Yes
GEN-2024-054 | 03 CENTRAL | G03 29SP | 345435 7MAYWOOD 345 345992 7SPENCER 345 1 | 629075 OTTUMW1G 24.0 631115 OTTUMWA5 161 1 | 0.0799 | Yes
GEN-2024-054 | 03 CENTRAL | G03 29SP | 345230 7MONTGMRY 345 345992 7SPENCER 345 1 | 629075 OTTUMW1G 24.0 631115 OTTUMWA5 161 1 | 0.0799 | Yes
GEN-2024-054 | 03 CENTRAL | G03 29SP | 631143 OTTUMWA3 345 635730 MONTEZUMA 3 345 1 | 636398 HILLSSUBTRX3 345 636400 HILLS 3 345 Z | 0.05431 | Yes
GEN-2024-054 | 03 CENTRAL | G03 29SP | 635000 CBLUFFS3 345 645456 S3456 3 345 1 | 640139 COOPER 3 345 778170 G24-040-TAP 345 1 | 0.05078 | Yes
GEN-2024-054 | 03 CENTRAL | G03 29SP | 635000 CBLUFFS3 345 645456 S3456 3 345 1 | 645458 S3458 3 345 778170 G24-040-TAP 345 1 | 0.05078 | Yes
GEN-2024-054 | 03 CENTRAL | G03 29SP | 345411 5OVERTON 2 161 768980 G22-100-TAP 161 1 | 764345 GEN-2020-072 161 764355 G20-072-TAP 161 1 | 0.60665 | Yes
GEN-2024-054 | 03 CENTRAL | G03 29SP | 301810 7CLINTN 345 345419 7CLINTON 345 1 | 765200 G20-090-TAP 345 785580 G24-287-TAP 345 1 | 0.06225 | Yes
GEN-2024-054 | 03 CENTRAL | G03 29SP | 301810 7CLINTN 345 345419 7CLINTON 345 2 | 765200 G20-090-TAP 345 785580 G24-287-TAP 345 1 | 0.06225 | Yes
GEN-2024-054 | 03 CENTRAL | G03 29SP | 345419 7CLINTON 345 542968 STILWEL7 345 1 | 765200 G20-090-TAP 345 785580 G24-287-TAP 345 1 | 0.08635 | Yes
GEN-2024-054 | 03 CENTRAL | G03 29SP | 345419 7CLINTON 345 542968 STILWEL7 345 2 | 765200 G20-090-TAP 345 785580 G24-287-TAP 345 1 | 0.08635 | Yes
GEN-2024-054 | 03 CENTRAL | G03 29SP | 301810 7CLINTN 345 345419 7CLINTON 345 1 | 767240 G22-013-TAP 345 779250 G24-076-TAP 345 1 | 0.06106 | Yes
GEN-2024-054 | 03 CENTRAL | G03 29SP | 301810 7CLINTN 345 345419 7CLINTON 345 2 | 767240 G22-013-TAP 345 779250 G24-076-TAP 345 1 | 0.06106 | Yes
GEN-2024-054 | 03 CENTRAL | G03 29SP | 345419 7CLINTON 345 542968 STILWEL7 345 1 | 767240 G22-013-TAP 345 779250 G24-076-TAP 345 1 | 0.0846 | Yes
GEN-2024-054 | 03 CENTRAL | G03 29SP | 345419 7CLINTON 345 542968 STILWEL7 345 2 | 767240 G22-013-TAP 345 779250 G24-076-TAP 345 1 | 0.0846 | Yes
GEN-2024-054 | 03 CENTRAL | G03 29SP | 345411 5OVERTON 2 161 768980 G22-100-TAP 161 1 | 768980 G22-100-TAP 161 768981 GEN-2022-100 161 1 | 0.60665 | Yes
GEN-2024-054 | 03 CENTRAL | G03 29SP | 345409 5OVERTON 1 161 345411 5OVERTON 2 161 Z | 768980 G22-100-TAP 161 768981 GEN-2022-100 161 1 | 0.25798 | Yes
GEN-2024-054 | 03 CENTRAL | G03 29SP | 345411 5OVERTON 2 161 768980 G22-100-TAP 161 1 | 768981 GEN-2022-100 161 768982 G22-100XFMR1 34.5 1 | 0.60665 | Yes
GEN-2024-054 | 03 CENTRAL | G03 29SP | 345409 5OVERTON 1 161 345411 5OVERTON 2 161 Z | 768981 GEN-2022-100 161 768982 G22-100XFMR1 34.5 1 | 0.25798 | Yes
GEN-2024-054 | 03 CENTRAL | G03 29SP | 345435 7MAYWOOD 345 345992 7SPENCER 345 1 | Base Case | 0.0799 | Yes
GEN-2024-054 | 03 CENTRAL | G03 29SP | 345230 7MONTGMRY 345 345992 7SPENCER 345 1 | Base Case | 0.0799 | Yes
GEN-2024-054 | 03 CENTRAL | G03 29SP | 345072 5MCBAINE 161 345411 5OVERTON 2 161 1 | Base Case | 0.08161 | Yes
GEN-2024-054 | 03 CENTRAL | G03 29SP | 635680 BONDURANT3 345 635730 MONTEZUMA 3 345 1 | Base Case | 0.05437 | Yes
GEN-2024-054 | 03 CENTRAL | G03 29SP | 345408 7OVERTON 345 345409 5OVERTON 1 161 1 | Base Case | 0.19922 | Yes
GEN-2024-054 | 03 CENTRAL | G03 29SP | 345408 7OVERTON 345 345411 5OVERTON 2 161 1 | Base Case | 0.19553 | Yes
GEN-2024-054 | 03 CENTRAL | G03 29SP | 300044 7MCCRED 345 345408 7OVERTON 345 1 | Base Case | 0.11815 | Yes
GEN-2024-054 | 03 CENTRAL | G03 29SP | 344233 5CALIF UE 1 161 345411 5OVERTON 2 161 1 | Base Case | 0.07153 | Yes
GEN-2024-054 | 03 CENTRAL | G03 29SP | 300041 7FRANKS 345 344327 7LOOSECRK 345 1 | Base Case | 0.0581 | Yes
GEN-2024-054 | 03 CENTRAL | G03 29SP | 301810 7CLINTN 345 345419 7CLINTON 345 1 | Base Case | 0.06183 | Yes
GEN-2024-054 | 03 CENTRAL | G03 29SP | 301810 7CLINTN 345 345419 7CLINTON 345 2 | Base Case | 0.06183 | Yes
GEN-2024-054 | 03 CENTRAL | G03 29SP | 345419 7CLINTON 345 542968 STILWEL7 345 2 | Base Case | 0.08575 | Yes
GEN-2024-054 | 03 CENTRAL | G03 29SP | 345419 7CLINTON 345 542968 STILWEL7 345 1 | Base Case | 0.08575 | Yes
GEN-2024-054 | 03 CENTRAL | G03 29SP | 300044 7MCCRED 345 345230 7MONTGMRY 345 1 | Base Case | 0.1421 | Yes
GEN-2024-054 | 03 CENTRAL | G03 29SP | 344233 5CALIF UE 1 161 344234 5CALIF UE 2 161 Z | Base Case | 0.07152 | Yes
GEN-2024-054 | 03 CENTRAL | G03 29SP | 301809 7BARNET 345 344327 7LOOSECRK 345 1 | Base Case | 0.05989 | Yes
GEN-2024-054 | 03 CENTRAL | G03 29SP | 345747 7SIOUX 345 348151 7ROXFORD 345 1 | Base Case | 0.05171 | Yes
GEN-2024-054 | 03 CENTRAL | G03 29SP | 345411 5OVERTON 2 161 768980 G22-100-TAP 161 1 | Base Case | 0.60665 | Yes
GEN-2024-054 | 03 CENTRAL | G03 29SP | 345408 7OVERTON 345 345418 7BARNET 345 1 | Base Case | 0.12915 | Yes
GEN-2024-054 | 03 CENTRAL | G03 29SP | 345409 5OVERTON 1 161 345411 5OVERTON 2 161 Z | Base Case | 0.25798 | Yes
GEN-2024-054 | 03 CENTRAL | G03 29SP | 345408 7OVERTON 345 541201 SIBLEY 7 345 1 | Base Case | 0.14746 | Yes
GEN-2024-054 | 03 CENTRAL | G03 29SP | 345408 7OVERTON 345 345409 5OVERTON 1 161 1 | GEN-2022-100_POI_768980_Generator_outage | 0.19922 | Yes
GEN-2024-054 | 03 CENTRAL | G03 29SP | 345408 7OVERTON 345 345411 5OVERTON 2 161 1 | GEN-2022-100_POI_768980_Generator_outage | 0.19553 | Yes
GEN-2024-054 | 03 CENTRAL | G03 29SP | 345411 5OVERTON 2 161 768980 G22-100-TAP 161 1 | GEN-2022-100_POI_768980_Generator_outage | 0.60665 | Yes
GEN-2024-054 | 03 CENTRAL | G03 29SP | 345409 5OVERTON 1 161 345411 5OVERTON 2 161 Z | GEN-2022-100_POI_768980_Generator_outage | 0.25798 | Yes
GEN-2024-054 | 03 CENTRAL | G03 29SP | 345408 7OVERTON 345 345418 7BARNET 345 1 | GEN300002 1 | 0.12915 | Yes
GEN-2024-054 | 03 CENTRAL | G03 29SP | 345408 7OVERTON 345 345418 7BARNET 345 1 | GEN300002 1_Dup1 | 0.12915 | Yes
GEN-2024-054 | 03 CENTRAL | G03 29SP | 300044 7MCCRED 345 345230 7MONTGMRY 345 1 | GEN300003 1 | 0.1421 | Yes
GEN-2024-054 | 03 CENTRAL | G03 29SP | 345408 7OVERTON 345 345409 5OVERTON 1 161 1 | GEN300003 1 | 0.19922 | Yes
GEN-2024-054 | 03 CENTRAL | G03 29SP | 345408 7OVERTON 345 345411 5OVERTON 2 161 1 | GEN300003 1 | 0.19553 | Yes
GEN-2024-054 | 03 CENTRAL | G03 29SP | 345747 7SIOUX 345 348151 7ROXFORD 345 1 | GEN300003 1 | 0.05171 | Yes
GEN-2024-054 | 03 CENTRAL | G03 29SP | 345419 7CLINTON 345 542968 STILWEL7 345 1 | GEN300003 1 | 0.08575 | Yes
GEN-2024-054 | 03 CENTRAL | G03 29SP | 345408 7OVERTON 345 345418 7BARNET 345 1 | GEN300003 1 | 0.12915 | Yes
GEN-2024-054 | 03 CENTRAL | G03 29SP | 300044 7MCCRED 345 345230 7MONTGMRY 345 1 | GEN300003 1_Dup1 | 0.1421 | Yes
GEN-2024-054 | 03 CENTRAL | G03 29SP | 345408 7OVERTON 345 345409 5OVERTON 1 161 1 | GEN300003 1_Dup1 | 0.19922 | Yes
GEN-2024-054 | 03 CENTRAL | G03 29SP | 345408 7OVERTON 345 345411 5OVERTON 2 161 1 | GEN300003 1_Dup1 | 0.19553 | Yes
GEN-2024-054 | 03 CENTRAL | G03 29SP | 345747 7SIOUX 345 348151 7ROXFORD 345 1 | GEN300003 1_Dup1 | 0.05171 | Yes
GEN-2024-054 | 03 CENTRAL | G03 29SP | 345419 7CLINTON 345 542968 STILWEL7 345 2 | GEN300003 1_Dup1 | 0.08575 | Yes
GEN-2024-054 | 03 CENTRAL | G03 29SP | 345408 7OVERTON 345 345418 7BARNET 345 1 | GEN300003 1_Dup1 | 0.12915 | Yes
GEN-2024-054 | 03 CENTRAL | G03 29SP | 300044 7MCCRED 345 345408 7OVERTON 345 1 | GEN532751 1 | 0.11815 | Yes
GEN-2024-054 | 03 CENTRAL | G03 29SP | 300044 7MCCRED 345 345230 7MONTGMRY 345 1 | GEN532751 1 | 0.1421 | Yes
GEN-2024-054 | 03 CENTRAL | G03 29SP | 301809 7BARNET 345 344327 7LOOSECRK 345 1 | GEN532751 1 | 0.05989 | Yes
GEN-2024-054 | 03 CENTRAL | G03 29SP | 345411 5OVERTON 2 161 768980 G22-100-TAP 161 1 | GEN532751 1 | 0.60665 | Yes
GEN-2024-054 | 03 CENTRAL | G03 29SP | 345408 7OVERTON 345 541201 SIBLEY 7 345 1 | GEN532751 1 | 0.14746 | Yes
GEN-2024-054 | 03 CENTRAL | G03 29SP | 300044 7MCCRED 345 345408 7OVERTON 345 1 | GEN532751 1_Dup1 | 0.11815 | Yes
GEN-2024-054 | 03 CENTRAL | G03 29SP | 300044 7MCCRED 345 345230 7MONTGMRY 345 1 | GEN532751 1_Dup1 | 0.1421 | Yes
GEN-2024-054 | 03 CENTRAL | G03 29SP | 301809 7BARNET 345 344327 7LOOSECRK 345 1 | GEN532751 1_Dup1 | 0.05989 | Yes
GEN-2024-054 | 03 CENTRAL | G03 29SP | 345411 5OVERTON 2 161 768980 G22-100-TAP 161 1 | GEN532751 1_Dup1 | 0.60665 | Yes
GEN-2024-054 | 03 CENTRAL | G03 29SP | 345408 7OVERTON 345 541201 SIBLEY 7 345 1 | GEN532751 1_Dup1 | 0.14746 | Yes
GEN-2024-054 | 03 CENTRAL | G03 29SP | 301809 7BARNET 345 344327 7LOOSECRK 345 1 | GEN542955 1 | 0.05989 | Yes
GEN-2024-054 | 03 CENTRAL | G03 29SP | 301809 7BARNET 345 344327 7LOOSECRK 345 1 | GEN542955 1_Dup1 | 0.05989 | Yes
GEN-2024-054 | 03 CENTRAL | G03 29SP | 345408 7OVERTON 345 541201 SIBLEY 7 345 1 | GEN542957 1 | 0.14746 | Yes
GEN-2024-054 | 03 CENTRAL | G03 29SP | 345408 7OVERTON 345 541201 SIBLEY 7 345 1 | GEN542957 1_Dup1 | 0.14746 | Yes
GEN-2024-054 | 03 CENTRAL | G03 29SP | 300044 7MCCRED 345 345408 7OVERTON 345 1 | GEN542962 2 | 0.11815 | Yes
GEN-2024-054 | 03 CENTRAL | G03 29SP | 301809 7BARNET 345 344327 7LOOSECRK 345 1 | GEN542962 2 | 0.05989 | Yes
GEN-2024-054 | 03 CENTRAL | G03 29SP | 345408 7OVERTON 345 541201 SIBLEY 7 345 1 | GEN542962 2 | 0.14746 | Yes
GEN-2024-054 | 03 CENTRAL | G03 29SP | 345411 5OVERTON 2 161 768980 G22-100-TAP 161 1 | GEN542962 2 | 0.60665 | Yes
GEN-2024-054 | 03 CENTRAL | G03 29SP | 300044 7MCCRED 345 345408 7OVERTON 345 1 | GEN542962 2_Dup1 | 0.11815 | Yes
GEN-2024-054 | 03 CENTRAL | G03 29SP | 301809 7BARNET 345 344327 7LOOSECRK 345 1 | GEN542962 2_Dup1 | 0.05989 | Yes
GEN-2024-054 | 03 CENTRAL | G03 29SP | 345408 7OVERTON 345 541201 SIBLEY 7 345 1 | GEN542962 2_Dup1 | 0.14746 | Yes
GEN-2024-054 | 03 CENTRAL | G03 29SP | 345411 5OVERTON 2 161 768980 G22-100-TAP 161 1 | GEN542962 2_Dup1 | 0.60665 | Yes
GEN-2024-054 | 03 CENTRAL | G03 29SP | 635680 BONDURANT3 345 635730 MONTEZUMA 3 345 1 | GEN640009 1 | 0.05437 | Yes
GEN-2024-054 | 03 CENTRAL | G03 29SP | 345408 7OVERTON 345 541201 SIBLEY 7 345 1 | GEN640009 1 | 0.14746 | Yes
GEN-2024-054 | 03 CENTRAL | G03 29SP | 635680 BONDURANT3 345 635730 MONTEZUMA 3 345 1 | GEN640009 1_Dup1 | 0.05437 | Yes
GEN-2024-054 | 03 CENTRAL | G03 29SP | 345408 7OVERTON 345 541201 SIBLEY 7 345 1 | GEN640009 1_Dup1 | 0.14746 | Yes
GEN-2024-055 | 03 CENTRAL | G03 29SP | 345435 7MAYWOOD 345 345992 7SPENCER 345 1 | P11:26:XEL:SHERCO33G:3 | 0.05155 | Yes
GEN-2024-055 | 03 CENTRAL | G03 29SP | 345230 7MONTGMRY 345 345992 7SPENCER 345 1 | P11:26:XEL:SHERCO33G:3 | 0.05155 | Yes
GEN-2024-055 | 03 CENTRAL | G03 29SP | 345435 7MAYWOOD 345 345992 7SPENCER 345 1 | P11:345:MEC:LOUISA:1 | 0.05155 | Yes
GEN-2024-055 | 03 CENTRAL | G03 29SP | 345230 7MONTGMRY 345 345992 7SPENCER 345 1 | P11:345:MEC:LOUISA:1 | 0.05155 | Yes
GEN-2024-055 | 03 CENTRAL | G03 29SP | 345435 7MAYWOOD 345 345992 7SPENCER 345 1 | P12:161:AECI-AMMO:THHILL:ADR:1,CASC_R1:: | 0.05643 | Yes
GEN-2024-055 | 03 CENTRAL | G03 29SP | 345230 7MONTGMRY 345 345992 7SPENCER 345 1 | P12:161:AECI-AMMO:THHILL:ADR:1,CASC_R1:: | 0.05643 | Yes
GEN-2024-055 | 03 CENTRAL | G03 29SP | 345435 7MAYWOOD 345 345992 7SPENCER 345 1 | P12:161:AECI-AMMO:THHILL:ADR:1:: | 0.05643 | Yes
GEN-2024-055 | 03 CENTRAL | G03 29SP | 345230 7MONTGMRY 345 345992 7SPENCER 345 1 | P12:161:AECI-AMMO:THHILL:ADR:1:: | 0.05643 | Yes
GEN-2024-055 | 03 CENTRAL | G03 29SP | 345435 7MAYWOOD 345 345992 7SPENCER 345 1 | P12:161:AMMO-AECI::THOMASHILL:ADAIR:HV | 0.05643 | Yes
GEN-2024-055 | 03 CENTRAL | G03 29SP | 345230 7MONTGMRY 345 345992 7SPENCER 345 1 | P12:161:AMMO-AECI::THOMASHILL:ADAIR:HV | 0.05643 | Yes
GEN-2024-055 | 03 CENTRAL | G03 29SP | 345435 7MAYWOOD 345 345992 7SPENCER 345 1 | P12:161:AMMO-AECI::THOMASHILL:ADAIR1:HV: | 0.05643 | Yes
GEN-2024-055 | 03 CENTRAL | G03 29SP | 345230 7MONTGMRY 345 345992 7SPENCER 345 1 | P12:161:AMMO-AECI::THOMASHILL:ADAIR1:HV: | 0.05643 | Yes
GEN-2024-055 | 03 CENTRAL | G03 29SP | 345435 7MAYWOOD 345 345992 7SPENCER 345 1 | P12:345:AECI-AMMO:BLL:MONTGUE:1:: | 0.05349 | Yes
GEN-2024-055 | 03 CENTRAL | G03 29SP | 345230 7MONTGMRY 345 345992 7SPENCER 345 1 | P12:345:AECI-AMMO:BLL:MONTGUE:1:: | 0.05349 | Yes
GEN-2024-055 | 03 CENTRAL | G03 29SP | 344224 7CALAWY 1 345 344327 7LOOSECRK 345 1 | P12:345:AECI-AMMO:FRANKS:BLAND:1:: | 0.05599 | Yes
GEN-2024-055 | 03 CENTRAL | G03 29SP | 344224 7CALAWY 1 345 344327 7LOOSECRK 345 1 | P12:345:AMMO::BLAND:FRANKS:EHV | 0.05599 | Yes
GEN-2024-055 | 03 CENTRAL | G03 29SP | 344224 7CALAWY 1 345 344327 7LOOSECRK 345 1 | P12:345:AMMO::BLAND:FRANKS3:EHV: | 0.05599 | Yes
GEN-2024-055 | 03 CENTRAL | G03 29SP | 345435 7MAYWOOD 345 345992 7SPENCER 345 1 | P12:345:AMMO-AECI::BELLEAU:MONTGOMERY:HV | 0.05349 | Yes
GEN-2024-055 | 03 CENTRAL | G03 29SP | 345230 7MONTGMRY 345 345992 7SPENCER 345 1 | P12:345:AMMO-AECI::BELLEAU:MONTGOMERY:HV | 0.05349 | Yes
GEN-2024-055 | 03 CENTRAL | G03 29SP | 345435 7MAYWOOD 345 345992 7SPENCER 345 1 | P12:345:AMMO-AECI::BELLEAU:MONTGOMERY6:EHV: | 0.05349 | Yes
GEN-2024-055 | 03 CENTRAL | G03 29SP | 345230 7MONTGMRY 345 345992 7SPENCER 345 1 | P12:345:AMMO-AECI::BELLEAU:MONTGOMERY6:EHV: | 0.05349 | Yes
GEN-2024-055 | 03 CENTRAL | G03 29SP | 345435 7MAYWOOD 345 345992 7SPENCER 345 1 | P12:345:MEC:ORIENT:NORTHBORO:1 | 0.05286 | Yes
GEN-2024-055 | 03 CENTRAL | G03 29SP | 344224 7CALAWY 1 345 344327 7LOOSECRK 345 1 | P23:345:AECI:7FRANKS:985,CASC_R1::: | 0.05014 | Yes
GEN-2024-055 | 03 CENTRAL | G03 29SP | 344224 7CALAWY 1 345 344327 7LOOSECRK 345 1 | P23:345:AECI:7FRANKS:985::: | 0.05014 | Yes
GEN-2024-055 | 03 CENTRAL | G03 29SP | 344224 7CALAWY 1 345 344327 7LOOSECRK 345 1 | P23:345:AMMO:::16BLAND:EHV: | 0.05197 | Yes
GEN-2024-055 | 03 CENTRAL | G03 29SP | 345435 7MAYWOOD 345 345992 7SPENCER 345 1 | P23:345:MEC:ORIENT:902::EHV: | 0.05281 | Yes
GEN-2024-055 | 03 CENTRAL | G03 29SP | 345230 7MONTGMRY 345 345992 7SPENCER 345 1 | P23:345:MEC:ORIENT:902::EHV: | 0.05281 | Yes
GEN-2024-055 | 03 CENTRAL | G03 29SP | 345435 7MAYWOOD 345 345992 7SPENCER 345 1 | P23:345:MEC:SUB 93:954::EHV: | 0.05168 | Yes
GEN-2024-055 | 03 CENTRAL | G03 29SP | 345230 7MONTGMRY 345 345992 7SPENCER 345 1 | P23:345:MEC:SUB 93:954::EHV: | 0.05168 | Yes
GEN-2024-055 | 03 CENTRAL | G03 29SP | 345435 7MAYWOOD 345 345992 7SPENCER 345 1 | P55:345:MEC:CORDOVA | 0.05144 | Yes
GEN-2024-055 | 03 CENTRAL | G03 29SP | 345230 7MONTGMRY 345 345992 7SPENCER 345 1 | P55:345:MEC:CORDOVA | 0.05144 | Yes
GEN-2024-055 | 03 CENTRAL | G03 29SP | 345435 7MAYWOOD 345 345992 7SPENCER 345 1 | P55:345:MEC:NORTHBORO | 0.05286 | Yes
GEN-2024-055 | 03 CENTRAL | G03 29SP | 345435 7MAYWOOD 345 345992 7SPENCER 345 1 | P55:345:MEC:ORIENT | 0.05241 | Yes
GEN-2024-055 | 03 CENTRAL | G03 29SP | 345230 7MONTGMRY 345 345992 7SPENCER 345 1 | P55:345:MEC:ORIENT | 0.05241 | Yes
GEN-2024-055 | 03 CENTRAL | G03 29SP | 345435 7MAYWOOD 345 345992 7SPENCER 345 1 | P55:345:OPPD:S3458 3::FN13:EHV: | 0.058 | Yes
GEN-2024-055 | 03 CENTRAL | G03 29SP | 345230 7MONTGMRY 345 345992 7SPENCER 345 1 | P55:345:OPPD:S3458 3::FN13:EHV: | 0.05804 | Yes
GEN-2024-055 | 03 CENTRAL | G03 29SP | 345435 7MAYWOOD 345 345992 7SPENCER 345 1 | P55:345:XEL:PRI1 | 0.05155 | Yes
GEN-2024-055 | 03 CENTRAL | G03 29SP | 345230 7MONTGMRY 345 345992 7SPENCER 345 1 | P55:345:XEL:PRI1 | 0.05155 | Yes
GEN-2024-055 | 03 CENTRAL | G03 29SP | 345418 7BARNET 345 345419 7CLINTON 345 1 | 301809 7BARNET 345 301810 7CLINTN 345 1 | 0.05582 | Yes
GEN-2024-055 | 03 CENTRAL | G03 29SP | 301810 7CLINTN 345 345419 7CLINTON 345 2 | 301810 7CLINTN 345 345419 7CLINTON 345 1 | 0.08147 | Yes
GEN-2024-055 | 03 CENTRAL | G03 29SP | 301810 7CLINTN 345 345419 7CLINTON 345 1 | 301810 7CLINTN 345 345419 7CLINTON 345 2 | 0.08147 | Yes
GEN-2024-055 | 03 CENTRAL | G03 29SP | 345435 7MAYWOOD 345 345992 7SPENCER 345 1 | 344536 7ENON_TP 345 345217 7ROOTBEER 345 1 | 0.05336 | Yes
GEN-2024-055 | 03 CENTRAL | G03 29SP | 345230 7MONTGMRY 345 345992 7SPENCER 345 1 | 344536 7ENON_TP 345 345217 7ROOTBEER 345 1 | 0.05336 | Yes
GEN-2024-055 | 03 CENTRAL | G03 29SP | 345230 7MONTGMRY 345 345992 7SPENCER 345 1 | 345958 7HUCK FINN 345 345992 7SPENCER 345 1 | 0.05155 | Yes
GEN-2024-055 | 03 CENTRAL | G03 29SP | 345230 7MONTGMRY 345 345992 7SPENCER 345 1 | 345968 7J1026 SUB 345 345992 7SPENCER 345 Z | 0.05155 | Yes
GEN-2024-055 | 03 CENTRAL | G03 29SP | 345435 7MAYWOOD 345 345992 7SPENCER 345 1 | 629074 ARNOLD1G 22.0 631088 ARNOLD 5 161 1 | 0.05155 | Yes
GEN-2024-055 | 03 CENTRAL | G03 29SP | 345230 7MONTGMRY 345 345992 7SPENCER 345 1 | 629074 ARNOLD1G 22.0 631088 ARNOLD 5 161 1 | 0.05155 | Yes
GEN-2024-055 | 03 CENTRAL | G03 29SP | 345435 7MAYWOOD 345 345992 7SPENCER 345 1 | 629075 OTTUMW1G 24.0 631115 OTTUMWA5 161 1 | 0.05155 | Yes
GEN-2024-055 | 03 CENTRAL | G03 29SP | 345230 7MONTGMRY 345 345992 7SPENCER 345 1 | 629075 OTTUMW1G 24.0 631115 OTTUMWA5 161 1 | 0.05155 | Yes
GEN-2024-055 | 03 CENTRAL | G03 29SP | 345435 7MAYWOOD 345 345992 7SPENCER 345 1 | Base Case | 0.05155 | Yes
GEN-2024-055 | 03 CENTRAL | G03 29SP | 345230 7MONTGMRY 345 345992 7SPENCER 345 1 | Base Case | 0.05155 | Yes
GEN-2024-061 | 03 CENTRAL | G03 29SP | 337909 8ANO% 500 515305 FTSMITH8 500 1 | P11:345:WERE:WOLFU1-GEN:EHV: | 0.0501 | Yes
GEN-2024-061 | 03 CENTRAL | G03 29SP | 337909 8ANO% 500 515305 FTSMITH8 500 1 | P12:345:AEPW:R.S.S.-7:COGENT7::: | 0.0501 | Yes
GEN-2024-061 | 03 CENTRAL | G03 29SP | 337909 8ANO% 500 515305 FTSMITH8 500 1 | P12:345:SPS:JXX:1:SIDWNDER_GAINES___:EHV: | 0.0501 | Yes
GEN-2024-061 | 03 CENTRAL | G03 29SP | 337808 8MABELVALE% 500 337860 8WRIGHTSVLE% 500 1 | P12:500:EES:8SHERIDAN%:8WHT BLUFF%:1:EHV: | 0.05562 | Yes
GEN-2024-061 | 03 CENTRAL | G03 29SP | 337860 8WRIGHTSVLE% 500 337957 8KEO% 500 1 | P12:500:EES:8WHT BLUFF%:8KEO%:1:EHV: | 0.05534 | Yes
GEN-2024-061 | 03 CENTRAL | G03 29SP | 337808 8MABELVALE% 500 337860 8WRIGHTSVLE% 500 1 | P12:500:EES:8WHT BLUFF%:8KEO%:1:EHV: | 0.05381 | Yes
GEN-2024-061 | 03 CENTRAL | G03 29SP | 337651 8WHT BLUFF% 500 337957 8KEO% 500 1 | P12:500:EES:8WRIGHTSVLE%:8KEO%:1:EHV: | 0.0506 | Yes
GEN-2024-061 | 03 CENTRAL | G03 29SP | 337909 8ANO% 500 515305 FTSMITH8 500 1 | P23:345:AEPW:RIVERSIDE CB 3429A NBTB:::: | 0.05013 | Yes
GEN-2024-061 | 03 CENTRAL | G03 29SP | 337909 8ANO% 500 515305 FTSMITH8 500 1 | P23:345:WERE:WOLF-345-50:EHV: | 0.05167 | Yes
GEN-2024-061 | 03 CENTRAL | G03 29SP | 337808 8MABELVALE% 500 337860 8WRIGHTSVLE% 500 1 | P23:500:EES-EAI:SH_EHV:B5018::EHV: | 0.05413 | Yes
GEN-2024-061 | 03 CENTRAL | G03 29SP | 337909 8ANO% 500 515305 FTSMITH8 500 1 | P42:345:AEPW:RIVERSIDE CB 3429A NBTB+FAULT:::: | 0.05013 | Yes
GEN-2024-061 | 03 CENTRAL | G03 29SP | 337909 8ANO% 500 515305 FTSMITH8 500 1 | P51:25:WERE:WOLFCRK7:EHV: | 0.05296 | Yes
GEN-2024-061 | 03 CENTRAL | G03 29SP | 337909 8ANO% 500 515305 FTSMITH8 500 1 | Base Case | 0.0501 | Yes
GEN-2024-061 | 03 CENTRAL | G03 29SP | 337909 8ANO% 500 515305 FTSMITH8 500 1 | GEN515223 1 | 0.0501 | Yes
GEN-2024-061 | 03 CENTRAL | G03 29SP | 337909 8ANO% 500 515305 FTSMITH8 500 1 | GEN515223 1_Dup1 | 0.0501 | Yes
GEN-2024-061 | 03 CENTRAL | G03 29SP | 337909 8ANO% 500 515305 FTSMITH8 500 1 | GEN515225 1 | 0.0501 | Yes
GEN-2024-061 | 03 CENTRAL | G03 29SP | 337909 8ANO% 500 515305 FTSMITH8 500 1 | GEN515225 1_Dup1 | 0.0501 | Yes
GEN-2024-061 | 03 CENTRAL | G03 29SP | 337909 8ANO% 500 515305 FTSMITH8 500 1 | GEN515226 1 | 0.0501 | Yes
GEN-2024-061 | 03 CENTRAL | G03 29SP | 337909 8ANO% 500 515305 FTSMITH8 500 1 | GEN515226 1_Dup1 | 0.0501 | Yes
GEN-2024-061 | 03 CENTRAL | G03 29SP | 337909 8ANO% 500 515305 FTSMITH8 500 1 | GEN532751 1 | 0.0501 | Yes
GEN-2024-061 | 03 CENTRAL | G03 29SP | 337909 8ANO% 500 515305 FTSMITH8 500 1 | GEN532751 1_Dup1 | 0.0501 | Yes
GEN-2024-067 | 03 CENTRAL | G03 29SP | 635200 RAUN 3 345 652564 SIOUXCY3 345 1 | P12:345:MEC:OBRIEN:HIGHLAND:1REACTOR:EHV: | 0.0508 | Yes
GEN-2024-067 | 03 CENTRAL | G03 29SP | 635200 RAUN 3 345 652564 SIOUXCY3 345 1 | P23:345:MEC:HIGHLAND:902::EHV: | 0.0508 | Yes
GEN-2024-067 | 03 CENTRAL | G03 29SP | 635200 RAUN 3 345 652564 SIOUXCY3 345 1 | P23:345:MEC:HIGHLAND:903::EHV: | 0.0508 | Yes
GEN-2024-067 | 03 CENTRAL | G03 29SP | 635200 RAUN 3 345 652564 SIOUXCY3 345 1 | P23:345:MEC:HIGHLAND:908::EHV: | 0.0508 | Yes
GEN-2024-067 | 03 CENTRAL | G03 29SP | 635200 RAUN 3 345 652564 SIOUXCY3 345 1 | P23:345:MEC:OBRIEN:903::EHV: | 0.05156 | Yes
GEN-2024-067 | 03 CENTRAL | G03 29SP | 635200 RAUN 3 345 652564 SIOUXCY3 345 1 | P23:345:MEC:OBRIEN:906::EHV: | 0.05185 | Yes
GEN-2024-067 | 03 CENTRAL | G03 29SP | 635200 RAUN 3 345 652564 SIOUXCY3 345 1 | P55:345:MEC:HIGHLAND | 0.0508 | Yes
GEN-2024-067 | 03 CENTRAL | G03 29SP | 635200 RAUN 3 345 652564 SIOUXCY3 345 1 | 635368 OBRIEN 3 345 635400 HIGHLAND 3 345 1 | 0.0508 | Yes
GEN-2024-069 | 03 CENTRAL | G03 29SP | 300041 7FRANKS 345 344327 7LOOSECRK 345 1 | P12:345:AECI-AMMO:FRANKS:BLAND:1:: | 0.05979 | Yes
GEN-2024-069 | 03 CENTRAL | G03 29SP | 300041 7FRANKS 345 344327 7LOOSECRK 345 1 | P12:345:AMMO::BLAND:FRANKS:EHV | 0.05979 | Yes
GEN-2024-069 | 03 CENTRAL | G03 29SP | 300041 7FRANKS 345 344327 7LOOSECRK 345 1 | P12:345:AMMO::BLAND:FRANKS3:EHV: | 0.05979 | Yes
GEN-2024-069 | 03 CENTRAL | G03 29SP | 300041 7FRANKS 345 344154 7BLAND 345 1 | P12:345:AMMO::LOOSECREEK:FRANKS:EHV | 0.05812 | Yes
GEN-2024-069 | 03 CENTRAL | G03 29SP | 300041 7FRANKS 345 344154 7BLAND 345 1 | P12:345:AMMO::LOOSECREEK:FRANKS1:EHV: | 0.05812 | Yes
GEN-2024-069 | 03 CENTRAL | G03 29SP | 300041 7FRANKS 345 344154 7BLAND 345 1 | P23:345:AECI:7FRANKS:994::: | 0.06065 | Yes
GEN-2024-069 | 03 CENTRAL | G03 29SP | 300041 7FRANKS 345 344327 7LOOSECRK 345 1 | P23:345:AMMO:::16BLAND:EHV: | 0.05924 | Yes
GEN-2024-069 | 03 CENTRAL | G03 29SP | 300041 7FRANKS 345 344154 7BLAND 345 1 | P23:345:AMMO:::20LOOSECREEK:EHV: | 0.05867 | Yes
GEN-2024-069 | 03 CENTRAL | G03 29SP | 300041 7FRANKS 345 344327 7LOOSECRK 345 1 | P23:345:AMMO:::30BLAND:EHV: | 0.05302 | Yes
GEN-2024-069 | 03 CENTRAL | G03 29SP | 300041 7FRANKS 345 344327 7LOOSECRK 345 1 | P23:345:AMMO::BLAND:V23:EHV: | 0.05302 | Yes
GEN-2024-074 | 03 CENTRAL | G03 29SP | 345408 7OVERTON 345 541201 SIBLEY 7 345 1 | P11:022:NPPD:COOPER1G:1:983:: | 0.05799 | Yes
GEN-2024-074 | 03 CENTRAL | G03 29SP | 300044 7MCCRED 345 345230 7MONTGMRY 345 1 | P11:24:AECI:1THLG3:1::: | 0.05633 | Yes
GEN-2024-074 | 03 CENTRAL | G03 29SP | 345408 7OVERTON 345 541201 SIBLEY 7 345 1 | P11:345:AMMO::CALLAWAY:1 | 0.05799 | Yes
GEN-2024-074 | 03 CENTRAL | G03 29SP | 300044 7MCCRED 345 345230 7MONTGMRY 345 1 | P11:345:WERE:WOLFU1-GEN:EHV: | 0.05633 | Yes
GEN-2024-074 | 03 CENTRAL | G03 29SP | 301809 7BARNET 345 344327 7LOOSECRK 345 1 | P11:345:WERE:WOLFU1-GEN:EHV: | 0.05012 | Yes
GEN-2024-074 | 03 CENTRAL | G03 29SP | 345408 7OVERTON 345 541201 SIBLEY 7 345 1 | P11:345:WERE:WOLFU1-GEN:EHV: | 0.05799 | Yes
GEN-2024-074 | 03 CENTRAL | G03 29SP | 301809 7BARNET 345 344327 7LOOSECRK 345 1 | P12:161:AMMO::LOOSECREEK:MARIOSADELTA1:HV: | 0.05255 | Yes
GEN-2024-074 | 03 CENTRAL | G03 29SP | 345408 7OVERTON 345 541201 SIBLEY 7 345 1 | P12:25:EES:7CALAWY 1:1CAL G1:1:HV: | 0.05799 | Yes
GEN-2024-074 | 03 CENTRAL | G03 29SP | 300044 7MCCRED 345 345230 7MONTGMRY 345 1 | P12:345:AECI::MCCREDIE:THOMASHILL:EHV | 0.05308 | Yes
GEN-2024-074 | 03 CENTRAL | G03 29SP | 300044 7MCCRED 345 345230 7MONTGMRY 345 1 | P12:345:AECI:MCCREDIE:TH_HILL:1:: | 0.05308 | Yes
GEN-2024-074 | 03 CENTRAL | G03 29SP | 300044 7MCCRED 345 345408 7OVERTON 345 1 | P12:345:AMMO::CALLAWAY:LOOSECREEK:EHV | 0.05609 | Yes
GEN-2024-074 | 03 CENTRAL | G03 29SP | 300044 7MCCRED 345 345230 7MONTGMRY 345 1 | P12:345:AMMO::CALLAWAY:LOOSECREEK:EHV | 0.06456 | Yes
GEN-2024-074 | 03 CENTRAL | G03 29SP | 300044 7MCCRED 345 345408 7OVERTON 345 1 | P12:345:AMMO::CALLAWAY:LOOSECREEK1:EHV: | 0.05609 | Yes
GEN-2024-074 | 03 CENTRAL | G03 29SP | 300044 7MCCRED 345 345230 7MONTGMRY 345 1 | P12:345:AMMO::CALLAWAY:LOOSECREEK1:EHV: | 0.06456 | Yes
GEN-2024-074 | 03 CENTRAL | G03 29SP | 301809 7BARNET 345 344327 7LOOSECRK 345 1 | P12:345:AMMO::LOOSECREEK:MARIOSADELTA:HV | 0.05255 | Yes
GEN-2024-074 | 03 CENTRAL | G03 29SP | 301809 7BARNET 345 344327 7LOOSECRK 345 1 | P13:161-345:AMMO::MARIOSA:1 | 0.05255 | Yes
GEN-2024-074 | 03 CENTRAL | G03 29SP | 300044 7MCCRED 345 345230 7MONTGMRY 345 1 | P21:345:AECI:THOMHL:THOMHLGSU3:1:: | 0.05633 | Yes
GEN-2024-074 | 03 CENTRAL | G03 29SP | 300044 7MCCRED 345 345408 7OVERTON 345 1 | P23:345:AMMO:::20LOOSECREEK:EHV: | 0.065 | Yes
GEN-2024-074 | 03 CENTRAL | G03 29SP | 300044 7MCCRED 345 345230 7MONTGMRY 345 1 | P23:345:AMMO:::20LOOSECREEK:EHV: | 0.07433 | Yes
GEN-2024-074 | 03 CENTRAL | G03 29SP | 345408 7OVERTON 345 541201 SIBLEY 7 345 1 | P23:345:GMO-KCPL:SIBLEY_R8-10::SIBLEY-HAWTHORN-PHILL_1 | 0.07518 | Yes
GEN-2024-074 | 03 CENTRAL | G03 29SP | 300044 7MCCRED 345 345408 7OVERTON 345 1 | P23:345:KCPL:LACYGNE-R2-5:::EHV: | 0.05393 | Yes
GEN-2024-074 | 03 CENTRAL | G03 29SP | 301809 7BARNET 345 344327 7LOOSECRK 345 1 | P23:345:KCPL:LACYGNE-R2-5:::EHV: | 0.05635 | Yes
GEN-2024-074 | 03 CENTRAL | G03 29SP | 300044 7MCCRED 345 345408 7OVERTON 345 1 | P23:345:KCPL-WERE:237LACYGNE-R1-6:::EHV: | 0.05289 | Yes
GEN-2024-074 | 03 CENTRAL | G03 29SP | 301809 7BARNET 345 344327 7LOOSECRK 345 1 | P23:345:KCPL-WERE:237LACYGNE-R1-6:::EHV: | 0.0547 | Yes
GEN-2024-074 | 03 CENTRAL | G03 29SP | 301809 7BARNET 345 344327 7LOOSECRK 345 1 | P23:345:KCPL-WERE:237LACYGNE-R1-6:EHV: | 0.0547 | Yes
GEN-2024-074 | 03 CENTRAL | G03 29SP | 345408 7OVERTON 345 541201 SIBLEY 7 345 1 | P23:345:WERE:JEC-345-16:EHV: | 0.06086 | Yes
GEN-2024-074 | 03 CENTRAL | G03 29SP | 300044 7MCCRED 345 345408 7OVERTON 345 1 | P23:345:WERE:WOLF-345-50:EHV: | 0.05006 | Yes
GEN-2024-074 | 03 CENTRAL | G03 29SP | 301809 7BARNET 345 344327 7LOOSECRK 345 1 | P23:345:WERE:WOLF-345-50:EHV: | 0.05051 | Yes
GEN-2024-074 | 03 CENTRAL | G03 29SP | 345408 7OVERTON 345 541201 SIBLEY 7 345 1 | P23:345:WERE:WOLF-345-50:EHV: | 0.05825 | Yes
GEN-2024-074 | 03 CENTRAL | G03 29SP | 345408 7OVERTON 345 541201 SIBLEY 7 345 1 | P42:345:NPPD:BKR-CPR-3310:::: | 0.05799 | Yes
GEN-2024-074 | 03 CENTRAL | G03 29SP | 300044 7MCCRED 345 345408 7OVERTON 345 1 | P51:22:KCPL:LACYGNE7:::EHV: | 0.0585 | Yes
GEN-2024-074 | 03 CENTRAL | G03 29SP | 301809 7BARNET 345 344327 7LOOSECRK 345 1 | P51:22:KCPL:LACYGNE7:::EHV: | 0.06311 | Yes
GEN-2024-074 | 03 CENTRAL | G03 29SP | 300044 7MCCRED 345 345230 7MONTGMRY 345 1 | P51:22:KCPL:LACYGNE7:::EHV: | 0.06579 | Yes
GEN-2024-074 | 03 CENTRAL | G03 29SP | 345408 7OVERTON 345 541201 SIBLEY 7 345 1 | P51:22:KCPL:LACYGNE7:::EHV: | 0.06583 | Yes
GEN-2024-074 | 03 CENTRAL | G03 29SP | 300044 7MCCRED 345 345408 7OVERTON 345 1 | P51:25:WERE:WOLFCRK7:EHV: | 0.05134 | Yes
GEN-2024-074 | 03 CENTRAL | G03 29SP | 301809 7BARNET 345 344327 7LOOSECRK 345 1 | P51:25:WERE:WOLFCRK7:EHV: | 0.05254 | Yes
GEN-2024-074 | 03 CENTRAL | G03 29SP | 635018 NORTHBORO 3 345 635570 ORIENT 3 345 1 | P55:345:OPPD:S3458 3::FN13:EHV: | 0.06046 | Yes
GEN-2024-074 | 03 CENTRAL | G03 29SP | 635017 ATCHISON 3 345 640139 COOPER 3 345 1 | P55:345:OPPD:S3458 3::FN13:EHV: | 0.06046 | Yes
GEN-2024-074 | 03 CENTRAL | G03 29SP | 635017 ATCHISON 3 345 635018 NORTHBORO 3 345 1 | P55:345:OPPD:S3458 3::FN13:EHV: | 0.06046 | Yes
GEN-2024-074 | 03 CENTRAL | G03 29SP | 345435 7MAYWOOD 345 345992 7SPENCER 345 1 | P55:345:OPPD:S3458 3::FN13:EHV: | 0.05206 | Yes
GEN-2024-074 | 03 CENTRAL | G03 29SP | 345230 7MONTGMRY 345 345992 7SPENCER 345 1 | P55:345:OPPD:S3458 3::FN13:EHV: | 0.0521 | Yes
GEN-2024-074 | 03 CENTRAL | G03 29SP | 300044 7MCCRED 345 345230 7MONTGMRY 345 1 | 300003 1THLG3 24.0 301503 7THOMHLGSU3 345 3 | 0.05633 | Yes
GEN-2024-074 | 03 CENTRAL | G03 29SP | 301809 7BARNET 345 344327 7LOOSECRK 345 1 | 344327 7LOOSECRK 345 345238 7MARIOSA 345 1 | 0.05255 | Yes
GEN-2024-074 | 03 CENTRAL | G03 29SP | 345408 7OVERTON 345 541201 SIBLEY 7 345 1 | 541200 PHILL 7 345 541201 SIBLEY 7 345 1 | 0.0593 | Yes
GEN-2024-074 | 03 CENTRAL | G03 29SP | 301809 7BARNET 345 344327 7LOOSECRK 345 1 | 542955 LAC G1 1 22.0 542981 LACYGNE7 345 1 | 0.05149 | Yes
GEN-2024-074 | 03 CENTRAL | G03 29SP | 345408 7OVERTON 345 541201 SIBLEY 7 345 1 | 542957 IAT G1 1 24.0 542982 IATAN 7 345 1 | 0.05992 | Yes
GEN-2024-074 | 03 CENTRAL | G03 29SP | 300044 7MCCRED 345 345408 7OVERTON 345 1 | 542962 IAT G2 1 24.5 542982 IATAN 7 345 1 | 0.05095 | Yes
GEN-2024-074 | 03 CENTRAL | G03 29SP | 301809 7BARNET 345 344327 7LOOSECRK 345 1 | 542962 IAT G2 1 24.5 542982 IATAN 7 345 1 | 0.0514 | Yes
GEN-2024-074 | 03 CENTRAL | G03 29SP | 345408 7OVERTON 345 541201 SIBLEY 7 345 1 | 542962 IAT G2 1 24.5 542982 IATAN 7 345 1 | 0.05944 | Yes
GEN-2024-074 | 03 CENTRAL | G03 29SP | 301809 7BARNET 345 344327 7LOOSECRK 345 1 | 542968 STILWEL7 345 765571 G21-029-TAP 345 1 | 0.05496 | Yes
GEN-2024-074 | 03 CENTRAL | G03 29SP | 635018 NORTHBORO 3 345 635570 ORIENT 3 345 1 | 640139 COOPER 3 345 778170 G24-040-TAP 345 1 | 0.05062 | Yes
GEN-2024-074 | 03 CENTRAL | G03 29SP | 635017 ATCHISON 3 345 640139 COOPER 3 345 1 | 640139 COOPER 3 345 778170 G24-040-TAP 345 1 | 0.05062 | Yes
GEN-2024-074 | 03 CENTRAL | G03 29SP | 635017 ATCHISON 3 345 635018 NORTHBORO 3 345 1 | 640139 COOPER 3 345 778170 G24-040-TAP 345 1 | 0.05062 | Yes
GEN-2024-074 | 03 CENTRAL | G03 29SP | 635018 NORTHBORO 3 345 635570 ORIENT 3 345 1 | 645458 S3458 3 345 778170 G24-040-TAP 345 1 | 0.05062 | Yes
GEN-2024-074 | 03 CENTRAL | G03 29SP | 635017 ATCHISON 3 345 640139 COOPER 3 345 1 | 645458 S3458 3 345 778170 G24-040-TAP 345 1 | 0.05062 | Yes
GEN-2024-074 | 03 CENTRAL | G03 29SP | 635017 ATCHISON 3 345 635018 NORTHBORO 3 345 1 | 645458 S3458 3 345 778170 G24-040-TAP 345 1 | 0.05062 | Yes
GEN-2024-074 | 03 CENTRAL | G03 29SP | 300044 7MCCRED 345 345230 7MONTGMRY 345 1 | Base Case | 0.05633 | Yes
GEN-2024-074 | 03 CENTRAL | G03 29SP | 301809 7BARNET 345 344327 7LOOSECRK 345 1 | Base Case | 0.05012 | Yes
GEN-2024-074 | 03 CENTRAL | G03 29SP | 345408 7OVERTON 345 541201 SIBLEY 7 345 1 | Base Case | 0.05799 | Yes
GEN-2024-074 | 03 CENTRAL | G03 29SP | 300044 7MCCRED 345 345230 7MONTGMRY 345 1 | GEN300003 1 | 0.05633 | Yes
GEN-2024-074 | 03 CENTRAL | G03 29SP | 300044 7MCCRED 345 345230 7MONTGMRY 345 1 | GEN300003 1_Dup1 | 0.05633 | Yes
GEN-2024-074 | 03 CENTRAL | G03 29SP | 300044 7MCCRED 345 345230 7MONTGMRY 345 1 | GEN532751 1 | 0.05633 | Yes
GEN-2024-074 | 03 CENTRAL | G03 29SP | 301809 7BARNET 345 344327 7LOOSECRK 345 1 | GEN532751 1 | 0.05012 | Yes
GEN-2024-074 | 03 CENTRAL | G03 29SP | 345408 7OVERTON 345 541201 SIBLEY 7 345 1 | GEN532751 1 | 0.05799 | Yes
GEN-2024-074 | 03 CENTRAL | G03 29SP | 300044 7MCCRED 345 345230 7MONTGMRY 345 1 | GEN532751 1_Dup1 | 0.05633 | Yes
GEN-2024-074 | 03 CENTRAL | G03 29SP | 301809 7BARNET 345 344327 7LOOSECRK 345 1 | GEN532751 1_Dup1 | 0.05012 | Yes
GEN-2024-074 | 03 CENTRAL | G03 29SP | 345408 7OVERTON 345 541201 SIBLEY 7 345 1 | GEN532751 1_Dup1 | 0.05799 | Yes
GEN-2024-074 | 03 CENTRAL | G03 29SP | 301809 7BARNET 345 344327 7LOOSECRK 345 1 | GEN542955 1 | 0.05012 | Yes
GEN-2024-074 | 03 CENTRAL | G03 29SP | 301809 7BARNET 345 344327 7LOOSECRK 345 1 | GEN542955 1_Dup1 | 0.05012 | Yes
GEN-2024-074 | 03 CENTRAL | G03 29SP | 345408 7OVERTON 345 541201 SIBLEY 7 345 1 | GEN542957 1 | 0.05799 | Yes
GEN-2024-074 | 03 CENTRAL | G03 29SP | 345408 7OVERTON 345 541201 SIBLEY 7 345 1 | GEN542957 1_Dup1 | 0.05799 | Yes
GEN-2024-074 | 03 CENTRAL | G03 29SP | 301809 7BARNET 345 344327 7LOOSECRK 345 1 | GEN542962 2 | 0.05012 | Yes
GEN-2024-074 | 03 CENTRAL | G03 29SP | 345408 7OVERTON 345 541201 SIBLEY 7 345 1 | GEN542962 2 | 0.05799 | Yes
GEN-2024-074 | 03 CENTRAL | G03 29SP | 301809 7BARNET 345 344327 7LOOSECRK 345 1 | GEN542962 2_Dup1 | 0.05012 | Yes
GEN-2024-074 | 03 CENTRAL | G03 29SP | 345408 7OVERTON 345 541201 SIBLEY 7 345 1 | GEN542962 2_Dup1 | 0.05799 | Yes
GEN-2024-074 | 03 CENTRAL | G03 29SP | 345408 7OVERTON 345 541201 SIBLEY 7 345 1 | GEN640009 1 | 0.05799 | Yes
GEN-2024-074 | 03 CENTRAL | G03 29SP | 345408 7OVERTON 345 541201 SIBLEY 7 345 1 | GEN640009 1_Dup1 | 0.05799 | Yes
GEN-2024-076 | 03 CENTRAL | G03 29SP | 345419 7CLINTON 345 542968 STILWEL7 345 1 | 532793 NEOSHO 7 345 779250 G24-076-TAP 345 1 | 0.06031 | Yes
GEN-2024-076 | 03 CENTRAL | G03 29SP | 345419 7CLINTON 345 542968 STILWEL7 345 2 | 532793 NEOSHO 7 345 779250 G24-076-TAP 345 1 | 0.06031 | Yes
GEN-2024-084 | 03 CENTRAL | G03 29SP | 345435 7MAYWOOD 345 345992 7SPENCER 345 1 | P11:26:XEL:SHERCO33G:3 | 0.05237 | Yes
GEN-2024-084 | 03 CENTRAL | G03 29SP | 345230 7MONTGMRY 345 345992 7SPENCER 345 1 | P11:26:XEL:SHERCO33G:3 | 0.05237 | Yes
GEN-2024-084 | 03 CENTRAL | G03 29SP | 345435 7MAYWOOD 345 345992 7SPENCER 345 1 | P11:345:MEC:LOUISA:1 | 0.05237 | Yes
GEN-2024-084 | 03 CENTRAL | G03 29SP | 345230 7MONTGMRY 345 345992 7SPENCER 345 1 | P11:345:MEC:LOUISA:1 | 0.05237 | Yes
GEN-2024-084 | 03 CENTRAL | G03 29SP | 300041 7FRANKS 345 344154 7BLAND 345 1 | P11:345:WERE:WOLFU1-GEN:EHV: | 0.05914 | Yes
GEN-2024-084 | 03 CENTRAL | G03 29SP | 345435 7MAYWOOD 345 345992 7SPENCER 345 1 | P12:161:AECI-AMMO:THHILL:ADR:1,CASC_R1:: | 0.05534 | Yes
GEN-2024-084 | 03 CENTRAL | G03 29SP | 345230 7MONTGMRY 345 345992 7SPENCER 345 1 | P12:161:AECI-AMMO:THHILL:ADR:1,CASC_R1:: | 0.05534 | Yes
GEN-2024-084 | 03 CENTRAL | G03 29SP | 345435 7MAYWOOD 345 345992 7SPENCER 345 1 | P12:161:AECI-AMMO:THHILL:ADR:1:: | 0.05534 | Yes
GEN-2024-084 | 03 CENTRAL | G03 29SP | 345230 7MONTGMRY 345 345992 7SPENCER 345 1 | P12:161:AECI-AMMO:THHILL:ADR:1:: | 0.05534 | Yes
GEN-2024-084 | 03 CENTRAL | G03 29SP | 300041 7FRANKS 345 344327 7LOOSECRK 345 1 | P12:161:AMMO::LOOSECREEK:MARIOSADELTA1:HV: | 0.06756 | Yes
GEN-2024-084 | 03 CENTRAL | G03 29SP | 345435 7MAYWOOD 345 345992 7SPENCER 345 1 | P12:161:AMMO-AECI::THOMASHILL:ADAIR:HV | 0.05534 | Yes
GEN-2024-084 | 03 CENTRAL | G03 29SP | 345230 7MONTGMRY 345 345992 7SPENCER 345 1 | P12:161:AMMO-AECI::THOMASHILL:ADAIR:HV | 0.05534 | Yes
GEN-2024-084 | 03 CENTRAL | G03 29SP | 345435 7MAYWOOD 345 345992 7SPENCER 345 1 | P12:161:AMMO-AECI::THOMASHILL:ADAIR1:HV: | 0.05534 | Yes
GEN-2024-084 | 03 CENTRAL | G03 29SP | 345230 7MONTGMRY 345 345992 7SPENCER 345 1 | P12:161:AMMO-AECI::THOMASHILL:ADAIR1:HV: | 0.05534 | Yes
GEN-2024-084 | 03 CENTRAL | G03 29SP | 338104 5HARRISON.E! 161 338105 5OMAHA+ 161 1 | P12:161:EES:5CLEVCOV:BULL SH W5:1:HV: | 0.05219 | Yes
GEN-2024-084 | 03 CENTRAL | G03 29SP | 338105 5OMAHA+ 161 547474 OZD312 5 161 1 | P12:161:EES:5GRANDVIEW%:TABLE R5:1:HV: | 0.0514 | Yes
GEN-2024-084 | 03 CENTRAL | G03 29SP | 338104 5HARRISON.E! 161 338105 5OMAHA+ 161 1 | P12:161:EES:BULL SHOALS!:TABLE R5!:1:HV: | 0.05219 | Yes
GEN-2024-084 | 03 CENTRAL | G03 29SP | 338104 5HARRISON.E! 161 338105 5OMAHA+ 161 1 | P12:161:SWPA:BULL SHOALS-TABLE ROCK BREAKER TO BREAKER::505472 300718 1, 300718 338120 1, 505460 338120 1:: | 0.05219 | Yes
GEN-2024-084 | 03 CENTRAL | G03 29SP | 300041 7FRANKS 345 344154 7BLAND 345 1 | P12:345:AECI:BLCKBRRY:JSPR345:1:: | 0.06808 | Yes
GEN-2024-084 | 03 CENTRAL | G03 29SP | 300041 7FRANKS 345 344327 7LOOSECRK 345 1 | P12:345:AECI:BLCKBRRY:JSPR345:1:: | 0.08015 | Yes
GEN-2024-084 | 03 CENTRAL | G03 29SP | 300041 7FRANKS 345 344327 7LOOSECRK 345 1 | P12:345:AECI:MORGAN345:JSPR345:1:: | 0.08088 | Yes
GEN-2024-084 | 03 CENTRAL | G03 29SP | 345435 7MAYWOOD 345 345992 7SPENCER 345 1 | P12:345:AECI-AMMO:BLL:MONTGUE:1:: | 0.05233 | Yes
GEN-2024-084 | 03 CENTRAL | G03 29SP | 345230 7MONTGMRY 345 345992 7SPENCER 345 1 | P12:345:AECI-AMMO:BLL:MONTGUE:1:: | 0.05233 | Yes
GEN-2024-084 | 03 CENTRAL | G03 29SP | 344224 7CALAWY 1 345 344327 7LOOSECRK 345 1 | P12:345:AECI-AMMO:FRANKS:BLAND:1:: | 0.05921 | Yes
GEN-2024-084 | 03 CENTRAL | G03 29SP | 300041 7FRANKS 345 344327 7LOOSECRK 345 1 | P12:345:AECI-AMMO:FRANKS:BLAND:1:: | 0.10146 | Yes
GEN-2024-084 | 03 CENTRAL | G03 29SP | 344224 7CALAWY 1 345 344327 7LOOSECRK 345 1 | P12:345:AMMO::BLAND:FRANKS:EHV | 0.05921 | Yes
GEN-2024-084 | 03 CENTRAL | G03 29SP | 300041 7FRANKS 345 344327 7LOOSECRK 345 1 | P12:345:AMMO::BLAND:FRANKS:EHV | 0.10146 | Yes
GEN-2024-084 | 03 CENTRAL | G03 29SP | 344224 7CALAWY 1 345 344327 7LOOSECRK 345 1 | P12:345:AMMO::BLAND:FRANKS3:EHV: | 0.05921 | Yes
GEN-2024-084 | 03 CENTRAL | G03 29SP | 300041 7FRANKS 345 344327 7LOOSECRK 345 1 | P12:345:AMMO::BLAND:FRANKS3:EHV: | 0.10146 | Yes
GEN-2024-084 | 03 CENTRAL | G03 29SP | 300041 7FRANKS 345 344327 7LOOSECRK 345 1 | P12:345:AMMO::CALLAWAY:BLAND:EHV | 0.07991 | Yes
GEN-2024-084 | 03 CENTRAL | G03 29SP | 300041 7FRANKS 345 344327 7LOOSECRK 345 1 | P12:345:AMMO::CALLAWAY:BLAND1:EHV: | 0.07991 | Yes
GEN-2024-084 | 03 CENTRAL | G03 29SP | 300041 7FRANKS 345 344154 7BLAND 345 1 | P12:345:AMMO::CALLAWAY:LOOSECREEK:EHV | 0.07031 | Yes
GEN-2024-084 | 03 CENTRAL | G03 29SP | 300041 7FRANKS 345 344154 7BLAND 345 1 | P12:345:AMMO::CALLAWAY:LOOSECREEK1:EHV: | 0.07031 | Yes
GEN-2024-084 | 03 CENTRAL | G03 29SP | 300041 7FRANKS 345 344154 7BLAND 345 1 | P12:345:AMMO::LOOSECREEK:FRANKS:EHV | 0.0943 | Yes
GEN-2024-084 | 03 CENTRAL | G03 29SP | 344154 7BLAND 345 344224 7CALAWY 1 345 1 | P12:345:AMMO::LOOSECREEK:FRANKS:EHV | 0.06468 | Yes
GEN-2024-084 | 03 CENTRAL | G03 29SP | 300041 7FRANKS 345 344154 7BLAND 345 1 | P12:345:AMMO::LOOSECREEK:FRANKS1:EHV: | 0.0943 | Yes
GEN-2024-084 | 03 CENTRAL | G03 29SP | 344154 7BLAND 345 344224 7CALAWY 1 345 1 | P12:345:AMMO::LOOSECREEK:FRANKS1:EHV: | 0.06468 | Yes
GEN-2024-084 | 03 CENTRAL | G03 29SP | 300041 7FRANKS 345 344154 7BLAND 345 1 | P12:345:AMMO::MAYWOOD:SPENCERCREEK4590:EHV: | 0.05589 | Yes
GEN-2024-084 | 03 CENTRAL | G03 29SP | 344224 7CALAWY 1 345 345230 7MONTGMRY 345 2 | P12:345:AMMO::MONTGOMERY:CALLAWAY7:EHV: | 0.05296 | Yes
GEN-2024-084 | 03 CENTRAL | G03 29SP | 344224 7CALAWY 1 345 345230 7MONTGMRY 345 1 | P12:345:AMMO::MONTGOMERY:CALLAWAY8:EHV: | 0.05296 | Yes
GEN-2024-084 | 03 CENTRAL | G03 29SP | 344224 7CALAWY 1 345 345230 7MONTGMRY 345 2 | P12:345:AMMO:CKT 1:MONTGOMERY:CALLAWAY:EHV | 0.05296 | Yes
GEN-2024-084 | 03 CENTRAL | G03 29SP | 344224 7CALAWY 1 345 345230 7MONTGMRY 345 1 | P12:345:AMMO:CKT2:MONTGOMERY:CALLAWAY:EHV | 0.05296 | Yes
GEN-2024-084 | 03 CENTRAL | G03 29SP | 345435 7MAYWOOD 345 345992 7SPENCER 345 1 | P12:345:AMMO-AECI::BELLEAU:MONTGOMERY:HV | 0.05233 | Yes
GEN-2024-084 | 03 CENTRAL | G03 29SP | 345230 7MONTGMRY 345 345992 7SPENCER 345 1 | P12:345:AMMO-AECI::BELLEAU:MONTGOMERY:HV | 0.05233 | Yes
GEN-2024-084 | 03 CENTRAL | G03 29SP | 345435 7MAYWOOD 345 345992 7SPENCER 345 1 | P12:345:AMMO-AECI::BELLEAU:MONTGOMERY6:EHV: | 0.05233 | Yes
GEN-2024-084 | 03 CENTRAL | G03 29SP | 345230 7MONTGMRY 345 345992 7SPENCER 345 1 | P12:345:AMMO-AECI::BELLEAU:MONTGOMERY6:EHV: | 0.05233 | Yes
GEN-2024-084 | 03 CENTRAL | G03 29SP | 345435 7MAYWOOD 345 345992 7SPENCER 345 1 | P12:345:MEC:ORIENT:NORTHBORO:1 | 0.05286 | Yes
GEN-2024-084 | 03 CENTRAL | G03 29SP | 338104 5HARRISON.E! 161 338105 5OMAHA+ 161 1 | P21:161:EES:5S.LEAD HILL:BULL SHOALS!:1:HV: | 0.05219 | Yes
GEN-2024-084 | 03 CENTRAL | G03 29SP | 300041 7FRANKS 345 344154 7BLAND 345 1 | P22:345:EES:MUSKOGE7!:::EHV: | 0.05945 | Yes
GEN-2024-084 | 03 CENTRAL | G03 29SP | 300041 7FRANKS 345 344154 7BLAND 345 1 | P23:345:AECI:7BLACKBERRY:6_2::: | 0.06907 | Yes
GEN-2024-084 | 03 CENTRAL | G03 29SP | 300041 7FRANKS 345 344327 7LOOSECRK 345 1 | P23:345:AECI:7BLACKBERRY:6_2::: | 0.08219 | Yes
GEN-2024-084 | 03 CENTRAL | G03 29SP | 300041 7FRANKS 345 344154 7BLAND 345 1 | P23:345:AECI:7BLACKBERRY:6_3::: | 0.06907 | Yes
GEN-2024-084 | 03 CENTRAL | G03 29SP | 300041 7FRANKS 345 344327 7LOOSECRK 345 1 | P23:345:AECI:7BLACKBERRY:6_3::: | 0.08219 | Yes
GEN-2024-084 | 03 CENTRAL | G03 29SP | 300041 7FRANKS 345 344154 7BLAND 345 1 | P23:345:AECI:7BLACKBERRY:653::: | 0.06852 | Yes
GEN-2024-084 | 03 CENTRAL | G03 29SP | 300041 7FRANKS 345 344327 7LOOSECRK 345 1 | P23:345:AECI:7BLACKBERRY:653::: | 0.08125 | Yes
GEN-2024-084 | 03 CENTRAL | G03 29SP | 300041 7FRANKS 345 344154 7BLAND 345 1 | P23:345:AECI:7BLACKBERRY:656::: | 0.06812 | Yes
GEN-2024-084 | 03 CENTRAL | G03 29SP | 300041 7FRANKS 345 344327 7LOOSECRK 345 1 | P23:345:AECI:7BLACKBERRY:656::: | 0.08016 | Yes
GEN-2024-084 | 03 CENTRAL | G03 29SP | 300041 7FRANKS 345 344327 7LOOSECRK 345 1 | P23:345:AECI:7FRANKS:985,CASC_R1::: | 0.05628 | Yes
GEN-2024-084 | 03 CENTRAL | G03 29SP | 300041 7FRANKS 345 344327 7LOOSECRK 345 1 | P23:345:AECI:7FRANKS:985::: | 0.05628 | Yes
GEN-2024-084 | 03 CENTRAL | G03 29SP | 300041 7FRANKS 345 344154 7BLAND 345 1 | P23:345:AECI:7FRANKS:994::: | 0.09806 | Yes
GEN-2024-084 | 03 CENTRAL | G03 29SP | 344154 7BLAND 345 344224 7CALAWY 1 345 1 | P23:345:AECI:7FRANKS:994::: | 0.06641 | Yes
GEN-2024-084 | 03 CENTRAL | G03 29SP | 300041 7FRANKS 345 344154 7BLAND 345 1 | P23:345:AECI:7JASPER:1182::: | 0.06893 | Yes
GEN-2024-084 | 03 CENTRAL | G03 29SP | 300041 7FRANKS 345 344327 7LOOSECRK 345 1 | P23:345:AECI:7JASPER:1182::: | 0.0814 | Yes
GEN-2024-084 | 03 CENTRAL | G03 29SP | 300041 7FRANKS 345 344327 7LOOSECRK 345 1 | P23:345:AECI:7MORGAN:322::: | 0.05064 | Yes
GEN-2024-084 | 03 CENTRAL | G03 29SP | 300041 7FRANKS 345 344327 7LOOSECRK 345 1 | P23:345:AECI:7STFRAN:372::: | 0.07147 | Yes
GEN-2024-084 | 03 CENTRAL | G03 29SP | 344224 7CALAWY 1 345 344327 7LOOSECRK 345 1 | P23:345:AMMO:::16BLAND:EHV: | 0.05817 | Yes
GEN-2024-084 | 03 CENTRAL | G03 29SP | 300041 7FRANKS 345 344327 7LOOSECRK 345 1 | P23:345:AMMO:::16BLAND:EHV: | 0.10099 | Yes
GEN-2024-084 | 03 CENTRAL | G03 29SP | 300041 7FRANKS 345 344154 7BLAND 345 1 | P23:345:AMMO:::20LOOSECREEK:EHV: | 0.09219 | Yes
GEN-2024-084 | 03 CENTRAL | G03 29SP | 344154 7BLAND 345 344224 7CALAWY 1 345 1 | P23:345:AMMO:::20LOOSECREEK:EHV: | 0.06056 | Yes
GEN-2024-084 | 03 CENTRAL | G03 29SP | 344224 7CALAWY 1 345 344327 7LOOSECRK 345 1 | P23:345:AMMO:::30BLAND:EHV: | 0.05278 | Yes
GEN-2024-084 | 03 CENTRAL | G03 29SP | 300041 7FRANKS 345 344327 7LOOSECRK 345 1 | P23:345:AMMO:::30BLAND:EHV: | 0.09142 | Yes
GEN-2024-084 | 03 CENTRAL | G03 29SP | 300041 7FRANKS 345 344154 7BLAND 345 1 | P23:345:AMMO:::40MAYWOOD:EHV: | 0.05589 | Yes
GEN-2024-084 | 03 CENTRAL | G03 29SP | 344224 7CALAWY 1 345 344327 7LOOSECRK 345 1 | P23:345:AMMO::BLAND:V23:EHV: | 0.05278 | Yes
GEN-2024-084 | 03 CENTRAL | G03 29SP | 300041 7FRANKS 345 344327 7LOOSECRK 345 1 | P23:345:AMMO::BLAND:V23:EHV: | 0.09142 | Yes
GEN-2024-084 | 03 CENTRAL | G03 29SP | 345435 7MAYWOOD 345 345992 7SPENCER 345 1 | P23:345:MEC:ORIENT:902::EHV: | 0.05276 | Yes
GEN-2024-084 | 03 CENTRAL | G03 29SP | 345230 7MONTGMRY 345 345992 7SPENCER 345 1 | P23:345:MEC:ORIENT:902::EHV: | 0.05276 | Yes
GEN-2024-084 | 03 CENTRAL | G03 29SP | 345435 7MAYWOOD 345 345992 7SPENCER 345 1 | P23:345:MEC:SUB 93:954::EHV: | 0.05265 | Yes
GEN-2024-084 | 03 CENTRAL | G03 29SP | 345230 7MONTGMRY 345 345992 7SPENCER 345 1 | P23:345:MEC:SUB 93:954::EHV: | 0.05265 | Yes
GEN-2024-084 | 03 CENTRAL | G03 29SP | 300041 7FRANKS 345 344154 7BLAND 345 1 | P23:345:WERE:WOLF-345-50:EHV: | 0.05914 | Yes
GEN-2024-084 | 03 CENTRAL | G03 29SP | 300041 7FRANKS 345 344154 7BLAND 345 1 | P51:25:WERE:WOLFCRK7:EHV: | 0.06246 | Yes
GEN-2024-084 | 03 CENTRAL | G03 29SP | 345435 7MAYWOOD 345 345992 7SPENCER 345 1 | P55:345:MEC:CORDOVA | 0.05229 | Yes
GEN-2024-084 | 03 CENTRAL | G03 29SP | 345230 7MONTGMRY 345 345992 7SPENCER 345 1 | P55:345:MEC:CORDOVA | 0.05229 | Yes
GEN-2024-084 | 03 CENTRAL | G03 29SP | 345435 7MAYWOOD 345 345992 7SPENCER 345 1 | P55:345:MEC:NORTHBORO | 0.05286 | Yes
GEN-2024-084 | 03 CENTRAL | G03 29SP | 345435 7MAYWOOD 345 345992 7SPENCER 345 1 | P55:345:MEC:ORIENT | 0.05201 | Yes
GEN-2024-084 | 03 CENTRAL | G03 29SP | 345230 7MONTGMRY 345 345992 7SPENCER 345 1 | P55:345:MEC:ORIENT | 0.05201 | Yes
GEN-2024-084 | 03 CENTRAL | G03 29SP | 345435 7MAYWOOD 345 345992 7SPENCER 345 1 | P55:345:OPPD:S3458 3::FN13:EHV: | 0.0564 | Yes
GEN-2024-084 | 03 CENTRAL | G03 29SP | 345230 7MONTGMRY 345 345992 7SPENCER 345 1 | P55:345:OPPD:S3458 3::FN13:EHV: | 0.05644 | Yes
GEN-2024-084 | 03 CENTRAL | G03 29SP | 345435 7MAYWOOD 345 345992 7SPENCER 345 1 | P55:345:XEL:PRI1 | 0.05236 | Yes
GEN-2024-084 | 03 CENTRAL | G03 29SP | 345230 7MONTGMRY 345 345992 7SPENCER 345 1 | P55:345:XEL:PRI1 | 0.05236 | Yes
GEN-2024-084 | 03 CENTRAL | G03 29SP | 338104 5HARRISON.E! 161 338105 5OMAHA+ 161 1 | 300718 5CLEVCOV 161 338120 5S.LEAD HILL 161 1 | 0.05219 | Yes
GEN-2024-084 | 03 CENTRAL | G03 29SP | 345435 7MAYWOOD 345 345992 7SPENCER 345 1 | 344536 7ENON_TP 345 345217 7ROOTBEER 345 1 | 0.05234 | Yes
GEN-2024-084 | 03 CENTRAL | G03 29SP | 345230 7MONTGMRY 345 345992 7SPENCER 345 1 | 344536 7ENON_TP 345 345217 7ROOTBEER 345 1 | 0.05234 | Yes
GEN-2024-084 | 03 CENTRAL | G03 29SP | 345230 7MONTGMRY 345 345992 7SPENCER 345 1 | 345958 7HUCK FINN 345 345992 7SPENCER 345 1 | 0.05237 | Yes
GEN-2024-084 | 03 CENTRAL | G03 29SP | 345230 7MONTGMRY 345 345992 7SPENCER 345 1 | 345968 7J1026 SUB 345 345992 7SPENCER 345 Z | 0.05237 | Yes
GEN-2024-084 | 03 CENTRAL | G03 29SP | 345435 7MAYWOOD 345 345992 7SPENCER 345 1 | 629074 ARNOLD1G 22.0 631088 ARNOLD 5 161 1 | 0.05237 | Yes
GEN-2024-084 | 03 CENTRAL | G03 29SP | 345230 7MONTGMRY 345 345992 7SPENCER 345 1 | 629074 ARNOLD1G 22.0 631088 ARNOLD 5 161 1 | 0.05237 | Yes
GEN-2024-084 | 03 CENTRAL | G03 29SP | 345435 7MAYWOOD 345 345992 7SPENCER 345 1 | 629075 OTTUMW1G 24.0 631115 OTTUMWA5 161 1 | 0.05237 | Yes
GEN-2024-084 | 03 CENTRAL | G03 29SP | 345230 7MONTGMRY 345 345992 7SPENCER 345 1 | 629075 OTTUMW1G 24.0 631115 OTTUMWA5 161 1 | 0.05237 | Yes
GEN-2024-084 | 03 CENTRAL | G03 29SP | 345435 7MAYWOOD 345 345992 7SPENCER 345 1 | Base Case | 0.05237 | Yes
GEN-2024-084 | 03 CENTRAL | G03 29SP | 345230 7MONTGMRY 345 345992 7SPENCER 345 1 | Base Case | 0.05237 | Yes
GEN-2024-084 | 03 CENTRAL | G03 29SP | 300041 7FRANKS 345 344154 7BLAND 345 1 | Base Case | 0.05914 | Yes
GEN-2024-084 | 03 CENTRAL | G03 29SP | 300041 7FRANKS 345 344327 7LOOSECRK 345 1 | Base Case | 0.06941 | Yes
GEN-2024-084 | 03 CENTRAL | G03 29SP | 300041 7FRANKS 345 344154 7BLAND 345 1 | GEN532751 1 | 0.05914 | Yes
GEN-2024-084 | 03 CENTRAL | G03 29SP | 300041 7FRANKS 345 344154 7BLAND 345 1 | GEN532751 1_Dup1 | 0.05914 | Yes
GEN-2024-088 | 03 CENTRAL | G00ALL 29SP | 635680 BONDURANT3 345 635730 MONTEZUMA 3 345 1 | P11:022:NPPD:COOPER1G:1:983:: | 0.05165 | Yes
GEN-2024-088 | 03 CENTRAL | G00ALL 29SP | 601002 ADAMS 3 345 631144 MITCHLCO3 345 1 | P11:115:XEL:HBR #6:7:8 | 0.05124 | Yes
GEN-2024-088 | 03 CENTRAL | G00ALL 29SP | 601002 ADAMS 3 345 631144 MITCHLCO3 345 1 | P11:20:XEL:KING31G:1 | 0.05124 | Yes
GEN-2024-088 | 03 CENTRAL | G00ALL 29SP | 601002 ADAMS 3 345 631144 MITCHLCO3 345 1 | P11:20:XEL:PR_ISLD:31G | 0.05124 | Yes
GEN-2024-088 | 03 CENTRAL | G00ALL 29SP | 631193 HUNTLEY3 345 631197 LEDYARD3 345 1 | P11:20:XEL:PR_ISLD:31G | 0.05103 | Yes
GEN-2024-088 | 03 CENTRAL | G00ALL 29SP | 631144 MITCHLCO3 345 631270 LASALLE 3 345 1 | P11:20:XEL:PR_ISLD:31G | 0.05124 | Yes
GEN-2024-088 | 03 CENTRAL | G00ALL 29SP | 601002 ADAMS 3 345 631144 MITCHLCO3 345 1 | P11:20:XEL:PR_ISLD:32G | 0.05124 | Yes
GEN-2024-088 | 03 CENTRAL | G00ALL 29SP | 631193 HUNTLEY3 345 631197 LEDYARD3 345 1 | P11:20:XEL:PR_ISLD:32G | 0.05103 | Yes
GEN-2024-088 | 03 CENTRAL | G00ALL 29SP | 631144 MITCHLCO3 345 631270 LASALLE 3 345 1 | P11:20:XEL:PR_ISLD:32G | 0.05124 | Yes
GEN-2024-088 | 03 CENTRAL | G00ALL 29SP | 601002 ADAMS 3 345 631144 MITCHLCO3 345 1 | P11:24:XEL:SHERCO31G:1 | 0.05124 | Yes
GEN-2024-088 | 03 CENTRAL | G00ALL 29SP | 631193 HUNTLEY3 345 631197 LEDYARD3 345 1 | P11:24:XEL:SHERCO31G:1 | 0.05103 | Yes
GEN-2024-088 | 03 CENTRAL | G00ALL 29SP | 631148 MORGN VLLY 3 345 636420 TIFFIN 3 345 1 | P11:24:XEL:SHERCO31G:1 | 0.05555 | Yes
GEN-2024-088 | 03 CENTRAL | G00ALL 29SP | 345435 7MAYWOOD 345 345445 7SKNKRVR 345 1 | P11:24:XEL:SHERCO31G:1 | 0.05403 | Yes
GEN-2024-088 | 03 CENTRAL | G00ALL 29SP | 635200 RAUN 3 345 645552 S3452 REACT3 345 1 | P11:24:XEL:SHERCO31G:1 | 0.06367 | Yes
GEN-2024-088 | 03 CENTRAL | G00ALL 29SP | 631144 MITCHLCO3 345 631270 LASALLE 3 345 1 | P11:24:XEL:SHERCO31G:1 | 0.05124 | Yes
GEN-2024-088 | 03 CENTRAL | G00ALL 29SP | 601002 ADAMS 3 345 631144 MITCHLCO3 345 1 | P11:24:XEL:SHERCO32G:2 | 0.05124 | Yes
GEN-2024-088 | 03 CENTRAL | G00ALL 29SP | 631193 HUNTLEY3 345 631197 LEDYARD3 345 1 | P11:24:XEL:SHERCO32G:2 | 0.05103 | Yes
GEN-2024-088 | 03 CENTRAL | G00ALL 29SP | 345435 7MAYWOOD 345 345445 7SKNKRVR 345 1 | P11:24:XEL:SHERCO32G:2 | 0.05403 | Yes
GEN-2024-088 | 03 CENTRAL | G00ALL 29SP | 631144 MITCHLCO3 345 631270 LASALLE 3 345 1 | P11:24:XEL:SHERCO32G:2 | 0.05124 | Yes
GEN-2024-088 | 03 CENTRAL | G00ALL 29SP | 345435 7MAYWOOD 345 345992 7SPENCER 345 1 | P11:26:XEL:SHERCO33G:3 | 0.08313 | Yes
GEN-2024-088 | 03 CENTRAL | G00ALL 29SP | 345230 7MONTGMRY 345 345992 7SPENCER 345 1 | P11:26:XEL:SHERCO33G:3 | 0.08313 | Yes
GEN-2024-088 | 03 CENTRAL | G00ALL 29SP | 635200 RAUN 3 345 762779 G18-043 TAP 345 1 | P11:26:XEL:SHERCO33G:3 | 0.06198 | Yes
GEN-2024-088 | 03 CENTRAL | G00ALL 29SP | 636400 HILLS 3 345 636420 TIFFIN 3 345 1 | P11:26:XEL:SHERCO33G:3 | 0.05334 | Yes
GEN-2024-088 | 03 CENTRAL | G00ALL 29SP | 601002 ADAMS 3 345 631144 MITCHLCO3 345 1 | P11:26:XEL:SHERCO33G:3 | 0.05124 | Yes
GEN-2024-088 | 03 CENTRAL | G00ALL 29SP | 631193 HUNTLEY3 345 631197 LEDYARD3 345 1 | P11:26:XEL:SHERCO33G:3 | 0.05103 | Yes
GEN-2024-088 | 03 CENTRAL | G00ALL 29SP | 631148 MORGN VLLY 3 345 636420 TIFFIN 3 345 1 | P11:26:XEL:SHERCO33G:3 | 0.05555 | Yes
GEN-2024-088 | 03 CENTRAL | G00ALL 29SP | 345435 7MAYWOOD 345 345445 7SKNKRVR 345 1 | P11:26:XEL:SHERCO33G:3 | 0.05403 | Yes
GEN-2024-088 | 03 CENTRAL | G00ALL 29SP | 635200 RAUN 3 345 645552 S3452 REACT3 345 1 | P11:26:XEL:SHERCO33G:3 | 0.06367 | Yes
GEN-2024-088 | 03 CENTRAL | G00ALL 29SP | 631144 MITCHLCO3 345 631270 LASALLE 3 345 1 | P11:26:XEL:SHERCO33G:3 | 0.05124 | Yes
GEN-2024-088 | 03 CENTRAL | G00ALL 29SP | 631139 HAZLTON3 345 631270 LASALLE 3 345 1 | P11:26:XEL:SHERCO33G:3 | 0.05124 | Yes
GEN-2024-088 | 03 CENTRAL | G00ALL 29SP | 635680 BONDURANT3 345 635730 MONTEZUMA 3 345 1 | P11:345:MEC:GDMEC:3:ST | 0.05165 | Yes
GEN-2024-088 | 03 CENTRAL | G00ALL 29SP | 635600 GRIMES 3 345 636003 BEAVER CRK 3 345 1 | P11:345:MEC:GDMEC:3:ST | 0.05228 | Yes
GEN-2024-088 | 03 CENTRAL | G00ALL 29SP | 345435 7MAYWOOD 345 345992 7SPENCER 345 1 | P11:345:MEC:LOUISA:1 | 0.08313 | Yes
GEN-2024-088 | 03 CENTRAL | G00ALL 29SP | 345230 7MONTGMRY 345 345992 7SPENCER 345 1 | P11:345:MEC:LOUISA:1 | 0.08313 | Yes
GEN-2024-088 | 03 CENTRAL | G00ALL 29SP | 345435 7MAYWOOD 345 345445 7SKNKRVR 345 1 | P11:345:MEC:LOUISA:1 | 0.05403 | Yes
GEN-2024-088 | 03 CENTRAL | G00ALL 29SP | 635200 RAUN 3 345 762779 G18-043 TAP 345 1 | P11:345:MEC:NEAL:3 | 0.06198 | Yes
GEN-2024-088 | 03 CENTRAL | G00ALL 29SP | 635200 RAUN 3 345 645552 S3452 REACT3 345 1 | P11:345:MEC:NEAL:3 | 0.06367 | Yes
GEN-2024-088 | 03 CENTRAL | G00ALL 29SP | 635200 RAUN 3 345 762779 G18-043 TAP 345 1 | P11:345:MEC:NEAL:4 | 0.06198 | Yes
GEN-2024-088 | 03 CENTRAL | G00ALL 29SP | 635200 RAUN 3 345 645552 S3452 REACT3 345 1 | P11:345:MEC:NEAL:4 | 0.06367 | Yes
GEN-2024-088 | 03 CENTRAL | G00ALL 29SP | 635680 BONDURANT3 345 635730 MONTEZUMA 3 345 1 | P11:345:MEC:WSEC:3 | 0.05165 | Yes
GEN-2024-088 | 03 CENTRAL | G00ALL 29SP | 635680 BONDURANT3 345 635730 MONTEZUMA 3 345 1 | P11:345:MEC:WSEC:4 | 0.05165 | Yes
GEN-2024-088 | 03 CENTRAL | G00ALL 29SP | 300041 7FRANKS 345 344154 7BLAND 345 1 | P11:345:WERE:WOLFU1-GEN:EHV: | 0.09118 | Yes
GEN-2024-088 | 03 CENTRAL | G00ALL 29SP | 344224 7CALAWY 1 345 344327 7LOOSECRK 345 1 | P11:345:WERE:WOLFU1-GEN:EHV: | 0.05565 | Yes
GEN-2024-088 | 03 CENTRAL | G00ALL 29SP | 345435 7MAYWOOD 345 345992 7SPENCER 345 1 | P12:161:AECI-AMMO:THHILL:ADR:1,CASC_R1:: | 0.08855 | Yes
GEN-2024-088 | 03 CENTRAL | G00ALL 29SP | 345230 7MONTGMRY 345 345992 7SPENCER 345 1 | P12:161:AECI-AMMO:THHILL:ADR:1,CASC_R1:: | 0.08855 | Yes
GEN-2024-088 | 03 CENTRAL | G00ALL 29SP | 345435 7MAYWOOD 345 345992 7SPENCER 345 1 | P12:161:AECI-AMMO:THHILL:ADR:1:: | 0.08855 | Yes
GEN-2024-088 | 03 CENTRAL | G00ALL 29SP | 345230 7MONTGMRY 345 345992 7SPENCER 345 1 | P12:161:AECI-AMMO:THHILL:ADR:1:: | 0.08855 | Yes
GEN-2024-088 | 03 CENTRAL | G00ALL 29SP | 344224 7CALAWY 1 345 345230 7MONTGMRY 345 2 | P12:161:AMMO::LOOSECREEK:MARIOSADELTA1:HV: | 0.05143 | Yes
GEN-2024-088 | 03 CENTRAL | G00ALL 29SP | 344224 7CALAWY 1 345 345230 7MONTGMRY 345 1 | P12:161:AMMO::LOOSECREEK:MARIOSADELTA1:HV: | 0.05143 | Yes
GEN-2024-088 | 03 CENTRAL | G00ALL 29SP | 345435 7MAYWOOD 345 345992 7SPENCER 345 1 | P12:161:AMMO-AECI::THOMASHILL:ADAIR:HV | 0.08855 | Yes
GEN-2024-088 | 03 CENTRAL | G00ALL 29SP | 345230 7MONTGMRY 345 345992 7SPENCER 345 1 | P12:161:AMMO-AECI::THOMASHILL:ADAIR:HV | 0.08855 | Yes
GEN-2024-088 | 03 CENTRAL | G00ALL 29SP | 345435 7MAYWOOD 345 345992 7SPENCER 345 1 | P12:161:AMMO-AECI::THOMASHILL:ADAIR1:HV: | 0.08855 | Yes
GEN-2024-088 | 03 CENTRAL | G00ALL 29SP | 345230 7MONTGMRY 345 345992 7SPENCER 345 1 | P12:161:AMMO-AECI::THOMASHILL:ADAIR1:HV: | 0.08855 | Yes
GEN-2024-088 | 03 CENTRAL | G00ALL 29SP | 602004 SPLT RK4 230 652523 SIOUXFL4 230 1 | P12:230.0:UMZ:# N-1 #:: LINE PAHOJA__-BE4-EAGLE___-NI4-1 :HV: | 0.06396 | Yes
GEN-2024-088 | 03 CENTRAL | G00ALL 29SP | 603016 SPLT RK7 115 996521 SPLT RK4 115 7 | P12:230.0:UMZ:# N-1 #:: LINE PAHOJA__-BE4-EAGLE___-NI4-1 :HV: | 0.06396 | Yes
GEN-2024-088 | 03 CENTRAL | G00ALL 29SP | 602004 SPLT RK4 230 996521 SPLT RK4 115 7 | P12:230.0:UMZ:# N-1 #:: LINE PAHOJA__-BE4-EAGLE___-NI4-1 :HV: | 0.06396 | Yes
GEN-2024-088 | 03 CENTRAL | G00ALL 29SP | 602004 SPLT RK4 230 652523 SIOUXFL4 230 1 | P12:230.0:UMZ:# N-1 #:: LINE SIOUXCY2-EAGLE___-NI4-1 :HV: | 0.05507 | Yes
GEN-2024-088 | 03 CENTRAL | G00ALL 29SP | 603016 SPLT RK7 115 996521 SPLT RK4 115 7 | P12:230.0:UMZ:# N-1 #:: LINE SIOUXCY2-EAGLE___-NI4-1 :HV: | 0.05507 | Yes
GEN-2024-088 | 03 CENTRAL | G00ALL 29SP | 602004 SPLT RK4 230 996521 SPLT RK4 115 7 | P12:230.0:UMZ:# N-1 #:: LINE SIOUXCY2-EAGLE___-NI4-1 :HV: | 0.05507 | Yes
GEN-2024-088 | 03 CENTRAL | G00ALL 29SP | 602004 SPLT RK4 230 652523 SIOUXFL4 230 1 | P12:230.0:UMZ:# N-1 #:: LINE SIOUXCY4-RASMUSN-ER4-1 :HV: | 0.05571 | Yes
GEN-2024-088 | 03 CENTRAL | G00ALL 29SP | 603016 SPLT RK7 115 996521 SPLT RK4 115 7 | P12:230.0:UMZ:# N-1 #:: LINE SIOUXCY4-RASMUSN-ER4-1 :HV: | 0.05571 | Yes
GEN-2024-088 | 03 CENTRAL | G00ALL 29SP | 602004 SPLT RK4 230 996521 SPLT RK4 115 7 | P12:230.0:UMZ:# N-1 #:: LINE SIOUXCY4-RASMUSN-ER4-1 :HV: | 0.05571 | Yes
GEN-2024-088 | 03 CENTRAL | G00ALL 29SP | 602004 SPLT RK4 230 652523 SIOUXFL4 230 1 | P12:230.0:UMZ:# N-1 #:: LINE SIOUXFL4-PAHOJA__-BE4-1 :HV: | 0.06396 | Yes
GEN-2024-088 | 03 CENTRAL | G00ALL 29SP | 603016 SPLT RK7 115 996521 SPLT RK4 115 7 | P12:230.0:UMZ:# N-1 #:: LINE SIOUXFL4-PAHOJA__-BE4-1 :HV: | 0.06396 | Yes
GEN-2024-088 | 03 CENTRAL | G00ALL 29SP | 602004 SPLT RK4 230 996521 SPLT RK4 115 7 | P12:230.0:UMZ:# N-1 #:: LINE SIOUXFL4-PAHOJA__-BE4-1 :HV: | 0.06396 | Yes
GEN-2024-088 | 03 CENTRAL | G00ALL 29SP | 602004 SPLT RK4 230 652523 SIOUXFL4 230 1 | P12:230.0:UMZ:# N-1 #:: LINE UTICAJC4-RASMUSN-ER4-1 :HV: | 0.05571 | Yes
GEN-2024-088 | 03 CENTRAL | G00ALL 29SP | 603016 SPLT RK7 115 996521 SPLT RK4 115 7 | P12:230.0:UMZ:# N-1 #:: LINE UTICAJC4-RASMUSN-ER4-1 :HV: | 0.05571 | Yes
GEN-2024-088 | 03 CENTRAL | G00ALL 29SP | 602004 SPLT RK4 230 996521 SPLT RK4 115 7 | P12:230.0:UMZ:# N-1 #:: LINE UTICAJC4-RASMUSN-ER4-1 :HV: | 0.05571 | Yes
GEN-2024-088 | 03 CENTRAL | G00ALL 29SP | 601031 BRKNGCO3 345 652537 WHITE 3 345 2 | P12:345.0:UMZ:# N-1 #:: LINE BRKNGCO3-WHITE 3-1 :EHV: | 0.05425 | Yes
GEN-2024-088 | 03 CENTRAL | G00ALL 29SP | 601031 BRKNGCO3 345 652537 WHITE 3 345 1 | P12:345.0:UMZ:# N-1 #:: LINE BRKNGCO3-WHITE 3-2 :EHV: | 0.05422 | Yes
GEN-2024-088 | 03 CENTRAL | G00ALL 29SP | 635223 PLYMOUTH 5 161 652566 SIOUXCY5 161 1 | P12:345.0:UMZ:# N-1 #:: LINE RAUN 3-SIOUXCY3-1 :EHV: | 0.06697 | Yes
GEN-2024-088 | 03 CENTRAL | G00ALL 29SP | 601034 NOBLES 3 345 631138 LAKEFLD3 345 1 | P12:345.0:UMZ:# N-1 #:: LINE SIOUXCY3-SIOUXCY-LNX3-Z :EHV: | 0.05493 | Yes
GEN-2024-088 | 03 CENTRAL | G00ALL 29SP | 601034 NOBLES 3 345 631138 LAKEFLD3 345 1 | P12:345.0:UMZ:# N-1 #:: LINE SPLT RK3-SIOUXCY-LNX3-1 :EHV: | 0.05493 | Yes
GEN-2024-088 | 03 CENTRAL | G00ALL 29SP | 300041 7FRANKS 345 344154 7BLAND 345 1 | P12:345:AECI:BLCKBRRY:JSPR345:1:: | 0.10308 | Yes
GEN-2024-088 | 03 CENTRAL | G00ALL 29SP | 300041 7FRANKS 345 344327 7LOOSECRK 345 1 | P12:345:AECI:BLCKBRRY:JSPR345:1:: | 0.11166 | Yes
GEN-2024-088 | 03 CENTRAL | G00ALL 29SP | 300041 7FRANKS 345 344154 7BLAND 345 1 | P12:345:AECI:MORGAN345:JSPR345:1:: | 0.10429 | Yes
GEN-2024-088 | 03 CENTRAL | G00ALL 29SP | 300041 7FRANKS 345 344327 7LOOSECRK 345 1 | P12:345:AECI:MORGAN345:JSPR345:1:: | 0.11398 | Yes
GEN-2024-088 | 03 CENTRAL | G00ALL 29SP | 300041 7FRANKS 345 344327 7LOOSECRK 345 1 | P12:345:AECI:ST_FRANC:GOBBLER:1:: | 0.10177 | Yes
GEN-2024-088 | 03 CENTRAL | G00ALL 29SP | 345435 7MAYWOOD 345 345992 7SPENCER 345 1 | P12:345:AECI-AMMO:BLL:MONTGUE:1:: | 0.08424 | Yes
GEN-2024-088 | 03 CENTRAL | G00ALL 29SP | 345230 7MONTGMRY 345 345992 7SPENCER 345 1 | P12:345:AECI-AMMO:BLL:MONTGUE:1:: | 0.08424 | Yes
GEN-2024-088 | 03 CENTRAL | G00ALL 29SP | 300041 7FRANKS 345 344327 7LOOSECRK 345 1 | P12:345:AECI-AMMO:FRANKS:BLAND:1:: | 0.14679 | Yes
GEN-2024-088 | 03 CENTRAL | G00ALL 29SP | 344224 7CALAWY 1 345 344327 7LOOSECRK 345 1 | P12:345:AECI-AMMO:FRANKS:BLAND:1:: | 0.1001 | Yes
GEN-2024-088 | 03 CENTRAL | G00ALL 29SP | 345435 7MAYWOOD 345 345445 7SKNKRVR 345 1 | P12:345:AMIL::HERLEMAN:MAYWOOD:EHV | 0.05478 | Yes
GEN-2024-088 | 03 CENTRAL | G00ALL 29SP | 300041 7FRANKS 345 344327 7LOOSECRK 345 1 | P12:345:AMMO::BLAND:FRANKS:EHV | 0.14679 | Yes
GEN-2024-088 | 03 CENTRAL | G00ALL 29SP | 344224 7CALAWY 1 345 344327 7LOOSECRK 345 1 | P12:345:AMMO::BLAND:FRANKS:EHV | 0.1001 | Yes
GEN-2024-088 | 03 CENTRAL | G00ALL 29SP | 300041 7FRANKS 345 344327 7LOOSECRK 345 1 | P12:345:AMMO::BLAND:FRANKS3:EHV: | 0.14679 | Yes
GEN-2024-088 | 03 CENTRAL | G00ALL 29SP | 344224 7CALAWY 1 345 344327 7LOOSECRK 345 1 | P12:345:AMMO::BLAND:FRANKS3:EHV: | 0.1001 | Yes
GEN-2024-088 | 03 CENTRAL | G00ALL 29SP | 344224 7CALAWY 1 345 344327 7LOOSECRK 345 1 | P12:345:AMMO::CALLAWAY:BLAND:EHV | 0.07246 | Yes
GEN-2024-088 | 03 CENTRAL | G00ALL 29SP | 300041 7FRANKS 345 344327 7LOOSECRK 345 1 | P12:345:AMMO::CALLAWAY:BLAND:EHV | 0.11095 | Yes
GEN-2024-088 | 03 CENTRAL | G00ALL 29SP | 344154 7BLAND 345 344885 7LABADIE2 345 1 | P12:345:AMMO::CALLAWAY:BLAND:EHV | 0.06058 | Yes
GEN-2024-088 | 03 CENTRAL | G00ALL 29SP | 344224 7CALAWY 1 345 344327 7LOOSECRK 345 1 | P12:345:AMMO::CALLAWAY:BLAND1:EHV: | 0.07246 | Yes
GEN-2024-088 | 03 CENTRAL | G00ALL 29SP | 300041 7FRANKS 345 344327 7LOOSECRK 345 1 | P12:345:AMMO::CALLAWAY:BLAND1:EHV: | 0.11095 | Yes
GEN-2024-088 | 03 CENTRAL | G00ALL 29SP | 344154 7BLAND 345 344885 7LABADIE2 345 1 | P12:345:AMMO::CALLAWAY:BLAND1:EHV: | 0.06058 | Yes
GEN-2024-088 | 03 CENTRAL | G00ALL 29SP | 345435 7MAYWOOD 345 345992 7SPENCER 345 1 | P12:345:AMMO::CALLAWAY:LOOSECREEK:EHV | 0.07876 | Yes
GEN-2024-088 | 03 CENTRAL | G00ALL 29SP | 300041 7FRANKS 345 344154 7BLAND 345 1 | P12:345:AMMO::CALLAWAY:LOOSECREEK:EHV | 0.11164 | Yes
GEN-2024-088 | 03 CENTRAL | G00ALL 29SP | 345230 7MONTGMRY 345 345992 7SPENCER 345 1 | P12:345:AMMO::CALLAWAY:LOOSECREEK:EHV | 0.07876 | Yes
GEN-2024-088 | 03 CENTRAL | G00ALL 29SP | 344154 7BLAND 345 344224 7CALAWY 1 345 1 | P12:345:AMMO::CALLAWAY:LOOSECREEK:EHV | 0.0685 | Yes
GEN-2024-088 | 03 CENTRAL | G00ALL 29SP | 301809 7BARNET 345 344327 7LOOSECRK 345 1 | P12:345:AMMO::CALLAWAY:LOOSECREEK:EHV | 0.05126 | Yes
GEN-2024-088 | 03 CENTRAL | G00ALL 29SP | 345435 7MAYWOOD 345 345992 7SPENCER 345 1 | P12:345:AMMO::CALLAWAY:LOOSECREEK1:EHV: | 0.07876 | Yes
GEN-2024-088 | 03 CENTRAL | G00ALL 29SP | 300041 7FRANKS 345 344154 7BLAND 345 1 | P12:345:AMMO::CALLAWAY:LOOSECREEK1:EHV: | 0.11164 | Yes
GEN-2024-088 | 03 CENTRAL | G00ALL 29SP | 345230 7MONTGMRY 345 345992 7SPENCER 345 1 | P12:345:AMMO::CALLAWAY:LOOSECREEK1:EHV: | 0.07876 | Yes
GEN-2024-088 | 03 CENTRAL | G00ALL 29SP | 344154 7BLAND 345 344224 7CALAWY 1 345 1 | P12:345:AMMO::CALLAWAY:LOOSECREEK1:EHV: | 0.0685 | Yes
GEN-2024-088 | 03 CENTRAL | G00ALL 29SP | 301809 7BARNET 345 344327 7LOOSECRK 345 1 | P12:345:AMMO::CALLAWAY:LOOSECREEK1:EHV: | 0.05126 | Yes
GEN-2024-088 | 03 CENTRAL | G00ALL 29SP | 344154 7BLAND 345 344224 7CALAWY 1 345 1 | P12:345:AMMO::LABADIE:BLAND:EHV | 0.06827 | Yes
GEN-2024-088 | 03 CENTRAL | G00ALL 29SP | 344154 7BLAND 345 344224 7CALAWY 1 345 1 | P12:345:AMMO::LABADIE:BLAND3:EHV: | 0.06827 | Yes
GEN-2024-088 | 03 CENTRAL | G00ALL 29SP | 344224 7CALAWY 1 345 345230 7MONTGMRY 345 1 | P12:345:AMMO::LABADIE:WRIGHTCITY4:EHV: | 0.05057 | Yes
GEN-2024-088 | 03 CENTRAL | G00ALL 29SP | 344224 7CALAWY 1 345 345230 7MONTGMRY 345 2 | P12:345:AMMO::LABADIE:WRIGHTCITY4:EHV: | 0.05057 | Yes
GEN-2024-088 | 03 CENTRAL | G00ALL 29SP | 300041 7FRANKS 345 344154 7BLAND 345 1 | P12:345:AMMO::LOOSECREEK:FRANKS:EHV | 0.14051 | Yes
GEN-2024-088 | 03 CENTRAL | G00ALL 29SP | 344154 7BLAND 345 344224 7CALAWY 1 345 1 | P12:345:AMMO::LOOSECREEK:FRANKS:EHV | 0.08703 | Yes
GEN-2024-088 | 03 CENTRAL | G00ALL 29SP | 300041 7FRANKS 345 344154 7BLAND 345 1 | P12:345:AMMO::LOOSECREEK:FRANKS1:EHV: | 0.14051 | Yes
GEN-2024-088 | 03 CENTRAL | G00ALL 29SP | 344154 7BLAND 345 344224 7CALAWY 1 345 1 | P12:345:AMMO::LOOSECREEK:FRANKS1:EHV: | 0.08703 | Yes
GEN-2024-088 | 03 CENTRAL | G00ALL 29SP | 344224 7CALAWY 1 345 345230 7MONTGMRY 345 2 | P12:345:AMMO::LOOSECREEK:MARIOSADELTA:HV | 0.05143 | Yes
GEN-2024-088 | 03 CENTRAL | G00ALL 29SP | 344224 7CALAWY 1 345 345230 7MONTGMRY 345 1 | P12:345:AMMO::LOOSECREEK:MARIOSADELTA:HV | 0.05143 | Yes
GEN-2024-088 | 03 CENTRAL | G00ALL 29SP | 346898 7DIAZ 345 348150 7MORO 345 1 | P12:345:AMMO::MAYWOOD:SPENCERCREEK:EHV | 0.05452 | Yes
GEN-2024-088 | 03 CENTRAL | G00ALL 29SP | 346898 7DIAZ 345 348150 7MORO 345 1 | P12:345:AMMO::MAYWOOD:SPENCERCREEK4590:EHV: | 0.05452 | Yes
GEN-2024-088 | 03 CENTRAL | G00ALL 29SP | 344224 7CALAWY 1 345 345230 7MONTGMRY 345 2 | P12:345:AMMO::MONTGOMERY:CALLAWAY7:EHV: | 0.08198 | Yes
GEN-2024-088 | 03 CENTRAL | G00ALL 29SP | 344224 7CALAWY 1 345 345230 7MONTGMRY 345 1 | P12:345:AMMO::MONTGOMERY:CALLAWAY8:EHV: | 0.08198 | Yes
GEN-2024-088 | 03 CENTRAL | G00ALL 29SP | 346898 7DIAZ 345 348150 7MORO 345 1 | P12:345:AMMO::MONTGOMERY:SPENCERCREEK:EHV | 0.05452 | Yes
GEN-2024-088 | 03 CENTRAL | G00ALL 29SP | 346898 7DIAZ 345 348150 7MORO 345 1 | P12:345:AMMO::MONTGOMERY:SPENCERCREEK1:EHV: | 0.05452 | Yes
GEN-2024-088 | 03 CENTRAL | G00ALL 29SP | 344011 7HUGHES 345 631143 OTTUMWA3 345 1 | P12:345:AMMO::MTPL:MAYWOOD1:EHV: | 0.05763 | Yes
GEN-2024-088 | 03 CENTRAL | G00ALL 29SP | 344000 7ZACHARY 345 344011 7HUGHES 345 1 | P12:345:AMMO::MTPL:MAYWOOD1:EHV: | 0.05763 | Yes
GEN-2024-088 | 03 CENTRAL | G00ALL 29SP | 344224 7CALAWY 1 345 345230 7MONTGMRY 345 2 | P12:345:AMMO:CKT 1:MONTGOMERY:CALLAWAY:EHV | 0.08198 | Yes
GEN-2024-088 | 03 CENTRAL | G00ALL 29SP | 344224 7CALAWY 1 345 345230 7MONTGMRY 345 1 | P12:345:AMMO:CKT2:MONTGOMERY:CALLAWAY:EHV | 0.08198 | Yes
GEN-2024-088 | 03 CENTRAL | G00ALL 29SP | 345435 7MAYWOOD 345 345992 7SPENCER 345 1 | P12:345:AMMO-AECI::BELLEAU:MONTGOMERY:HV | 0.08424 | Yes
GEN-2024-088 | 03 CENTRAL | G00ALL 29SP | 345230 7MONTGMRY 345 345992 7SPENCER 345 1 | P12:345:AMMO-AECI::BELLEAU:MONTGOMERY:HV | 0.08424 | Yes
GEN-2024-088 | 03 CENTRAL | G00ALL 29SP | 345435 7MAYWOOD 345 345992 7SPENCER 345 1 | P12:345:AMMO-AECI::BELLEAU:MONTGOMERY6:EHV: | 0.08424 | Yes
GEN-2024-088 | 03 CENTRAL | G00ALL 29SP | 345230 7MONTGMRY 345 345992 7SPENCER 345 1 | P12:345:AMMO-AECI::BELLEAU:MONTGOMERY6:EHV: | 0.08424 | Yes
GEN-2024-088 | 03 CENTRAL | G00ALL 29SP | 345435 7MAYWOOD 345 345445 7SKNKRVR 345 1 | P12:345:AMMO-ALTW::HUGHES:OTTUMWA:EHV | 0.06811 | Yes
GEN-2024-088 | 03 CENTRAL | G00ALL 29SP | 345435 7MAYWOOD 345 345445 7SKNKRVR 345 1 | P12:345:AMMO-ALTW::HUGHES:OTTUMWA5325:EHV: | 0.06811 | Yes
GEN-2024-088 | 03 CENTRAL | G00ALL 29SP | 631143 OTTUMWA3 345 635730 MONTEZUMA 3 345 1 | P12:345:AMMO-MEC::MTPL:SUB-T4577:EHV: | 0.06368 | Yes
GEN-2024-088 | 03 CENTRAL | G00ALL 29SP | 631143 OTTUMWA3 345 635730 MONTEZUMA 3 345 1 | P12:345:AMMO-MEC:HILLS:SUB T HSK:1 | 0.0536 | Yes
GEN-2024-088 | 03 CENTRAL | G00ALL 29SP | 636400 HILLS 3 345 636630 SUB 92 3 345 1 | P12:345:AMMO-MEC:HILLS:SUB T HSK:1 | 0.05167 | Yes
GEN-2024-088 | 03 CENTRAL | G00ALL 29SP | 601083 TREMVAL3 345 694098 NMA B5 345 345 1 | P12:345:ATC-XEL:800000:ARPINB4:EAUCL3NLL:EHV: | 0.05238 | Yes
GEN-2024-088 | 03 CENTRAL | G00ALL 29SP | 631139 HAZLTON3 345 631142 ARNOLD 3 345 1 | P12:345:CE-ALTW:QUAD13-11:ROCKCK3:1 | 0.05322 | Yes
GEN-2024-088 | 03 CENTRAL | G00ALL 29SP | 636400 HILLS 3 345 636420 TIFFIN 3 345 1 | P12:345:CE-ALTW:QUAD13-11:ROCKCK3:1 | 0.05916 | Yes
GEN-2024-088 | 03 CENTRAL | G00ALL 29SP | 631148 MORGN VLLY 3 345 636420 TIFFIN 3 345 1 | P12:345:CE-ALTW:QUAD13-11:ROCKCK3:1 | 0.06141 | Yes
GEN-2024-088 | 03 CENTRAL | G00ALL 29SP | 300041 7FRANKS 345 344154 7BLAND 345 1 | P12:345:EES:7STFRAN!:7GOBKNOB%:1:EHV: | 0.09574 | Yes
GEN-2024-088 | 03 CENTRAL | G00ALL 29SP | 300041 7FRANKS 345 344327 7LOOSECRK 345 1 | P12:345:EES:7STFRAN!:7GOBKNOB%:1:EHV: | 0.10177 | Yes
GEN-2024-088 | 03 CENTRAL | G00ALL 29SP | 345445 7SKNKRVR 345 636645 SUB T HSK 3 345 1 | P12:345:ITCM-MEC:OTTUMWA:MONTEZUMA:1 | 0.06494 | Yes
GEN-2024-088 | 03 CENTRAL | G00ALL 29SP | 635200 RAUN 3 345 762779 G18-043 TAP 345 1 | P12:345:MEC:ARBOR HILL:FALLOW AVE:1 | 0.0612 | Yes
GEN-2024-088 | 03 CENTRAL | G00ALL 29SP | 635600 GRIMES 3 345 636003 BEAVER CRK 3 345 1 | P12:345:MEC:ARBOR HILL:FALLOW AVE:1 | 0.05371 | Yes
GEN-2024-088 | 03 CENTRAL | G00ALL 29SP | 635200 RAUN 3 345 645552 S3452 REACT3 345 1 | P12:345:MEC:ARBOR HILL:FALLOW AVE:1 | 0.06288 | Yes
GEN-2024-088 | 03 CENTRAL | G00ALL 29SP | 635200 RAUN 3 345 652564 SIOUXCY3 345 1 | P12:345:MEC:CHEROKEE:HIGHLAND:1 | 0.10886 | Yes
GEN-2024-088 | 03 CENTRAL | G00ALL 29SP | 635999 IRVINGTON3 345 636000 WEBSTER3 345 1 | P12:345:MEC:GARD AVE:LEHIGH:1REACTOR:EHV: | 0.05058 | Yes
GEN-2024-088 | 03 CENTRAL | G00ALL 29SP | 635369 KOSSUTH 3 345 635999 IRVINGTON3 345 1 | P12:345:MEC:GARD AVE:LEHIGH:1REACTOR:EHV: | 0.05058 | Yes
GEN-2024-088 | 03 CENTRAL | G00ALL 29SP | 631143 OTTUMWA3 345 635730 MONTEZUMA 3 345 1 | P12:345:MEC:HILLS:SUB T-SUB 93:1REACTOR:EHV: | 0.06451 | Yes
GEN-2024-088 | 03 CENTRAL | G00ALL 29SP | 635999 IRVINGTON3 345 636000 WEBSTER3 345 1 | P12:345:MEC:IDA CO:GARD AVE:1 | 0.05058 | Yes
GEN-2024-088 | 03 CENTRAL | G00ALL 29SP | 635369 KOSSUTH 3 345 635999 IRVINGTON3 345 1 | P12:345:MEC:IDA CO:GARD AVE:1 | 0.05058 | Yes
GEN-2024-088 | 03 CENTRAL | G00ALL 29SP | 636400 HILLS 3 345 636420 TIFFIN 3 345 1 | P12:345:MEC:OAK GROVE:SUB 93:1REACTOR:EHV: | 0.05052 | Yes
GEN-2024-088 | 03 CENTRAL | G00ALL 29SP | 631148 MORGN VLLY 3 345 636420 TIFFIN 3 345 1 | P12:345:MEC:OAK GROVE:SUB 93:1REACTOR:EHV: | 0.05293 | Yes
GEN-2024-088 | 03 CENTRAL | G00ALL 29SP | 635200 RAUN 3 345 652564 SIOUXCY3 345 1 | P12:345:MEC:OBRIEN:HIGHLAND:1REACTOR:EHV: | 0.10886 | Yes
GEN-2024-088 | 03 CENTRAL | G00ALL 29SP | 636398 HILLSSUBTRX3 345 636645 SUB T HSK 3 345 1 | P12:345:MEC:SUB 92:SUB 93:1 | 0.05497 | Yes
GEN-2024-088 | 03 CENTRAL | G00ALL 29SP | 636398 HILLSSUBTRX3 345 636400 HILLS 3 345 Z | P12:345:MEC:SUB 92:SUB 93:1 | 0.05497 | Yes
GEN-2024-088 | 03 CENTRAL | G00ALL 29SP | 635200 RAUN 3 345 652564 SIOUXCY3 345 1 | P12:345:MEC-ITCM:OBRIEN:LAKEFIELD:1REACTOR:EHV: | 0.11082 | Yes
GEN-2024-088 | 03 CENTRAL | G00ALL 29SP | 631193 HUNTLEY3 345 631197 LEDYARD3 345 1 | P12:345:MEC-ITCM:OBRIEN:LAKEFIELD:1REACTOR:EHV: | 0.06556 | Yes
GEN-2024-088 | 03 CENTRAL | G00ALL 29SP | 635223 PLYMOUTH 5 161 652566 SIOUXCY5 161 1 | P12:345:MEC-WAPA:RAUN:SIOUXCY:1 | 0.06697 | Yes
GEN-2024-088 | 03 CENTRAL | G00ALL 29SP | 635200 RAUN 3 345 762779 G18-043 TAP 345 1 | P12:345:NPPD:L3521::NW68&HOLDREGE.COLUMBUSEAST.CKT1:: | 0.06997 | Yes
GEN-2024-088 | 03 CENTRAL | G00ALL 29SP | 635200 RAUN 3 345 645552 S3452 REACT3 345 1 | P12:345:NPPD:L3521::NW68&HOLDREGE.COLUMBUSEAST.CKT1:: | 0.07196 | Yes
GEN-2024-088 | 03 CENTRAL | G00ALL 29SP | 601003 PR ISLD3 345 601039 NROC 3 345 1 | P12:345:XEL:ASK-ECL | 0.05618 | Yes
GEN-2024-088 | 03 CENTRAL | G00ALL 29SP | 601048 LYON CO 3 345 601087 STEEP BK LK3 345 2 | P12:345:XEL:LYONCO3:HAWKSNEST3:1 | 0.05791 | Yes
GEN-2024-088 | 03 CENTRAL | G00ALL 29SP | 601031 BRKNGCO3 345 652537 WHITE 3 345 2 | P12:345:XEL-WAPA:BRKNGCO3:WHITE3:1 | 0.05425 | Yes
GEN-2024-088 | 03 CENTRAL | G00ALL 29SP | 601031 BRKNGCO3 345 652537 WHITE 3 345 1 | P12:345:XEL-WAPA:BRKNGCO3:WHITE3:2 | 0.05422 | Yes
GEN-2024-088 | 03 CENTRAL | G00ALL 29SP | 601034 NOBLES 3 345 631138 LAKEFLD3 345 1 | P12:345:XEL-WAPA:SPLTRK3:SIOUXCY-LNX3:1 | 0.05493 | Yes
GEN-2024-088 | 03 CENTRAL | G00ALL 29SP | 601083 TREMVAL3 345 694098 NMA B5 345 345 1 | P12:69:ATC-XEL:8E5_GD:ARPINB4:EAUCL3NLL:HV: | 0.05256 | Yes
GEN-2024-088 | 03 CENTRAL | G00ALL 29SP | 344224 7CALAWY 1 345 345230 7MONTGMRY 345 2 | P13:161-345:AMMO::MARIOSA:1 | 0.05143 | Yes
GEN-2024-088 | 03 CENTRAL | G00ALL 29SP | 344224 7CALAWY 1 345 345230 7MONTGMRY 345 1 | P13:161-345:AMMO::MARIOSA:1 | 0.05143 | Yes
GEN-2024-088 | 03 CENTRAL | G00ALL 29SP | 631193 HUNTLEY3 345 631197 LEDYARD3 345 1 | P13:345:XEL:MNTCE31G:MNTCELO3:1 | 0.05103 | Yes
GEN-2024-088 | 03 CENTRAL | G00ALL 29SP | 601002 ADAMS 3 345 631144 MITCHLCO3 345 1 | P13:345:XEL:MNTCE31G:MNTCELO3:1 | 0.05124 | Yes
GEN-2024-088 | 03 CENTRAL | G00ALL 29SP | 631144 MITCHLCO3 345 631270 LASALLE 3 345 1 | P13:345:XEL:MNTCE31G:MNTCELO3:1 | 0.05124 | Yes
GEN-2024-088 | 03 CENTRAL | G00ALL 29SP | 601002 ADAMS 3 345 631144 MITCHLCO3 345 1 | P13:345:XEL:PRIS31G:PRISLD3:1 | 0.05124 | Yes
GEN-2024-088 | 03 CENTRAL | G00ALL 29SP | 631193 HUNTLEY3 345 631197 LEDYARD3 345 1 | P13:345:XEL:PRIS31G:PRISLD3:1 | 0.05103 | Yes
GEN-2024-088 | 03 CENTRAL | G00ALL 29SP | 631144 MITCHLCO3 345 631270 LASALLE 3 345 1 | P13:345:XEL:PRIS31G:PRISLD3:1 | 0.05124 | Yes
GEN-2024-088 | 03 CENTRAL | G00ALL 29SP | 601002 ADAMS 3 345 631144 MITCHLCO3 345 1 | P13:345:XEL:PRIS32G:PRISLD3:2 | 0.05124 | Yes
GEN-2024-088 | 03 CENTRAL | G00ALL 29SP | 631193 HUNTLEY3 345 631197 LEDYARD3 345 1 | P13:345:XEL:PRIS32G:PRISLD3:2 | 0.05103 | Yes
GEN-2024-088 | 03 CENTRAL | G00ALL 29SP | 631144 MITCHLCO3 345 631270 LASALLE 3 345 1 | P13:345:XEL:PRIS32G:PRISLD3:2 | 0.05124 | Yes
GEN-2024-088 | 03 CENTRAL | G00ALL 29SP | 636400 HILLS 3 345 636420 TIFFIN 3 345 1 | P13:345-161:MEC:HILLS:9T1 | 0.05552 | Yes
GEN-2024-088 | 03 CENTRAL | G00ALL 29SP | 601006 SPLT RK3 345 652864 SIOUXCY-LNX3 345 1 | P13:345-230.0:UMZ:# N-1 #:: 3WND SIOUXCY3-SIOUXCY2-SIOUXC29-1 652_ SC2 KU1B_:EHV: | 0.05479 | Yes
GEN-2024-088 | 03 CENTRAL | G00ALL 29SP | 602004 SPLT RK4 230 652523 SIOUXFL4 230 1 | P13:345-230.0:UMZ:# N-1 #:: 3WND SIOUXCY3-SIOUXCY2-SIOUXC29-1 652_ SC2 KU1B_:EHV: | 0.05538 | Yes
GEN-2024-088 | 03 CENTRAL | G00ALL 29SP | 603016 SPLT RK7 115 996521 SPLT RK4 115 7 | P13:345-230.0:UMZ:# N-1 #:: 3WND SIOUXCY3-SIOUXCY2-SIOUXC29-1 652_ SC2 KU1B_:EHV: | 0.05538 | Yes
GEN-2024-088 | 03 CENTRAL | G00ALL 29SP | 602004 SPLT RK4 230 996521 SPLT RK4 115 7 | P13:345-230.0:UMZ:# N-1 #:: 3WND SIOUXCY3-SIOUXCY2-SIOUXC29-1 652_ SC2 KU1B_:EHV: | 0.05538 | Yes
GEN-2024-088 | 03 CENTRAL | G00ALL 29SP | 635200 RAUN 3 345 652564 SIOUXCY3 345 1 | P14:345:ITCM-MEC:LAKEFLD-OBRIEN 50MVAR:MN-SS | 0.11082 | Yes
GEN-2024-088 | 03 CENTRAL | G00ALL 29SP | 631193 HUNTLEY3 345 631197 LEDYARD3 345 1 | P14:345:ITCM-MEC:LAKEFLD-OBRIEN 50MVAR:MN-SS | 0.06556 | Yes
GEN-2024-088 | 03 CENTRAL | G00ALL 29SP | 344154 7BLAND 345 344224 7CALAWY 1 345 1 | P22:345:AMMO:::LABADIE1:EHV: | 0.06832 | Yes
GEN-2024-088 | 03 CENTRAL | G00ALL 29SP | 601031 BRKNGCO3 345 652537 WHITE 3 345 2 | P22:345:UMZW:# 1882 #:: WHT IN SD. WHT 345 KV N BUS FAULT:EHV: | 0.05425 | Yes
GEN-2024-088 | 03 CENTRAL | G00ALL 29SP | 601031 BRKNGCO3 345 652537 WHITE 3 345 1 | P22:345:UMZW:# 1883 #:: WHT IN SD. WHT 345 KV S BUS FAULT:EHV: | 0.05422 | Yes
GEN-2024-088 | 03 CENTRAL | G00ALL 29SP | 635680 BONDURANT3 345 635730 MONTEZUMA 3 345 1 | P23:18:MEC:GDMEC:908::HV: | 0.05165 | Yes
GEN-2024-088 | 03 CENTRAL | G00ALL 29SP | 300041 7FRANKS 345 344154 7BLAND 345 1 | P23:345:AECI:7BLACKBERRY:6_2::: | 0.10382 | Yes
GEN-2024-088 | 03 CENTRAL | G00ALL 29SP | 300041 7FRANKS 345 344327 7LOOSECRK 345 1 | P23:345:AECI:7BLACKBERRY:6_2::: | 0.11319 | Yes
GEN-2024-088 | 03 CENTRAL | G00ALL 29SP | 300041 7FRANKS 345 344154 7BLAND 345 1 | P23:345:AECI:7BLACKBERRY:6_3::: | 0.10382 | Yes
GEN-2024-088 | 03 CENTRAL | G00ALL 29SP | 300041 7FRANKS 345 344327 7LOOSECRK 345 1 | P23:345:AECI:7BLACKBERRY:6_3::: | 0.11319 | Yes
GEN-2024-088 | 03 CENTRAL | G00ALL 29SP | 300041 7FRANKS 345 344154 7BLAND 345 1 | P23:345:AECI:7BLACKBERRY:653::: | 0.10343 | Yes
GEN-2024-088 | 03 CENTRAL | G00ALL 29SP | 300041 7FRANKS 345 344327 7LOOSECRK 345 1 | P23:345:AECI:7BLACKBERRY:653::: | 0.11253 | Yes
GEN-2024-088 | 03 CENTRAL | G00ALL 29SP | 300041 7FRANKS 345 344154 7BLAND 345 1 | P23:345:AECI:7BLACKBERRY:656::: | 0.10311 | Yes
GEN-2024-088 | 03 CENTRAL | G00ALL 29SP | 300041 7FRANKS 345 344327 7LOOSECRK 345 1 | P23:345:AECI:7BLACKBERRY:656::: | 0.11166 | Yes
GEN-2024-088 | 03 CENTRAL | G00ALL 29SP | 344224 7CALAWY 1 345 344327 7LOOSECRK 345 1 | P23:345:AECI:7FRANKS:985,CASC_R1::: | 0.07214 | Yes
GEN-2024-088 | 03 CENTRAL | G00ALL 29SP | 300041 7FRANKS 345 344327 7LOOSECRK 345 1 | P23:345:AECI:7FRANKS:985,CASC_R1::: | 0.08262 | Yes
GEN-2024-088 | 03 CENTRAL | G00ALL 29SP | 344224 7CALAWY 1 345 344327 7LOOSECRK 345 1 | P23:345:AECI:7FRANKS:985::: | 0.07214 | Yes
GEN-2024-088 | 03 CENTRAL | G00ALL 29SP | 300041 7FRANKS 345 344327 7LOOSECRK 345 1 | P23:345:AECI:7FRANKS:985::: | 0.08262 | Yes
GEN-2024-088 | 03 CENTRAL | G00ALL 29SP | 300041 7FRANKS 345 344154 7BLAND 345 1 | P23:345:AECI:7FRANKS:994::: | 0.1512 | Yes
GEN-2024-088 | 03 CENTRAL | G00ALL 29SP | 344154 7BLAND 345 344224 7CALAWY 1 345 1 | P23:345:AECI:7FRANKS:994::: | 0.09191 | Yes
GEN-2024-088 | 03 CENTRAL | G00ALL 29SP | 300041 7FRANKS 345 344154 7BLAND 345 1 | P23:345:AECI:7JASPER:1182::: | 0.10501 | Yes
GEN-2024-088 | 03 CENTRAL | G00ALL 29SP | 300041 7FRANKS 345 344327 7LOOSECRK 345 1 | P23:345:AECI:7JASPER:1182::: | 0.11448 | Yes
GEN-2024-088 | 03 CENTRAL | G00ALL 29SP | 300041 7FRANKS 345 344154 7BLAND 345 1 | P23:345:AECI:7STFRAN:372::: | 0.09601 | Yes
GEN-2024-088 | 03 CENTRAL | G00ALL 29SP | 300041 7FRANKS 345 344327 7LOOSECRK 345 1 | P23:345:AECI:7STFRAN:372::: | 0.102 | Yes
GEN-2024-088 | 03 CENTRAL | G00ALL 29SP | 345435 7MAYWOOD 345 345445 7SKNKRVR 345 1 | P23:345:ALTW:PD:OTTUMWA:LN:EHV: | 0.06442 | Yes
GEN-2024-088 | 03 CENTRAL | G00ALL 29SP | 345435 7MAYWOOD 345 345445 7SKNKRVR 345 1 | P23:345:AMIL:::71HERLEMAN:EHV: | 0.05525 | Yes
GEN-2024-088 | 03 CENTRAL | G00ALL 29SP | 344224 7CALAWY 1 345 345230 7MONTGMRY 345 2 | P23:345:AMMO:::12MONTGOMERY:EHV: | 0.07837 | Yes
GEN-2024-088 | 03 CENTRAL | G00ALL 29SP | 300041 7FRANKS 345 344327 7LOOSECRK 345 1 | P23:345:AMMO:::16BLAND:EHV: | 0.14511 | Yes
GEN-2024-088 | 03 CENTRAL | G00ALL 29SP | 344224 7CALAWY 1 345 344327 7LOOSECRK 345 1 | P23:345:AMMO:::16BLAND:EHV: | 0.09644 | Yes
GEN-2024-088 | 03 CENTRAL | G00ALL 29SP | 345435 7MAYWOOD 345 345992 7SPENCER 345 1 | P23:345:AMMO:::20LOOSECREEK:EHV: | 0.07998 | Yes
GEN-2024-088 | 03 CENTRAL | G00ALL 29SP | 300041 7FRANKS 345 344154 7BLAND 345 1 | P23:345:AMMO:::20LOOSECREEK:EHV: | 0.13969 | Yes
GEN-2024-088 | 03 CENTRAL | G00ALL 29SP | 344154 7BLAND 345 344224 7CALAWY 1 345 1 | P23:345:AMMO:::20LOOSECREEK:EHV: | 0.08543 | Yes
GEN-2024-088 | 03 CENTRAL | G00ALL 29SP | 346898 7DIAZ 345 348150 7MORO 345 1 | P23:345:AMMO:::24SPENCERCREEK:EHV: | 0.05452 | Yes
GEN-2024-088 | 03 CENTRAL | G00ALL 29SP | 344224 7CALAWY 1 345 344327 7LOOSECRK 345 1 | P23:345:AMMO:::30BLAND:EHV: | 0.08799 | Yes
GEN-2024-088 | 03 CENTRAL | G00ALL 29SP | 300041 7FRANKS 345 344327 7LOOSECRK 345 1 | P23:345:AMMO:::30BLAND:EHV: | 0.12998 | Yes
GEN-2024-088 | 03 CENTRAL | G00ALL 29SP | 346898 7DIAZ 345 348150 7MORO 345 1 | P23:345:AMMO:::40MAYWOOD:EHV: | 0.05452 | Yes
GEN-2024-088 | 03 CENTRAL | G00ALL 29SP | 344224 7CALAWY 1 345 344327 7LOOSECRK 345 1 | P23:345:AMMO::BLAND:V23:EHV: | 0.08799 | Yes
GEN-2024-088 | 03 CENTRAL | G00ALL 29SP | 300041 7FRANKS 345 344327 7LOOSECRK 345 1 | P23:345:AMMO::BLAND:V23:EHV: | 0.12998 | Yes
GEN-2024-088 | 03 CENTRAL | G00ALL 29SP | 345435 7MAYWOOD 345 345445 7SKNKRVR 345 1 | P23:345:AMMO::HUGHES:V1:EHV: | 0.06811 | Yes
GEN-2024-088 | 03 CENTRAL | G00ALL 29SP | 345435 7MAYWOOD 345 345445 7SKNKRVR 345 1 | P23:345:AMMO::HUGHES:V5:EHV: | 0.06811 | Yes
GEN-2024-088 | 03 CENTRAL | G00ALL 29SP | 631143 OTTUMWA3 345 635730 MONTEZUMA 3 345 1 | P23:345:AMMO-MEC::SUB-T_2:944:EHV: | 0.0514 | Yes
GEN-2024-088 | 03 CENTRAL | G00ALL 29SP | 601083 TREMVAL3 345 694098 NMA B5 345 345 1 | P23:345:ITCM:HAZLTON3 9985:IA-NE::EHV: | 0.05587 | Yes
GEN-2024-088 | 03 CENTRAL | G00ALL 29SP | 601002 ADAMS 3 345 631144 MITCHLCO3 345 1 | P23:345:ITCM:HCKRYCK3 5263:IA-MVP::EHV: | 0.0506 | Yes
GEN-2024-088 | 03 CENTRAL | G00ALL 29SP | 601083 TREMVAL3 345 694098 NMA B5 345 345 1 | P23:345:ITCM:HCKRYCK3 5267:IA-MVP::EHV: | 0.05145 | Yes
GEN-2024-088 | 03 CENTRAL | G00ALL 29SP | 631142 ARNOLD 3 345 631148 MORGN VLLY 3 345 1 | P23:345:ITCM:HCKRYCK3 5267:IA-MVP::EHV: | 0.0565 | Yes
GEN-2024-088 | 03 CENTRAL | G00ALL 29SP | 601083 TREMVAL3 345 694098 NMA B5 345 345 1 | P23:345:ITCM:HCKRYCK3 5268:IA-MVP::EHV: | 0.05045 | Yes
GEN-2024-088 | 03 CENTRAL | G00ALL 29SP | 631142 ARNOLD 3 345 631148 MORGN VLLY 3 345 1 | P23:345:ITCM:HCKRYCK3 5268:IA-MVP::EHV: | 0.05738 | Yes
GEN-2024-088 | 03 CENTRAL | G00ALL 29SP | 631142 ARNOLD 3 345 631148 MORGN VLLY 3 345 1 | P23:345:ITCM:HCKRYCK3 5269:IA-MVP::EHV: | 0.05384 | Yes
GEN-2024-088 | 03 CENTRAL | G00ALL 29SP | 631138 LAKEFLD3 345 635368 OBRIEN 3 345 1 | P23:345:ITCM:HUNTLEY3 3659:IA-MVP::EHV: | 0.05458 | Yes
GEN-2024-088 | 03 CENTRAL | G00ALL 29SP | 601039 NROC 3 345 613060 BYRON 3 345 1 | P23:345:ITCM:HUNTLEY3 3659:IA-MVP::EHV: | 0.05198 | Yes
GEN-2024-088 | 03 CENTRAL | G00ALL 29SP | 635200 RAUN 3 345 652564 SIOUXCY3 345 1 | P23:345:ITCM:LAKEFLD 885:MN::EHV: | 0.11182 | Yes
GEN-2024-088 | 03 CENTRAL | G00ALL 29SP | 631193 HUNTLEY3 345 631197 LEDYARD3 345 1 | P23:345:ITCM:LAKEFLD 885:MN::EHV: | 0.06517 | Yes
GEN-2024-088 | 03 CENTRAL | G00ALL 29SP | 631138 LAKEFLD3 345 635368 OBRIEN 3 345 1 | P23:345:ITCM:LEDYARD3 5074:IA-MVP::EHV: | 0.05202 | Yes
GEN-2024-088 | 03 CENTRAL | G00ALL 29SP | 631138 LAKEFLD3 345 635368 OBRIEN 3 345 1 | P23:345:ITCM:LEDYARD3 5075:IA-MVP::EHV: | 0.05202 | Yes
GEN-2024-088 | 03 CENTRAL | G00ALL 29SP | 631139 HAZLTON3 345 631142 ARNOLD 3 345 1 | P23:345:ITCM:ROCK CK3 182:IA-EC::EHV: | 0.05322 | Yes
GEN-2024-088 | 03 CENTRAL | G00ALL 29SP | 636400 HILLS 3 345 636420 TIFFIN 3 345 1 | P23:345:ITCM:ROCK CK3 182:IA-EC::EHV: | 0.05916 | Yes
GEN-2024-088 | 03 CENTRAL | G00ALL 29SP | 631148 MORGN VLLY 3 345 636420 TIFFIN 3 345 1 | P23:345:ITCM:ROCK CK3 182:IA-EC::EHV: | 0.06141 | Yes
GEN-2024-088 | 03 CENTRAL | G00ALL 29SP | 631139 HAZLTON3 345 631142 ARNOLD 3 345 1 | P23:345:ITCM:ROCK CK3 XX1:IA-EC::EHV: | 0.05551 | Yes
GEN-2024-088 | 03 CENTRAL | G00ALL 29SP | 636400 HILLS 3 345 636420 TIFFIN 3 345 1 | P23:345:ITCM:ROCK CK3 XX1:IA-EC::EHV: | 0.06081 | Yes
GEN-2024-088 | 03 CENTRAL | G00ALL 29SP | 631148 MORGN VLLY 3 345 636420 TIFFIN 3 345 1 | P23:345:ITCM:ROCK CK3 XX1:IA-EC::EHV: | 0.06323 | Yes
GEN-2024-088 | 03 CENTRAL | G00ALL 29SP | 636398 HILLSSUBTRX3 345 636645 SUB T HSK 3 345 1 | P23:345:ITCM-MEC:MNTZUMA3 901-902-903:IA-SW::EHV: | 0.0549 | Yes
GEN-2024-088 | 03 CENTRAL | G00ALL 29SP | 636398 HILLSSUBTRX3 345 636400 HILLS 3 345 Z | P23:345:ITCM-MEC:MNTZUMA3 901-902-903:IA-SW::EHV: | 0.0549 | Yes
GEN-2024-088 | 03 CENTRAL | G00ALL 29SP | 345445 7SKNKRVR 345 636645 SUB T HSK 3 345 1 | P23:345:ITCM-MEC:MNTZUMA3 901-902-903:IA-SW::EHV: | 0.05849 | Yes
GEN-2024-088 | 03 CENTRAL | G00ALL 29SP | 635600 GRIMES 3 345 636003 BEAVER CRK 3 345 1 | P23:345:MEC:ARBOR HILL:901::EHV: | 0.05371 | Yes
GEN-2024-088 | 03 CENTRAL | G00ALL 29SP | 635200 RAUN 3 345 645552 S3452 REACT3 345 1 | P23:345:MEC:ARBOR HILL:901::EHV: | 0.06288 | Yes
GEN-2024-088 | 03 CENTRAL | G00ALL 29SP | 636003 BEAVER CRK 3 345 636010 LEHIGH 3 345 1 | P23:345:MEC:ARBOR HILL:901::EHV: | 0.05371 | Yes
GEN-2024-088 | 03 CENTRAL | G00ALL 29SP | 635600 GRIMES 3 345 636003 BEAVER CRK 3 345 1 | P23:345:MEC:ARBOR HILL:902::EHV: | 0.05371 | Yes
GEN-2024-088 | 03 CENTRAL | G00ALL 29SP | 635200 RAUN 3 345 645552 S3452 REACT3 345 1 | P23:345:MEC:ARBOR HILL:902::EHV: | 0.06288 | Yes
GEN-2024-088 | 03 CENTRAL | G00ALL 29SP | 636003 BEAVER CRK 3 345 636010 LEHIGH 3 345 1 | P23:345:MEC:ARBOR HILL:902::EHV: | 0.05371 | Yes
GEN-2024-088 | 03 CENTRAL | G00ALL 29SP | 635200 RAUN 3 345 762779 G18-043 TAP 345 1 | P23:345:MEC:ARBOR HILL:903::EHV: | 0.0612 | Yes
GEN-2024-088 | 03 CENTRAL | G00ALL 29SP | 635600 GRIMES 3 345 636003 BEAVER CRK 3 345 1 | P23:345:MEC:ARBOR HILL:903::EHV: | 0.05371 | Yes
GEN-2024-088 | 03 CENTRAL | G00ALL 29SP | 635200 RAUN 3 345 645552 S3452 REACT3 345 1 | P23:345:MEC:ARBOR HILL:903::EHV: | 0.06288 | Yes
GEN-2024-088 | 03 CENTRAL | G00ALL 29SP | 636003 BEAVER CRK 3 345 636010 LEHIGH 3 345 1 | P23:345:MEC:ARBOR HILL:903::EHV: | 0.05371 | Yes
GEN-2024-088 | 03 CENTRAL | G00ALL 29SP | 631139 HAZLTON3 345 631270 LASALLE 3 345 1 | P23:345:MEC:BLACK HAWK:902::EHV: | 0.06167 | Yes
GEN-2024-088 | 03 CENTRAL | G00ALL 29SP | 635680 BONDURANT3 345 635730 MONTEZUMA 3 345 1 | P23:345:MEC:CBEC:905::EHV: | 0.05138 | Yes
GEN-2024-088 | 03 CENTRAL | G00ALL 29SP | 635680 BONDURANT3 345 635730 MONTEZUMA 3 345 1 | P23:345:MEC:CBEC:908::EHV: | 0.05163 | Yes
GEN-2024-088 | 03 CENTRAL | G00ALL 29SP | 635200 RAUN 3 345 652564 SIOUXCY3 345 1 | P23:345:MEC:CHEROKEE:901::EHV: | 0.10886 | Yes
GEN-2024-088 | 03 CENTRAL | G00ALL 29SP | 635200 RAUN 3 345 652564 SIOUXCY3 345 1 | P23:345:MEC:CHEROKEE:902::EHV: | 0.10886 | Yes
GEN-2024-088 | 03 CENTRAL | G00ALL 29SP | 635200 RAUN 3 345 652564 SIOUXCY3 345 1 | P23:345:MEC:CHEROKEE:903::EHV: | 0.10886 | Yes
GEN-2024-088 | 03 CENTRAL | G00ALL 29SP | 345435 7MAYWOOD 345 345445 7SKNKRVR 345 1 | P23:345:MEC:CORDOVA:902::EHV: | 0.05382 | Yes
GEN-2024-088 | 03 CENTRAL | G00ALL 29SP | 635600 GRIMES 3 345 636003 BEAVER CRK 3 345 1 | P23:345:MEC:FALLOW:901::EHV: | 0.05371 | Yes
GEN-2024-088 | 03 CENTRAL | G00ALL 29SP | 635200 RAUN 3 345 645552 S3452 REACT3 345 1 | P23:345:MEC:FALLOW:901::EHV: | 0.06288 | Yes
GEN-2024-088 | 03 CENTRAL | G00ALL 29SP | 636003 BEAVER CRK 3 345 636010 LEHIGH 3 345 1 | P23:345:MEC:FALLOW:901::EHV: | 0.05371 | Yes
GEN-2024-088 | 03 CENTRAL | G00ALL 29SP | 635600 GRIMES 3 345 636003 BEAVER CRK 3 345 1 | P23:345:MEC:FALLOW:902::EHV: | 0.05371 | Yes
GEN-2024-088 | 03 CENTRAL | G00ALL 29SP | 636003 BEAVER CRK 3 345 636010 LEHIGH 3 345 1 | P23:345:MEC:FALLOW:902::EHV: | 0.05371 | Yes
GEN-2024-088 | 03 CENTRAL | G00ALL 29SP | 635600 GRIMES 3 345 636003 BEAVER CRK 3 345 1 | P23:345:MEC:FALLOW:903::EHV: | 0.05371 | Yes
GEN-2024-088 | 03 CENTRAL | G00ALL 29SP | 635999 IRVINGTON3 345 636000 WEBSTER3 345 1 | P23:345:MEC:GARD AVE:901::EHV: | 0.05058 | Yes
GEN-2024-088 | 03 CENTRAL | G00ALL 29SP | 635369 KOSSUTH 3 345 635999 IRVINGTON3 345 1 | P23:345:MEC:GARD AVE:901::EHV: | 0.05058 | Yes
GEN-2024-088 | 03 CENTRAL | G00ALL 29SP | 635999 IRVINGTON3 345 636000 WEBSTER3 345 1 | P23:345:MEC:GARD AVE:903::EHV: | 0.05058 | Yes
GEN-2024-088 | 03 CENTRAL | G00ALL 29SP | 635369 KOSSUTH 3 345 635999 IRVINGTON3 345 1 | P23:345:MEC:GARD AVE:903::EHV: | 0.05058 | Yes
GEN-2024-088 | 03 CENTRAL | G00ALL 29SP | 635999 IRVINGTON3 345 636000 WEBSTER3 345 1 | P23:345:MEC:GARD AVE:904::EHV: | 0.05058 | Yes
GEN-2024-088 | 03 CENTRAL | G00ALL 29SP | 635369 KOSSUTH 3 345 635999 IRVINGTON3 345 1 | P23:345:MEC:GARD AVE:904::EHV: | 0.05058 | Yes
GEN-2024-088 | 03 CENTRAL | G00ALL 29SP | 635600 GRIMES 3 345 636003 BEAVER CRK 3 345 1 | P23:345:MEC:GRIMES:903::EHV: | 0.05081 | Yes
GEN-2024-088 | 03 CENTRAL | G00ALL 29SP | 636003 BEAVER CRK 3 345 636010 LEHIGH 3 345 1 | P23:345:MEC:GRIMES:903::EHV: | 0.05081 | Yes
GEN-2024-088 | 03 CENTRAL | G00ALL 29SP | 635200 RAUN 3 345 652564 SIOUXCY3 345 1 | P23:345:MEC:HIGHLAND:901::EHV: | 0.10886 | Yes
GEN-2024-088 | 03 CENTRAL | G00ALL 29SP | 635200 RAUN 3 345 652564 SIOUXCY3 345 1 | P23:345:MEC:HIGHLAND:902::EHV: | 0.10886 | Yes
GEN-2024-088 | 03 CENTRAL | G00ALL 29SP | 635200 RAUN 3 345 652564 SIOUXCY3 345 1 | P23:345:MEC:HIGHLAND:903::EHV: | 0.10886 | Yes
GEN-2024-088 | 03 CENTRAL | G00ALL 29SP | 635200 RAUN 3 345 652564 SIOUXCY3 345 1 | P23:345:MEC:HIGHLAND:908::EHV: | 0.10886 | Yes
GEN-2024-088 | 03 CENTRAL | G00ALL 29SP | 636400 HILLS 3 345 636420 TIFFIN 3 345 1 | P23:345:MEC:HILLS:9114::EHV: | 0.05127 | Yes
GEN-2024-088 | 03 CENTRAL | G00ALL 29SP | 631148 MORGN VLLY 3 345 636420 TIFFIN 3 345 1 | P23:345:MEC:HILLS:9114::EHV: | 0.05296 | Yes
GEN-2024-088 | 03 CENTRAL | G00ALL 29SP | 635680 BONDURANT3 345 635730 MONTEZUMA 3 345 1 | P23:345:MEC:HILLS:924::EHV: | 0.05925 | Yes
GEN-2024-088 | 03 CENTRAL | G00ALL 29SP | 635200 RAUN 3 345 652564 SIOUXCY3 345 1 | P23:345:MEC:LEHIGH:360::EHV: | 0.101 | Yes
GEN-2024-088 | 03 CENTRAL | G00ALL 29SP | 635999 IRVINGTON3 345 636000 WEBSTER3 345 1 | P23:345:MEC:LEHIGH:390::EHV: | 0.05058 | Yes
GEN-2024-088 | 03 CENTRAL | G00ALL 29SP | 635369 KOSSUTH 3 345 635999 IRVINGTON3 345 1 | P23:345:MEC:LEHIGH:390::EHV: | 0.05058 | Yes
GEN-2024-088 | 03 CENTRAL | G00ALL 29SP | 636398 HILLSSUBTRX3 345 636645 SUB T HSK 3 345 1 | P23:345:MEC:MONTEZUMA:901::EHV: | 0.0549 | Yes
GEN-2024-088 | 03 CENTRAL | G00ALL 29SP | 636398 HILLSSUBTRX3 345 636400 HILLS 3 345 Z | P23:345:MEC:MONTEZUMA:901::EHV: | 0.0549 | Yes
GEN-2024-088 | 03 CENTRAL | G00ALL 29SP | 345445 7SKNKRVR 345 636645 SUB T HSK 3 345 1 | P23:345:MEC:MONTEZUMA:901::EHV: | 0.05849 | Yes
GEN-2024-088 | 03 CENTRAL | G00ALL 29SP | 636398 HILLSSUBTRX3 345 636645 SUB T HSK 3 345 1 | P23:345:MEC:MONTEZUMA:902::EHV: | 0.0549 | Yes
GEN-2024-088 | 03 CENTRAL | G00ALL 29SP | 636398 HILLSSUBTRX3 345 636400 HILLS 3 345 Z | P23:345:MEC:MONTEZUMA:902::EHV: | 0.0549 | Yes
GEN-2024-088 | 03 CENTRAL | G00ALL 29SP | 345445 7SKNKRVR 345 636645 SUB T HSK 3 345 1 | P23:345:MEC:MONTEZUMA:902::EHV: | 0.05849 | Yes
GEN-2024-088 | 03 CENTRAL | G00ALL 29SP | 636398 HILLSSUBTRX3 345 636645 SUB T HSK 3 345 1 | P23:345:MEC:MONTEZUMA:903::EHV: | 0.06321 | Yes
GEN-2024-088 | 03 CENTRAL | G00ALL 29SP | 636398 HILLSSUBTRX3 345 636400 HILLS 3 345 Z | P23:345:MEC:MONTEZUMA:903::EHV: | 0.06321 | Yes
GEN-2024-088 | 03 CENTRAL | G00ALL 29SP | 345445 7SKNKRVR 345 636645 SUB T HSK 3 345 1 | P23:345:MEC:MONTEZUMA:903::EHV: | 0.06494 | Yes
GEN-2024-088 | 03 CENTRAL | G00ALL 29SP | 636400 HILLS 3 345 636420 TIFFIN 3 345 1 | P23:345:MEC:OAK GROVE:901::EHV: | 0.05055 | Yes
GEN-2024-088 | 03 CENTRAL | G00ALL 29SP | 631148 MORGN VLLY 3 345 636420 TIFFIN 3 345 1 | P23:345:MEC:OAK GROVE:901::EHV: | 0.053 | Yes
GEN-2024-088 | 03 CENTRAL | G00ALL 29SP | 636400 HILLS 3 345 636420 TIFFIN 3 345 1 | P23:345:MEC:OAK GROVE:904::EHV: | 0.05009 | Yes
GEN-2024-088 | 03 CENTRAL | G00ALL 29SP | 631148 MORGN VLLY 3 345 636420 TIFFIN 3 345 1 | P23:345:MEC:OAK GROVE:904::EHV: | 0.05236 | Yes
GEN-2024-088 | 03 CENTRAL | G00ALL 29SP | 635200 RAUN 3 345 652564 SIOUXCY3 345 1 | P23:345:MEC:OBRIEN:903::EHV: | 0.11052 | Yes
GEN-2024-088 | 03 CENTRAL | G00ALL 29SP | 631193 HUNTLEY3 345 631197 LEDYARD3 345 1 | P23:345:MEC:OBRIEN:903::EHV: | 0.06585 | Yes
GEN-2024-088 | 03 CENTRAL | G00ALL 29SP | 631193 HUNTLEY3 345 631197 LEDYARD3 345 1 | P23:345:MEC:OBRIEN:904::EHV: | 0.06556 | Yes
GEN-2024-088 | 03 CENTRAL | G00ALL 29SP | 635200 RAUN 3 345 652564 SIOUXCY3 345 1 | P23:345:MEC:OBRIEN:906::EHV: | 0.11155 | Yes
GEN-2024-088 | 03 CENTRAL | G00ALL 29SP | 631193 HUNTLEY3 345 631197 LEDYARD3 345 1 | P23:345:MEC:OBRIEN:906::EHV: | 0.06776 | Yes
GEN-2024-088 | 03 CENTRAL | G00ALL 29SP | 345435 7MAYWOOD 345 345992 7SPENCER 345 1 | P23:345:MEC:ORIENT:902::EHV: | 0.08508 | Yes
GEN-2024-088 | 03 CENTRAL | G00ALL 29SP | 635680 BONDURANT3 345 635730 MONTEZUMA 3 345 1 | P23:345:MEC:ORIENT:902::EHV: | 0.05592 | Yes
GEN-2024-088 | 03 CENTRAL | G00ALL 29SP | 635200 RAUN 3 345 652564 SIOUXCY3 345 1 | P23:345:MEC:RAUN:150::EHV: | 0.102 | Yes
GEN-2024-088 | 03 CENTRAL | G00ALL 29SP | 631143 OTTUMWA3 345 635730 MONTEZUMA 3 345 1 | P23:345:MEC:SUB 93:924::EHV: | 0.06634 | Yes
GEN-2024-088 | 03 CENTRAL | G00ALL 29SP | 636400 HILLS 3 345 636420 TIFFIN 3 345 1 | P23:345:MEC:SUB 93:934::EHV: | 0.05052 | Yes
GEN-2024-088 | 03 CENTRAL | G00ALL 29SP | 631148 MORGN VLLY 3 345 636420 TIFFIN 3 345 1 | P23:345:MEC:SUB 93:934::EHV: | 0.05293 | Yes
GEN-2024-088 | 03 CENTRAL | G00ALL 29SP | 345435 7MAYWOOD 345 345992 7SPENCER 345 1 | P23:345:MEC:SUB 93:954::EHV: | 0.0834 | Yes
GEN-2024-088 | 03 CENTRAL | G00ALL 29SP | 345230 7MONTGMRY 345 345992 7SPENCER 345 1 | P23:345:MEC:SUB 93:954::EHV: | 0.0834 | Yes
GEN-2024-088 | 03 CENTRAL | G00ALL 29SP | 345435 7MAYWOOD 345 345445 7SKNKRVR 345 1 | P23:345:MEC:SUB 93:954::EHV: | 0.05486 | Yes
GEN-2024-088 | 03 CENTRAL | G00ALL 29SP | 631143 OTTUMWA3 345 635730 MONTEZUMA 3 345 1 | P23:345:MEC:SUB 93:964::EHV: | 0.06451 | Yes
GEN-2024-088 | 03 CENTRAL | G00ALL 29SP | 631143 OTTUMWA3 345 635730 MONTEZUMA 3 345 1 | P23:345:MEC:SUB T HASKINS:944::EHV: | 0.06451 | Yes
GEN-2024-088 | 03 CENTRAL | G00ALL 29SP | 636398 HILLSSUBTRX3 345 636645 SUB T HSK 3 345 1 | P23:345:MEC:WALCOTT:9-914::EHV: | 0.06097 | Yes
GEN-2024-088 | 03 CENTRAL | G00ALL 29SP | 636398 HILLSSUBTRX3 345 636400 HILLS 3 345 Z | P23:345:MEC:WALCOTT:9-914::EHV: | 0.06097 | Yes
GEN-2024-088 | 03 CENTRAL | G00ALL 29SP | 601031 BRKNGCO3 345 652537 WHITE 3 345 2 | P23:345:UMZW:# 1896 #:: WHT IN SD. WHT 345 KV N BUS BREAKER FAIL:EHV: | 0.05425 | Yes
GEN-2024-088 | 03 CENTRAL | G00ALL 29SP | 601031 BRKNGCO3 345 652537 WHITE 3 345 1 | P23:345:UMZW:# 1897 #:: WHT IN SD. WHT 345 KV S BUS BREAKER FAIL:EHV: | 0.05422 | Yes
GEN-2024-088 | 03 CENTRAL | G00ALL 29SP | 602004 SPLT RK4 230 652523 SIOUXFL4 230 1 | P23:345:UMZW:# 824 #:: WH IN SD. :EHV: | 0.05166 | Yes
GEN-2024-088 | 03 CENTRAL | G00ALL 29SP | 603016 SPLT RK7 115 996521 SPLT RK4 115 7 | P23:345:UMZW:# 824 #:: WH IN SD. :EHV: | 0.05166 | Yes
GEN-2024-088 | 03 CENTRAL | G00ALL 29SP | 602004 SPLT RK4 230 996521 SPLT RK4 115 7 | P23:345:UMZW:# 824 #:: WH IN SD. :EHV: | 0.05166 | Yes
GEN-2024-088 | 03 CENTRAL | G00ALL 29SP | 300041 7FRANKS 345 344154 7BLAND 345 1 | P23:345:WERE:WOLF-345-50:EHV: | 0.09118 | Yes
GEN-2024-088 | 03 CENTRAL | G00ALL 29SP | 344224 7CALAWY 1 345 344327 7LOOSECRK 345 1 | P23:345:WERE:WOLF-345-50:EHV: | 0.05566 | Yes
GEN-2024-088 | 03 CENTRAL | G00ALL 29SP | 601048 LYON CO 3 345 631138 LAKEFLD3 345 1 | P23:345:XEL:396 BKR SPK:::EHV: | 0.05693 | Yes
GEN-2024-088 | 03 CENTRAL | G00ALL 29SP | 601002 ADAMS 3 345 631144 MITCHLCO3 345 1 | P23:345:XEL:8N22 SHC:::EHV: | 0.05124 | Yes
GEN-2024-088 | 03 CENTRAL | G00ALL 29SP | 631193 HUNTLEY3 345 631197 LEDYARD3 345 1 | P23:345:XEL:8N22 SHC:::EHV: | 0.05103 | Yes
GEN-2024-088 | 03 CENTRAL | G00ALL 29SP | 345435 7MAYWOOD 345 345445 7SKNKRVR 345 1 | P23:345:XEL:8N22 SHC:::EHV: | 0.05403 | Yes
GEN-2024-088 | 03 CENTRAL | G00ALL 29SP | 631144 MITCHLCO3 345 631270 LASALLE 3 345 1 | P23:345:XEL:8N22 SHC:::EHV: | 0.05124 | Yes
GEN-2024-088 | 03 CENTRAL | G00ALL 29SP | 601048 LYON CO 3 345 601087 STEEP BK LK3 345 2 | P23:345:XEL:8N63 LYC:::EHV: | 0.05528 | Yes
GEN-2024-088 | 03 CENTRAL | G00ALL 29SP | 631193 HUNTLEY3 345 631197 LEDYARD3 345 1 | P23:345:XEL:8N8 MNN:::EHV: | 0.05103 | Yes
GEN-2024-088 | 03 CENTRAL | G00ALL 29SP | 601002 ADAMS 3 345 631144 MITCHLCO3 345 1 | P23:345:XEL:8N8 MNN:::EHV: | 0.05124 | Yes
GEN-2024-088 | 03 CENTRAL | G00ALL 29SP | 631144 MITCHLCO3 345 631270 LASALLE 3 345 1 | P23:345:XEL:8N8 MNN:::EHV: | 0.05124 | Yes
GEN-2024-088 | 03 CENTRAL | G00ALL 29SP | 601039 NROC 3 345 601051 HMPT CNR3 345 1 | P23:345:XEL:8S98 NRH:::EHV: | 0.05675 | Yes
GEN-2024-088 | 03 CENTRAL | G00ALL 29SP | 601003 PR ISLD3 345 601039 NROC 3 345 1 | P23:345:XEL:FUTURE 8S49 HMP:::EHV: | 0.05704 | Yes
GEN-2024-088 | 03 CENTRAL | G00ALL 29SP | 601048 LYON CO 3 345 601087 STEEP BK LK3 345 2 | P23:345:XEL:HAWKSNEST3:8N82::EHV: | 0.05791 | Yes
GEN-2024-088 | 03 CENTRAL | G00ALL 29SP | 601048 LYON CO 3 345 601087 STEEP BK LK3 345 2 | P23:345:XEL:LYONCO3:8N63::EHV: | 0.05528 | Yes
GEN-2024-088 | 03 CENTRAL | G00ALL 29SP | 601002 ADAMS 3 345 631144 MITCHLCO3 345 1 | P23:345:XEL:PRISLD3:8H14::EHV: | 0.05095 | Yes
GEN-2024-088 | 03 CENTRAL | G00ALL 29SP | 631144 MITCHLCO3 345 631270 LASALLE 3 345 1 | P23:345:XEL:PRISLD3:8H14::EHV: | 0.05095 | Yes
GEN-2024-088 | 03 CENTRAL | G00ALL 29SP | 601002 ADAMS 3 345 631144 MITCHLCO3 345 1 | P23:345:XEL:PRISLD3:8H17::EHV: | 0.05105 | Yes
GEN-2024-088 | 03 CENTRAL | G00ALL 29SP | 631193 HUNTLEY3 345 631197 LEDYARD3 345 1 | P23:345:XEL:PRISLD3:8H17::EHV: | 0.05099 | Yes
GEN-2024-088 | 03 CENTRAL | G00ALL 29SP | 635200 RAUN 3 345 762779 G18-043 TAP 345 1 | P42:345:LES:L1485::NW68&HOLDREGE.WAGENER.CB3006:: | 0.06992 | Yes
GEN-2024-088 | 03 CENTRAL | G00ALL 29SP | 635200 RAUN 3 345 645552 S3452 REACT3 345 1 | P42:345:LES:L1485::NW68&HOLDREGE.WAGENER.CB3006:: | 0.07191 | Yes
GEN-2024-088 | 03 CENTRAL | G00ALL 29SP | 635200 RAUN 3 345 645552 S3452 REACT3 345 1 | P42:345:LES:L3516::NW68&HOLDREGE.MOORE.CB3005:: | 0.07177 | Yes
GEN-2024-088 | 03 CENTRAL | G00ALL 29SP | 635680 BONDURANT3 345 635730 MONTEZUMA 3 345 1 | P42:345:NPPD:BKR-CPR-3310:::: | 0.05165 | Yes
GEN-2024-088 | 03 CENTRAL | G00ALL 29SP | 635200 RAUN 3 345 645552 S3452 REACT3 345 1 | P42:345:NPPD:LXXXX.COLMB E.SHELCRK.CB3306:::: | 0.07226 | Yes
GEN-2024-088 | 03 CENTRAL | G00ALL 29SP | 601031 BRKNGCO3 345 652537 WHITE 3 345 2 | P42:345:UMZW:# 1934 #:: WHT IN SD. WHT 345 KV N BUS BREAKER FAIL:EHV: | 0.05425 | Yes
GEN-2024-088 | 03 CENTRAL | G00ALL 29SP | 601031 BRKNGCO3 345 652537 WHITE 3 345 1 | P42:345:UMZW:# 1935 #:: WHT IN SD. WHT 345 KV S BUS BREAKER FAIL:EHV: | 0.05422 | Yes
GEN-2024-088 | 03 CENTRAL | G00ALL 29SP | 601031 BRKNGCO3 345 652537 WHITE 3 345 2 | P43:345:UMZW:# 1971 #:: WHT IN SD. WHT 345 KV N BUS BREAKER FAIL:EHV: | 0.05425 | Yes
GEN-2024-088 | 03 CENTRAL | G00ALL 29SP | 601031 BRKNGCO3 345 652537 WHITE 3 345 1 | P43:345:UMZW:# 1972 #:: WHT IN SD. WHT 345 KV S BUS BREAKER FAIL:EHV: | 0.05422 | Yes
GEN-2024-088 | 03 CENTRAL | G00ALL 29SP | 601031 BRKNGCO3 345 652537 WHITE 3 345 2 | P45:345:UMZW:# 1998 #:: WHT IN SD. WHT 345 KV N BUS FAULT:EHV: | 0.05425 | Yes
GEN-2024-088 | 03 CENTRAL | G00ALL 29SP | 601031 BRKNGCO3 345 652537 WHITE 3 345 1 | P45:345:UMZW:# 1999 #:: WHT IN SD. WHT 345 KV S BUS FAULT:EHV: | 0.05422 | Yes
GEN-2024-088 | 03 CENTRAL | G00ALL 29SP | 344224 7CALAWY 1 345 344327 7LOOSECRK 345 1 | P51:22:KCPL:LACYGNE7:::EHV: | 0.05382 | Yes
GEN-2024-088 | 03 CENTRAL | G00ALL 29SP | 300041 7FRANKS 345 344154 7BLAND 345 1 | P51:25:WERE:WOLFCRK7:EHV: | 0.09415 | Yes
GEN-2024-088 | 03 CENTRAL | G00ALL 29SP | 344224 7CALAWY 1 345 344327 7LOOSECRK 345 1 | P51:25:WERE:WOLFCRK7:EHV: | 0.05615 | Yes
GEN-2024-088 | 03 CENTRAL | G00ALL 29SP | 635200 RAUN 3 345 762779 G18-043 TAP 345 1 | P55:345:MEC:ARBOR HILL | 0.0612 | Yes
GEN-2024-088 | 03 CENTRAL | G00ALL 29SP | 635600 GRIMES 3 345 636003 BEAVER CRK 3 345 1 | P55:345:MEC:ARBOR HILL | 0.05371 | Yes
GEN-2024-088 | 03 CENTRAL | G00ALL 29SP | 635680 BONDURANT3 345 635730 MONTEZUMA 3 345 1 | P55:345:MEC:ARBOR HILL | 0.05069 | Yes
GEN-2024-088 | 03 CENTRAL | G00ALL 29SP | 635200 RAUN 3 345 645552 S3452 REACT3 345 1 | P55:345:MEC:ARBOR HILL | 0.06288 | Yes
GEN-2024-088 | 03 CENTRAL | G00ALL 29SP | 636003 BEAVER CRK 3 345 636010 LEHIGH 3 345 1 | P55:345:MEC:ARBOR HILL | 0.05371 | Yes
GEN-2024-088 | 03 CENTRAL | G00ALL 29SP | 635200 RAUN 3 345 652564 SIOUXCY3 345 1 | P55:345:MEC:CHEROKEE | 0.10886 | Yes
GEN-2024-088 | 03 CENTRAL | G00ALL 29SP | 345435 7MAYWOOD 345 345992 7SPENCER 345 1 | P55:345:MEC:CORDOVA | 0.08295 | Yes
GEN-2024-088 | 03 CENTRAL | G00ALL 29SP | 345230 7MONTGMRY 345 345992 7SPENCER 345 1 | P55:345:MEC:CORDOVA | 0.08295 | Yes
GEN-2024-088 | 03 CENTRAL | G00ALL 29SP | 345435 7MAYWOOD 345 345445 7SKNKRVR 345 1 | P55:345:MEC:CORDOVA | 0.05383 | Yes
GEN-2024-088 | 03 CENTRAL | G00ALL 29SP | 635600 GRIMES 3 345 636003 BEAVER CRK 3 345 1 | P55:345:MEC:FALLOW AVE | 0.05371 | Yes
GEN-2024-088 | 03 CENTRAL | G00ALL 29SP | 636003 BEAVER CRK 3 345 636010 LEHIGH 3 345 1 | P55:345:MEC:FALLOW AVE | 0.05371 | Yes
GEN-2024-088 | 03 CENTRAL | G00ALL 29SP | 635999 IRVINGTON3 345 636000 WEBSTER3 345 1 | P55:345:MEC:GARD AVE | 0.05058 | Yes
GEN-2024-088 | 03 CENTRAL | G00ALL 29SP | 635369 KOSSUTH 3 345 635999 IRVINGTON3 345 1 | P55:345:MEC:GARD AVE | 0.05058 | Yes
GEN-2024-088 | 03 CENTRAL | G00ALL 29SP | 635680 BONDURANT3 345 635730 MONTEZUMA 3 345 1 | P55:345:MEC:GDMEC | 0.05084 | Yes
GEN-2024-088 | 03 CENTRAL | G00ALL 29SP | 635600 GRIMES 3 345 636003 BEAVER CRK 3 345 1 | P55:345:MEC:GDMEC | 0.0524 | Yes
GEN-2024-088 | 03 CENTRAL | G00ALL 29SP | 635200 RAUN 3 345 652564 SIOUXCY3 345 1 | P55:345:MEC:HIGHLAND | 0.10886 | Yes
GEN-2024-088 | 03 CENTRAL | G00ALL 29SP | 345435 7MAYWOOD 345 345992 7SPENCER 345 1 | P55:345:MEC:ORIENT | 0.08483 | Yes
GEN-2024-088 | 03 CENTRAL | G00ALL 29SP | 345230 7MONTGMRY 345 345992 7SPENCER 345 1 | P55:345:MEC:ORIENT | 0.08483 | Yes
GEN-2024-088 | 03 CENTRAL | G00ALL 29SP | 635200 RAUN 3 345 762779 G18-043 TAP 345 1 | P55:345:MEC:ORIENT | 0.06238 | Yes
GEN-2024-088 | 03 CENTRAL | G00ALL 29SP | 635680 BONDURANT3 345 635730 MONTEZUMA 3 345 1 | P55:345:MEC:ORIENT | 0.0552 | Yes
GEN-2024-088 | 03 CENTRAL | G00ALL 29SP | 345435 7MAYWOOD 345 345445 7SKNKRVR 345 1 | P55:345:MEC:ORIENT | 0.05522 | Yes
GEN-2024-088 | 03 CENTRAL | G00ALL 29SP | 635200 RAUN 3 345 645552 S3452 REACT3 345 1 | P55:345:MEC:ORIENT | 0.0641 | Yes
GEN-2024-088 | 03 CENTRAL | G00ALL 29SP | 635200 RAUN 3 345 762779 G18-043 TAP 345 1 | P55:345:MEC:PONY CREEK OR SOUTHLAND | 0.06061 | Yes
GEN-2024-088 | 03 CENTRAL | G00ALL 29SP | 635200 RAUN 3 345 645552 S3452 REACT3 345 1 | P55:345:MEC:PONY CREEK OR SOUTHLAND | 0.06227 | Yes
GEN-2024-088 | 03 CENTRAL | G00ALL 29SP | 635200 RAUN 3 345 762779 G18-043 TAP 345 1 | P55:345:MEC:RACCOON TRAIL | 0.06168 | Yes
GEN-2024-088 | 03 CENTRAL | G00ALL 29SP | 635600 GRIMES 3 345 636003 BEAVER CRK 3 345 1 | P55:345:MEC:RACCOON TRAIL | 0.05195 | Yes
GEN-2024-088 | 03 CENTRAL | G00ALL 29SP | 635200 RAUN 3 345 645552 S3452 REACT3 345 1 | P55:345:MEC:RACCOON TRAIL | 0.06336 | Yes
GEN-2024-088 | 03 CENTRAL | G00ALL 29SP | 636003 BEAVER CRK 3 345 636010 LEHIGH 3 345 1 | P55:345:MEC:RACCOON TRAIL | 0.05195 | Yes
GEN-2024-088 | 03 CENTRAL | G00ALL 29SP | 631143 OTTUMWA3 345 635730 MONTEZUMA 3 345 1 | P55:345:MEC:SUB 93 | 0.07077 | Yes
GEN-2024-088 | 03 CENTRAL | G00ALL 29SP | 344224 7CALAWY 1 345 344327 7LOOSECRK 345 1 | P55:345:OPPD:S3740 3::FN13:EHV: | 0.05644 | Yes
GEN-2024-088 | 03 CENTRAL | G00ALL 29SP | 635680 BONDURANT3 345 635730 MONTEZUMA 3 345 1 | P55:345:OPPD:S3740 3::FN13:EHV: | 0.05278 | Yes
GEN-2024-088 | 03 CENTRAL | G00ALL 29SP | 636400 HILLS 3 345 636420 TIFFIN 3 345 1 | P55:345:OPPD:S3740 3::FN13:EHV: | 0.05399 | Yes
GEN-2024-088 | 03 CENTRAL | G00ALL 29SP | 631148 MORGN VLLY 3 345 636420 TIFFIN 3 345 1 | P55:345:OPPD:S3740 3::FN13:EHV: | 0.05621 | Yes
GEN-2024-088 | 03 CENTRAL | G00ALL 29SP | 345435 7MAYWOOD 345 345445 7SKNKRVR 345 1 | P55:345:OPPD:S3740 3::FN13:EHV: | 0.05482 | Yes
GEN-2024-088 | 03 CENTRAL | G00ALL 29SP | 601003 PR ISLD3 345 601039 NROC 3 345 1 | P55:345:XEL:HMP2 | 0.05694 | Yes
GEN-2024-088 | 03 CENTRAL | G00ALL 29SP | 601048 LYON CO 3 345 601087 STEEP BK LK3 345 2 | P55:345:XEL:HNL1 | 0.05791 | Yes
GEN-2024-088 | 03 CENTRAL | G00ALL 29SP | 631193 HUNTLEY3 345 631197 LEDYARD3 345 1 | P55:345:XEL:MNN1 | 0.0509 | Yes
GEN-2024-088 | 03 CENTRAL | G00ALL 29SP | 601002 ADAMS 3 345 631144 MITCHLCO3 345 1 | P55:345:XEL:MNN1 | 0.05104 | Yes
GEN-2024-088 | 03 CENTRAL | G00ALL 29SP | 345435 7MAYWOOD 345 345992 7SPENCER 345 1 | P55:345:XEL:PRI1 | 0.08312 | Yes
GEN-2024-088 | 03 CENTRAL | G00ALL 29SP | 345230 7MONTGMRY 345 345992 7SPENCER 345 1 | P55:345:XEL:PRI1 | 0.08312 | Yes
GEN-2024-088 | 03 CENTRAL | G00ALL 29SP | 635200 RAUN 3 345 762779 G18-043 TAP 345 1 | P55:345:XEL:PRI1 | 0.06198 | Yes
GEN-2024-088 | 03 CENTRAL | G00ALL 29SP | 601002 ADAMS 3 345 631144 MITCHLCO3 345 1 | P55:345:XEL:PRI1 | 0.05105 | Yes
GEN-2024-088 | 03 CENTRAL | G00ALL 29SP | 636400 HILLS 3 345 636420 TIFFIN 3 345 1 | P55:345:XEL:PRI1 | 0.05329 | Yes
GEN-2024-088 | 03 CENTRAL | G00ALL 29SP | 631193 HUNTLEY3 345 631197 LEDYARD3 345 1 | P55:345:XEL:PRI1 | 0.05099 | Yes
GEN-2024-088 | 03 CENTRAL | G00ALL 29SP | 631148 MORGN VLLY 3 345 636420 TIFFIN 3 345 1 | P55:345:XEL:PRI1 | 0.05549 | Yes
GEN-2024-088 | 03 CENTRAL | G00ALL 29SP | 345435 7MAYWOOD 345 345445 7SKNKRVR 345 1 | P55:345:XEL:PRI1 | 0.05401 | Yes
GEN-2024-088 | 03 CENTRAL | G00ALL 29SP | 631144 MITCHLCO3 345 631270 LASALLE 3 345 1 | P55:345:XEL:PRI1 | 0.05105 | Yes
GEN-2024-088 | 03 CENTRAL | G00ALL 29SP | 635200 RAUN 3 345 645552 S3452 REACT3 345 1 | P55:345:XEL:PRI1 | 0.06367 | Yes
GEN-2024-088 | 03 CENTRAL | G00ALL 29SP | 631139 HAZLTON3 345 631270 LASALLE 3 345 1 | P55:345:XEL:PRI1 | 0.05105 | Yes
GEN-2024-088 | 03 CENTRAL | G00ALL 29SP | 344224 7CALAWY 1 345 345230 7MONTGMRY 345 1 | 344327 7LOOSECRK 345 345238 7MARIOSA 345 1 | 0.05143 | Yes
GEN-2024-088 | 03 CENTRAL | G00ALL 29SP | 344224 7CALAWY 1 345 345230 7MONTGMRY 345 2 | 344327 7LOOSECRK 345 345238 7MARIOSA 345 1 | 0.05143 | Yes
GEN-2024-088 | 03 CENTRAL | G00ALL 29SP | 345435 7MAYWOOD 345 345992 7SPENCER 345 1 | 344536 7ENON_TP 345 345217 7ROOTBEER 345 1 | 0.08416 | Yes
GEN-2024-088 | 03 CENTRAL | G00ALL 29SP | 345230 7MONTGMRY 345 345992 7SPENCER 345 1 | 344536 7ENON_TP 345 345217 7ROOTBEER 345 1 | 0.08416 | Yes
GEN-2024-088 | 03 CENTRAL | G00ALL 29SP | 631143 OTTUMWA3 345 635730 MONTEZUMA 3 345 1 | 345445 7SKNKRVR 345 636645 SUB T HSK 3 345 1 | 0.06368 | Yes
GEN-2024-088 | 03 CENTRAL | G00ALL 29SP | 345230 7MONTGMRY 345 345992 7SPENCER 345 1 | 345958 7HUCK FINN 345 345992 7SPENCER 345 1 | 0.08313 | Yes
GEN-2024-088 | 03 CENTRAL | G00ALL 29SP | 345230 7MONTGMRY 345 345992 7SPENCER 345 1 | 345968 7J1026 SUB 345 345992 7SPENCER 345 Z | 0.08313 | Yes
GEN-2024-088 | 03 CENTRAL | G00ALL 29SP | 636400 HILLS 3 345 636420 TIFFIN 3 345 1 | 52683 J2268 SUB 345 631142 ARNOLD 3 345 1 | 0.05334 | Yes
GEN-2024-088 | 03 CENTRAL | G00ALL 29SP | 631148 MORGN VLLY 3 345 636420 TIFFIN 3 345 1 | 52683 J2268 SUB 345 631142 ARNOLD 3 345 1 | 0.05555 | Yes
GEN-2024-088 | 03 CENTRAL | G00ALL 29SP | 601003 PR ISLD3 345 601039 NROC 3 345 1 | 601004 WILMART3 345 601039 NROC 3 345 1 | 0.05032 | Yes
GEN-2024-088 | 03 CENTRAL | G00ALL 29SP | 601050 HELENA 3 345 601051 HMPT CNR3 345 2 | 601004 WILMART3 345 601039 NROC 3 345 1 | 0.0511 | Yes
GEN-2024-088 | 03 CENTRAL | G00ALL 29SP | 601083 TREMVAL3 345 694098 NMA B5 345 345 1 | 601028 EAU CL 3 345 694003 ARPIN B1 345 1 | 0.05238 | Yes
GEN-2024-088 | 03 CENTRAL | G00ALL 29SP | 601048 LYON CO 3 345 601077 HAWKSNEST 3 345 1 | 601048 LYON CO 3 345 601087 STEEP BK LK3 345 2 | 0.05783 | Yes
GEN-2024-088 | 03 CENTRAL | G00ALL 29SP | 601031 BRKNGCO3 345 601077 HAWKSNEST 3 345 1 | 601048 LYON CO 3 345 601087 STEEP BK LK3 345 2 | 0.05783 | Yes
GEN-2024-088 | 03 CENTRAL | G00ALL 29SP | 345435 7MAYWOOD 345 345992 7SPENCER 345 1 | 629074 ARNOLD1G 22.0 631088 ARNOLD 5 161 1 | 0.08313 | Yes
GEN-2024-088 | 03 CENTRAL | G00ALL 29SP | 345230 7MONTGMRY 345 345992 7SPENCER 345 1 | 629074 ARNOLD1G 22.0 631088 ARNOLD 5 161 1 | 0.08313 | Yes
GEN-2024-088 | 03 CENTRAL | G00ALL 29SP | 636400 HILLS 3 345 636420 TIFFIN 3 345 1 | 629074 ARNOLD1G 22.0 631088 ARNOLD 5 161 1 | 0.05334 | Yes
GEN-2024-088 | 03 CENTRAL | G00ALL 29SP | 631148 MORGN VLLY 3 345 636420 TIFFIN 3 345 1 | 629074 ARNOLD1G 22.0 631088 ARNOLD 5 161 1 | 0.05555 | Yes
GEN-2024-088 | 03 CENTRAL | G00ALL 29SP | 345435 7MAYWOOD 345 345445 7SKNKRVR 345 1 | 629074 ARNOLD1G 22.0 631088 ARNOLD 5 161 1 | 0.05403 | Yes
GEN-2024-088 | 03 CENTRAL | G00ALL 29SP | 631139 HAZLTON3 345 631270 LASALLE 3 345 1 | 629074 ARNOLD1G 22.0 631088 ARNOLD 5 161 1 | 0.05124 | Yes
GEN-2024-088 | 03 CENTRAL | G00ALL 29SP | 345435 7MAYWOOD 345 345992 7SPENCER 345 1 | 629075 OTTUMW1G 24.0 631115 OTTUMWA5 161 1 | 0.08313 | Yes
GEN-2024-088 | 03 CENTRAL | G00ALL 29SP | 345230 7MONTGMRY 345 345992 7SPENCER 345 1 | 629075 OTTUMW1G 24.0 631115 OTTUMWA5 161 1 | 0.08313 | Yes
GEN-2024-088 | 03 CENTRAL | G00ALL 29SP | 345435 7MAYWOOD 345 345445 7SKNKRVR 345 1 | 629075 OTTUMW1G 24.0 631115 OTTUMWA5 161 1 | 0.05403 | Yes
GEN-2024-088 | 03 CENTRAL | G00ALL 29SP | 631148 MORGN VLLY 3 345 636420 TIFFIN 3 345 1 | 631081 M-TOWN 5 161 631283 TWINKLE5 161 1 | 0.05059 | Yes
GEN-2024-088 | 03 CENTRAL | G00ALL 29SP | 635200 RAUN 3 345 652564 SIOUXCY3 345 1 | 631138 LAKEFLD3 345 635368 OBRIEN 3 345 1 | 0.11082 | Yes
GEN-2024-088 | 03 CENTRAL | G00ALL 29SP | 631193 HUNTLEY3 345 631197 LEDYARD3 345 1 | 631138 LAKEFLD3 345 635368 OBRIEN 3 345 1 | 0.06556 | Yes
GEN-2024-088 | 03 CENTRAL | G00ALL 29SP | 601083 TREMVAL3 345 694098 NMA B5 345 345 1 | 631139 HAZLTON3 345 631191 HCKRYCK3 345 1 | 0.05145 | Yes
GEN-2024-088 | 03 CENTRAL | G00ALL 29SP | 631142 ARNOLD 3 345 631148 MORGN VLLY 3 345 1 | 631139 HAZLTON3 345 631191 HCKRYCK3 345 1 | 0.0565 | Yes
GEN-2024-088 | 03 CENTRAL | G00ALL 29SP | 631139 HAZLTON3 345 631142 ARNOLD 3 345 1 | 631140 SALEM 3 345 631141 ROCK CK3 345 1 | 0.05551 | Yes
GEN-2024-088 | 03 CENTRAL | G00ALL 29SP | 636400 HILLS 3 345 636420 TIFFIN 3 345 1 | 631140 SALEM 3 345 631141 ROCK CK3 345 1 | 0.06081 | Yes
GEN-2024-088 | 03 CENTRAL | G00ALL 29SP | 631148 MORGN VLLY 3 345 636420 TIFFIN 3 345 1 | 631140 SALEM 3 345 631141 ROCK CK3 345 1 | 0.06323 | Yes
GEN-2024-088 | 03 CENTRAL | G00ALL 29SP | 631148 MORGN VLLY 3 345 636420 TIFFIN 3 345 1 | 631148 MORGN VLLY 3 345 631282 TWINKLE3 345 1 | 0.05059 | Yes
GEN-2024-088 | 03 CENTRAL | G00ALL 29SP | 601002 ADAMS 3 345 631144 MITCHLCO3 345 1 | 631191 HCKRYCK3 345 693863 HLV 345 345 1 | 0.0506 | Yes
GEN-2024-088 | 03 CENTRAL | G00ALL 29SP | 631138 LAKEFLD3 345 635368 OBRIEN 3 345 1 | 631193 HUNTLEY3 345 631197 LEDYARD3 345 1 | 0.05453 | Yes
GEN-2024-088 | 03 CENTRAL | G00ALL 29SP | 631148 MORGN VLLY 3 345 636420 TIFFIN 3 345 1 | 631282 TWINKLE3 345 631283 TWINKLE5 161 1 | 0.05059 | Yes
GEN-2024-088 | 03 CENTRAL | G00ALL 29SP | 635200 RAUN 3 345 762779 G18-043 TAP 345 1 | 635200 RAUN 3 345 645552 S3452 REACT3 345 1 | 0.08811 | Yes
GEN-2024-088 | 03 CENTRAL | G00ALL 29SP | 635200 RAUN 3 345 645552 S3452 REACT3 345 1 | 635200 RAUN 3 345 762779 G18-043 TAP 345 1 | 0.08899 | Yes
GEN-2024-088 | 03 CENTRAL | G00ALL 29SP | 635999 IRVINGTON3 345 636000 WEBSTER3 345 1 | 635219 GARD AVE 3 345 636017 LEHIGH GARX3 345 1 | 0.05058 | Yes
GEN-2024-088 | 03 CENTRAL | G00ALL 29SP | 635369 KOSSUTH 3 345 635999 IRVINGTON3 345 1 | 635219 GARD AVE 3 345 636017 LEHIGH GARX3 345 1 | 0.05058 | Yes
GEN-2024-088 | 03 CENTRAL | G00ALL 29SP | 635200 RAUN 3 345 652564 SIOUXCY3 345 1 | 635368 OBRIEN 3 345 635400 HIGHLAND 3 345 1 | 0.10886 | Yes
GEN-2024-088 | 03 CENTRAL | G00ALL 29SP | 635200 RAUN 3 345 762779 G18-043 TAP 345 1 | 635580 ARBOR HILL 3 345 635623 BADGER CRK 3 345 1 | 0.0612 | Yes
GEN-2024-088 | 03 CENTRAL | G00ALL 29SP | 635600 GRIMES 3 345 636003 BEAVER CRK 3 345 1 | 635580 ARBOR HILL 3 345 635623 BADGER CRK 3 345 1 | 0.05371 | Yes
GEN-2024-088 | 03 CENTRAL | G00ALL 29SP | 635200 RAUN 3 345 645552 S3452 REACT3 345 1 | 635580 ARBOR HILL 3 345 635623 BADGER CRK 3 345 1 | 0.06288 | Yes
GEN-2024-088 | 03 CENTRAL | G00ALL 29SP | 636003 BEAVER CRK 3 345 636010 LEHIGH 3 345 1 | 635580 ARBOR HILL 3 345 635623 BADGER CRK 3 345 1 | 0.05371 | Yes
GEN-2024-088 | 03 CENTRAL | G00ALL 29SP | 635999 IRVINGTON3 345 636000 WEBSTER3 345 1 | 636010 LEHIGH 3 345 636017 LEHIGH GARX3 345 Z | 0.05058 | Yes
GEN-2024-088 | 03 CENTRAL | G00ALL 29SP | 635369 KOSSUTH 3 345 635999 IRVINGTON3 345 1 | 636010 LEHIGH 3 345 636017 LEHIGH GARX3 345 Z | 0.05058 | Yes
GEN-2024-088 | 03 CENTRAL | G00ALL 29SP | 631139 HAZLTON3 345 631270 LASALLE 3 345 1 | 636197 N FRANKLIN 3 345 636198 BLCKHWKRX 3 345 1 | 0.06058 | Yes
GEN-2024-088 | 03 CENTRAL | G00ALL 29SP | 631139 HAZLTON3 345 631270 LASALLE 3 345 1 | 636198 BLCKHWKRX 3 345 636199 BLACKHAWK 3 345 Z | 0.06058 | Yes
GEN-2024-088 | 03 CENTRAL | G00ALL 29SP | 631143 OTTUMWA3 345 635730 MONTEZUMA 3 345 1 | 636398 HILLSSUBTRX3 345 636400 HILLS 3 345 Z | 0.0536 | Yes
GEN-2024-088 | 03 CENTRAL | G00ALL 29SP | 636400 HILLS 3 345 636630 SUB 92 3 345 1 | 636398 HILLSSUBTRX3 345 636400 HILLS 3 345 Z | 0.05167 | Yes
GEN-2024-088 | 03 CENTRAL | G00ALL 29SP | 636400 HILLS 3 345 636420 TIFFIN 3 345 1 | 636635 OAK GROVE3 345 636640 SUB 93 3 345 1 | 0.05052 | Yes
GEN-2024-088 | 03 CENTRAL | G00ALL 29SP | 631148 MORGN VLLY 3 345 636420 TIFFIN 3 345 1 | 636635 OAK GROVE3 345 636640 SUB 93 3 345 1 | 0.05293 | Yes
GEN-2024-088 | 03 CENTRAL | G00ALL 29SP | 635200 RAUN 3 345 762779 G18-043 TAP 345 1 | 645452 S3452 3 345 645552 S3452 REACT3 345 Z1 | 0.08811 | Yes
GEN-2024-088 | 03 CENTRAL | G00ALL 29SP | 635200 RAUN 3 345 652564 SIOUXCY3 345 1 | Base Case | 0.10401 | Yes
GEN-2024-088 | 03 CENTRAL | G00ALL 29SP | 345435 7MAYWOOD 345 345992 7SPENCER 345 1 | Base Case | 0.08313 | Yes
GEN-2024-088 | 03 CENTRAL | G00ALL 29SP | 345230 7MONTGMRY 345 345992 7SPENCER 345 1 | Base Case | 0.08313 | Yes
GEN-2024-088 | 03 CENTRAL | G00ALL 29SP | 300041 7FRANKS 345 344154 7BLAND 345 1 | Base Case | 0.09118 | Yes
GEN-2024-088 | 03 CENTRAL | G00ALL 29SP | 344224 7CALAWY 1 345 344327 7LOOSECRK 345 1 | Base Case | 0.05565 | Yes
GEN-2024-088 | 03 CENTRAL | G00ALL 29SP | 635200 RAUN 3 345 762779 G18-043 TAP 345 1 | Base Case | 0.06198 | Yes
GEN-2024-088 | 03 CENTRAL | G00ALL 29SP | 300041 7FRANKS 345 344327 7LOOSECRK 345 1 | Base Case | 0.09737 | Yes
GEN-2024-088 | 03 CENTRAL | G00ALL 29SP | 636400 HILLS 3 345 636420 TIFFIN 3 345 1 | Base Case | 0.05334 | Yes
GEN-2024-088 | 03 CENTRAL | G00ALL 29SP | 631193 HUNTLEY3 345 631197 LEDYARD3 345 1 | Base Case | 0.05103 | Yes
GEN-2024-088 | 03 CENTRAL | G00ALL 29SP | 345435 7MAYWOOD 345 345445 7SKNKRVR 345 1 | Base Case | 0.05403 | Yes
GEN-2024-088 | 03 CENTRAL | G00ALL 29SP | 631148 MORGN VLLY 3 345 636420 TIFFIN 3 345 1 | Base Case | 0.05555 | Yes
GEN-2024-088 | 03 CENTRAL | G00ALL 29SP | 601002 ADAMS 3 345 631144 MITCHLCO3 345 1 | Base Case | 0.05124 | Yes
GEN-2024-088 | 03 CENTRAL | G00ALL 29SP | 635200 RAUN 3 345 645552 S3452 REACT3 345 1 | Base Case | 0.06367 | Yes
GEN-2024-088 | 03 CENTRAL | G00ALL 29SP | 635680 BONDURANT3 345 635730 MONTEZUMA 3 345 1 | Base Case | 0.05165 | Yes
GEN-2024-088 | 03 CENTRAL | G00ALL 29SP | 635600 GRIMES 3 345 636003 BEAVER CRK 3 345 1 | Base Case | 0.05228 | Yes
GEN-2024-088 | 03 CENTRAL | G00ALL 29SP | 631139 HAZLTON3 345 631270 LASALLE 3 345 1 | Base Case | 0.05124 | Yes
GEN-2024-088 | 03 CENTRAL | G00ALL 29SP | 631144 MITCHLCO3 345 631270 LASALLE 3 345 1 | Base Case | 0.05124 | Yes
GEN-2024-088 | 03 CENTRAL | G00ALL 29SP | 636003 BEAVER CRK 3 345 636010 LEHIGH 3 345 1 | Base Case | 0.05228 | Yes
GEN-2024-088 | 03 CENTRAL | G00ALL 29SP | 300041 7FRANKS 345 344154 7BLAND 345 1 | GEN532751 1 | 0.09118 | Yes
GEN-2024-088 | 03 CENTRAL | G00ALL 29SP | 344224 7CALAWY 1 345 344327 7LOOSECRK 345 1 | GEN532751 1 | 0.05565 | Yes
GEN-2024-088 | 03 CENTRAL | G00ALL 29SP | 300041 7FRANKS 345 344154 7BLAND 345 1 | GEN532751 1_Dup1 | 0.09118 | Yes
GEN-2024-088 | 03 CENTRAL | G00ALL 29SP | 344224 7CALAWY 1 345 344327 7LOOSECRK 345 1 | GEN532751 1_Dup1 | 0.05565 | Yes
GEN-2024-088 | 03 CENTRAL | G00ALL 29SP | 635680 BONDURANT3 345 635730 MONTEZUMA 3 345 1 | GEN640009 1 | 0.05165 | Yes
GEN-2024-088 | 03 CENTRAL | G00ALL 29SP | 635680 BONDURANT3 345 635730 MONTEZUMA 3 345 1 | GEN640009 1_Dup1 | 0.05165 | Yes
GEN-2024-088 | 03 CENTRAL | G00ALL 29SP | 636400 HILLS 3 345 636420 TIFFIN 3 345 1 | J2268_POI_631142_Generator_outage | 0.05334 | Yes
GEN-2024-088 | 03 CENTRAL | G00ALL 29SP | 631148 MORGN VLLY 3 345 636420 TIFFIN 3 345 1 | J2268_POI_631142_Generator_outage | 0.05555 | Yes
GEN-2024-090 | 03 CENTRAL | G03 29SP | 345408 7OVERTON 345 541201 SIBLEY 7 345 1 | P11:022:NPPD:COOPER1G:1:983:: | 0.05979 | Yes
GEN-2024-090 | 03 CENTRAL | G03 29SP | 345408 7OVERTON 345 541201 SIBLEY 7 345 1 | P11:345:AMMO::CALLAWAY:1 | 0.05979 | Yes
GEN-2024-090 | 03 CENTRAL | G03 29SP | 345408 7OVERTON 345 541201 SIBLEY 7 345 1 | P11:345:WERE:WOLFU1-GEN:EHV: | 0.05979 | Yes
GEN-2024-090 | 03 CENTRAL | G03 29SP | 345408 7OVERTON 345 541201 SIBLEY 7 345 1 | P12:25:EES:7CALAWY 1:1CAL G1:1:HV: | 0.05979 | Yes
GEN-2024-090 | 03 CENTRAL | G03 29SP | 300044 7MCCRED 345 345230 7MONTGMRY 345 1 | P12:345:AMMO::CALLAWAY:LOOSECREEK:EHV | 0.0523 | Yes
GEN-2024-090 | 03 CENTRAL | G03 29SP | 300044 7MCCRED 345 345230 7MONTGMRY 345 1 | P12:345:AMMO::CALLAWAY:LOOSECREEK1:EHV: | 0.0523 | Yes
GEN-2024-090 | 03 CENTRAL | G03 29SP | 300044 7MCCRED 345 345408 7OVERTON 345 1 | P23:345:AMMO:::20LOOSECREEK:EHV: | 0.05277 | Yes
GEN-2024-090 | 03 CENTRAL | G03 29SP | 300044 7MCCRED 345 345230 7MONTGMRY 345 1 | P23:345:AMMO:::20LOOSECREEK:EHV: | 0.06004 | Yes
GEN-2024-090 | 03 CENTRAL | G03 29SP | 345408 7OVERTON 345 541201 SIBLEY 7 345 1 | P23:345:WERE:JEC-345-16:EHV: | 0.06338 | Yes
GEN-2024-090 | 03 CENTRAL | G03 29SP | 345408 7OVERTON 345 541201 SIBLEY 7 345 1 | P23:345:WERE:WOLF-345-50:EHV: | 0.06002 | Yes
GEN-2024-090 | 03 CENTRAL | G03 29SP | 345408 7OVERTON 345 541201 SIBLEY 7 345 1 | P42:345:NPPD:BKR-CPR-3310:::: | 0.05979 | Yes
GEN-2024-090 | 03 CENTRAL | G03 29SP | 301809 7BARNET 345 344327 7LOOSECRK 345 1 | P51:22:KCPL:LACYGNE7:::EHV: | 0.05133 | Yes
GEN-2024-090 | 03 CENTRAL | G03 29SP | 300044 7MCCRED 345 345230 7MONTGMRY 345 1 | P51:22:KCPL:LACYGNE7:::EHV: | 0.05448 | Yes
GEN-2024-090 | 03 CENTRAL | G03 29SP | 345408 7OVERTON 345 541201 SIBLEY 7 345 1 | P51:22:KCPL:LACYGNE7:::EHV: | 0.06701 | Yes
GEN-2024-090 | 03 CENTRAL | G03 29SP | 635018 NORTHBORO 3 345 635570 ORIENT 3 345 1 | P55:345:OPPD:S3458 3::FN13:EHV: | 0.07609 | Yes
GEN-2024-090 | 03 CENTRAL | G03 29SP | 635017 ATCHISON 3 345 640139 COOPER 3 345 1 | P55:345:OPPD:S3458 3::FN13:EHV: | 0.07609 | Yes
GEN-2024-090 | 03 CENTRAL | G03 29SP | 635017 ATCHISON 3 345 635018 NORTHBORO 3 345 1 | P55:345:OPPD:S3458 3::FN13:EHV: | 0.07609 | Yes
GEN-2024-090 | 03 CENTRAL | G03 29SP | 345408 7OVERTON 345 541201 SIBLEY 7 345 1 | 541200 PHILL 7 345 541201 SIBLEY 7 345 1 | 0.07039 | Yes
GEN-2024-090 | 03 CENTRAL | G03 29SP | 345408 7OVERTON 345 541201 SIBLEY 7 345 1 | 542957 IAT G1 1 24.0 542982 IATAN 7 345 1 | 0.06171 | Yes
GEN-2024-090 | 03 CENTRAL | G03 29SP | 345408 7OVERTON 345 541201 SIBLEY 7 345 1 | 542962 IAT G2 1 24.5 542982 IATAN 7 345 1 | 0.06123 | Yes
GEN-2024-090 | 03 CENTRAL | G03 29SP | 635018 NORTHBORO 3 345 635570 ORIENT 3 345 1 | 640139 COOPER 3 345 778170 G24-040-TAP 345 1 | 0.06768 | Yes
GEN-2024-090 | 03 CENTRAL | G03 29SP | 635017 ATCHISON 3 345 640139 COOPER 3 345 1 | 640139 COOPER 3 345 778170 G24-040-TAP 345 1 | 0.06768 | Yes
GEN-2024-090 | 03 CENTRAL | G03 29SP | 635017 ATCHISON 3 345 635018 NORTHBORO 3 345 1 | 640139 COOPER 3 345 778170 G24-040-TAP 345 1 | 0.06768 | Yes
GEN-2024-090 | 03 CENTRAL | G03 29SP | 635018 NORTHBORO 3 345 635570 ORIENT 3 345 1 | 640601 S3771 345 640590 OLIVECREEK 3 345 1 | 0.05139 | Yes
GEN-2024-090 | 03 CENTRAL | G03 29SP | 635017 ATCHISON 3 345 640139 COOPER 3 345 1 | 640601 S3771 345 640590 OLIVECREEK 3 345 1 | 0.05139 | Yes
GEN-2024-090 | 03 CENTRAL | G03 29SP | 635017 ATCHISON 3 345 635018 NORTHBORO 3 345 1 | 640601 S3771 345 640590 OLIVECREEK 3 345 1 | 0.05139 | Yes
GEN-2024-090 | 03 CENTRAL | G03 29SP | 635018 NORTHBORO 3 345 635570 ORIENT 3 345 1 | 645458 S3458 3 345 778170 G24-040-TAP 345 1 | 0.06768 | Yes
GEN-2024-090 | 03 CENTRAL | G03 29SP | 635017 ATCHISON 3 345 640139 COOPER 3 345 1 | 645458 S3458 3 345 778170 G24-040-TAP 345 1 | 0.06768 | Yes
GEN-2024-090 | 03 CENTRAL | G03 29SP | 635017 ATCHISON 3 345 635018 NORTHBORO 3 345 1 | 645458 S3458 3 345 778170 G24-040-TAP 345 1 | 0.06768 | Yes
GEN-2024-090 | 03 CENTRAL | G03 29SP | 345408 7OVERTON 345 541201 SIBLEY 7 345 1 | Base Case | 0.05979 | Yes
GEN-2024-090 | 03 CENTRAL | G03 29SP | 345408 7OVERTON 345 541201 SIBLEY 7 345 1 | GEN532751 1 | 0.05979 | Yes
GEN-2024-090 | 03 CENTRAL | G03 29SP | 345408 7OVERTON 345 541201 SIBLEY 7 345 1 | GEN532751 1_Dup1 | 0.05979 | Yes
GEN-2024-090 | 03 CENTRAL | G03 29SP | 345408 7OVERTON 345 541201 SIBLEY 7 345 1 | GEN542957 1 | 0.05979 | Yes
GEN-2024-090 | 03 CENTRAL | G03 29SP | 345408 7OVERTON 345 541201 SIBLEY 7 345 1 | GEN542957 1_Dup1 | 0.05979 | Yes
GEN-2024-090 | 03 CENTRAL | G03 29SP | 345408 7OVERTON 345 541201 SIBLEY 7 345 1 | GEN542962 2 | 0.05979 | Yes
GEN-2024-090 | 03 CENTRAL | G03 29SP | 345408 7OVERTON 345 541201 SIBLEY 7 345 1 | GEN542962 2_Dup1 | 0.05979 | Yes
GEN-2024-090 | 03 CENTRAL | G03 29SP | 345408 7OVERTON 345 541201 SIBLEY 7 345 1 | GEN640009 1 | 0.05979 | Yes
GEN-2024-090 | 03 CENTRAL | G03 29SP | 345408 7OVERTON 345 541201 SIBLEY 7 345 1 | GEN640009 1_Dup1 | 0.05979 | Yes
GEN-2024-091 | 03 CENTRAL | G03 29SP | 300041 7FRANKS 345 344327 7LOOSECRK 345 1 | P12:345:AECI:BLCKBRRY:JSPR345:1:: | 0.052 | Yes
GEN-2024-091 | 03 CENTRAL | G03 29SP | 300041 7FRANKS 345 344327 7LOOSECRK 345 1 | P12:345:AECI:MORGAN345:JSPR345:1:: | 0.05107 | Yes
GEN-2024-091 | 03 CENTRAL | G03 29SP | 300041 7FRANKS 345 344327 7LOOSECRK 345 1 | P12:345:AECI-AMMO:FRANKS:BLAND:1:: | 0.07391 | Yes
GEN-2024-091 | 03 CENTRAL | G03 29SP | 300041 7FRANKS 345 344327 7LOOSECRK 345 1 | P12:345:AMMO::BLAND:FRANKS:EHV | 0.07391 | Yes
GEN-2024-091 | 03 CENTRAL | G03 29SP | 300041 7FRANKS 345 344327 7LOOSECRK 345 1 | P12:345:AMMO::BLAND:FRANKS3:EHV: | 0.07391 | Yes
GEN-2024-091 | 03 CENTRAL | G03 29SP | 300041 7FRANKS 345 344327 7LOOSECRK 345 1 | P12:345:AMMO::CALLAWAY:BLAND:EHV | 0.05774 | Yes
GEN-2024-091 | 03 CENTRAL | G03 29SP | 300041 7FRANKS 345 344327 7LOOSECRK 345 1 | P12:345:AMMO::CALLAWAY:BLAND1:EHV: | 0.05774 | Yes
GEN-2024-091 | 03 CENTRAL | G03 29SP | 300041 7FRANKS 345 344154 7BLAND 345 1 | P12:345:AMMO::CALLAWAY:LOOSECREEK:EHV | 0.05407 | Yes
GEN-2024-091 | 03 CENTRAL | G03 29SP | 300041 7FRANKS 345 344154 7BLAND 345 1 | P12:345:AMMO::CALLAWAY:LOOSECREEK1:EHV: | 0.05407 | Yes
GEN-2024-091 | 03 CENTRAL | G03 29SP | 300041 7FRANKS 345 344154 7BLAND 345 1 | P12:345:AMMO::LOOSECREEK:FRANKS:EHV | 0.06963 | Yes
GEN-2024-091 | 03 CENTRAL | G03 29SP | 300041 7FRANKS 345 344154 7BLAND 345 1 | P12:345:AMMO::LOOSECREEK:FRANKS1:EHV: | 0.06963 | Yes
GEN-2024-091 | 03 CENTRAL | G03 29SP | 300041 7FRANKS 345 344327 7LOOSECRK 345 1 | P23:345:AECI:7BLACKBERRY:6_2::: | 0.05417 | Yes
GEN-2024-091 | 03 CENTRAL | G03 29SP | 300041 7FRANKS 345 344327 7LOOSECRK 345 1 | P23:345:AECI:7BLACKBERRY:6_3::: | 0.05417 | Yes
GEN-2024-091 | 03 CENTRAL | G03 29SP | 300041 7FRANKS 345 344327 7LOOSECRK 345 1 | P23:345:AECI:7BLACKBERRY:653::: | 0.05276 | Yes
GEN-2024-091 | 03 CENTRAL | G03 29SP | 300041 7FRANKS 345 344327 7LOOSECRK 345 1 | P23:345:AECI:7BLACKBERRY:656::: | 0.05204 | Yes
GEN-2024-091 | 03 CENTRAL | G03 29SP | 300041 7FRANKS 345 344154 7BLAND 345 1 | P23:345:AECI:7FRANKS:994::: | 0.07178 | Yes
GEN-2024-091 | 03 CENTRAL | G03 29SP | 300041 7FRANKS 345 344327 7LOOSECRK 345 1 | P23:345:AECI:7JASPER:1182::: | 0.05133 | Yes
GEN-2024-091 | 03 CENTRAL | G03 29SP | 300041 7FRANKS 345 344327 7LOOSECRK 345 1 | P23:345:AECI:7STFRAN:372::: | 0.05086 | Yes
GEN-2024-091 | 03 CENTRAL | G03 29SP | 300041 7FRANKS 345 344327 7LOOSECRK 345 1 | P23:345:AMMO:::16BLAND:EHV: | 0.07355 | Yes
GEN-2024-091 | 03 CENTRAL | G03 29SP | 300041 7FRANKS 345 344154 7BLAND 345 1 | P23:345:AMMO:::20LOOSECREEK:EHV: | 0.06886 | Yes
GEN-2024-091 | 03 CENTRAL | G03 29SP | 300041 7FRANKS 345 344327 7LOOSECRK 345 1 | P23:345:AMMO:::30BLAND:EHV: | 0.06644 | Yes
GEN-2024-091 | 03 CENTRAL | G03 29SP | 300041 7FRANKS 345 344327 7LOOSECRK 345 1 | P23:345:AMMO::BLAND:V23:EHV: | 0.06644 | Yes
GEN-2024-091 | 03 CENTRAL | G03 29SP | 345435 7MAYWOOD 345 345992 7SPENCER 345 1 | P55:345:OPPD:S3458 3::FN13:EHV: | 0.05075 | Yes
GEN-2024-091 | 03 CENTRAL | G03 29SP | 345230 7MONTGMRY 345 345992 7SPENCER 345 1 | P55:345:OPPD:S3458 3::FN13:EHV: | 0.05079 | Yes
GEN-2024-121 | 03 CENTRAL | G03 29SP | 635018 NORTHBORO 3 345 635570 ORIENT 3 345 1 | P55:345:OPPD:S3458 3::FN13:EHV: | 0.07645 | Yes
GEN-2024-121 | 03 CENTRAL | G03 29SP | 635017 ATCHISON 3 345 640139 COOPER 3 345 1 | P55:345:OPPD:S3458 3::FN13:EHV: | 0.07646 | Yes
GEN-2024-121 | 03 CENTRAL | G03 29SP | 635017 ATCHISON 3 345 635018 NORTHBORO 3 345 1 | P55:345:OPPD:S3458 3::FN13:EHV: | 0.07645 | Yes
GEN-2024-121 | 03 CENTRAL | G03 29SP | 635018 NORTHBORO 3 345 635570 ORIENT 3 345 1 | 640139 COOPER 3 345 778170 G24-040-TAP 345 1 | 0.07017 | Yes
GEN-2024-121 | 03 CENTRAL | G03 29SP | 635017 ATCHISON 3 345 640139 COOPER 3 345 1 | 640139 COOPER 3 345 778170 G24-040-TAP 345 1 | 0.07017 | Yes
GEN-2024-121 | 03 CENTRAL | G03 29SP | 635017 ATCHISON 3 345 635018 NORTHBORO 3 345 1 | 640139 COOPER 3 345 778170 G24-040-TAP 345 1 | 0.07017 | Yes
GEN-2024-121 | 03 CENTRAL | G03 29SP | 635018 NORTHBORO 3 345 635570 ORIENT 3 345 1 | 640601 S3771 345 640590 OLIVECREEK 3 345 1 | 0.05251 | Yes
GEN-2024-121 | 03 CENTRAL | G03 29SP | 635017 ATCHISON 3 345 640139 COOPER 3 345 1 | 640601 S3771 345 640590 OLIVECREEK 3 345 1 | 0.05251 | Yes
GEN-2024-121 | 03 CENTRAL | G03 29SP | 635017 ATCHISON 3 345 635018 NORTHBORO 3 345 1 | 640601 S3771 345 640590 OLIVECREEK 3 345 1 | 0.05251 | Yes
GEN-2024-121 | 03 CENTRAL | G03 29SP | 635018 NORTHBORO 3 345 635570 ORIENT 3 345 1 | 645458 S3458 3 345 778170 G24-040-TAP 345 1 | 0.07017 | Yes
GEN-2024-121 | 03 CENTRAL | G03 29SP | 635017 ATCHISON 3 345 640139 COOPER 3 345 1 | 645458 S3458 3 345 778170 G24-040-TAP 345 1 | 0.07017 | Yes
GEN-2024-121 | 03 CENTRAL | G03 29SP | 635017 ATCHISON 3 345 635018 NORTHBORO 3 345 1 | 645458 S3458 3 345 778170 G24-040-TAP 345 1 | 0.07017 | Yes
GEN-2024-129 | 03 CENTRAL | G00ALL 29SP | 631193 HUNTLEY3 345 631197 LEDYARD3 345 1 | P11:20:XEL:PR_ISLD:31G | 0.05083 | Yes
GEN-2024-129 | 03 CENTRAL | G00ALL 29SP | 631193 HUNTLEY3 345 631197 LEDYARD3 345 1 | P11:20:XEL:PR_ISLD:32G | 0.05083 | Yes
GEN-2024-129 | 03 CENTRAL | G00ALL 29SP | 631193 HUNTLEY3 345 631197 LEDYARD3 345 1 | P11:24:XEL:SHERCO31G:1 | 0.05083 | Yes
GEN-2024-129 | 03 CENTRAL | G00ALL 29SP | 635200 RAUN 3 345 645552 S3452 REACT3 345 1 | P11:24:XEL:SHERCO31G:1 | 0.06805 | Yes
GEN-2024-129 | 03 CENTRAL | G00ALL 29SP | 631193 HUNTLEY3 345 631197 LEDYARD3 345 1 | P11:24:XEL:SHERCO32G:2 | 0.05083 | Yes
GEN-2024-129 | 03 CENTRAL | G00ALL 29SP | 345435 7MAYWOOD 345 345992 7SPENCER 345 1 | P11:26:XEL:SHERCO33G:3 | 0.0631 | Yes
GEN-2024-129 | 03 CENTRAL | G00ALL 29SP | 345230 7MONTGMRY 345 345992 7SPENCER 345 1 | P11:26:XEL:SHERCO33G:3 | 0.0631 | Yes
GEN-2024-129 | 03 CENTRAL | G00ALL 29SP | 635200 RAUN 3 345 762779 G18-043 TAP 345 1 | P11:26:XEL:SHERCO33G:3 | 0.06625 | Yes
GEN-2024-129 | 03 CENTRAL | G00ALL 29SP | 631193 HUNTLEY3 345 631197 LEDYARD3 345 1 | P11:26:XEL:SHERCO33G:3 | 0.05083 | Yes
GEN-2024-129 | 03 CENTRAL | G00ALL 29SP | 635200 RAUN 3 345 645552 S3452 REACT3 345 1 | P11:26:XEL:SHERCO33G:3 | 0.06805 | Yes
GEN-2024-129 | 03 CENTRAL | G00ALL 29SP | 635600 GRIMES 3 345 636003 BEAVER CRK 3 345 1 | P11:345:MEC:GDMEC:3:ST | 0.0531 | Yes
GEN-2024-129 | 03 CENTRAL | G00ALL 29SP | 345435 7MAYWOOD 345 345992 7SPENCER 345 1 | P11:345:MEC:LOUISA:1 | 0.0631 | Yes
GEN-2024-129 | 03 CENTRAL | G00ALL 29SP | 345230 7MONTGMRY 345 345992 7SPENCER 345 1 | P11:345:MEC:LOUISA:1 | 0.0631 | Yes
GEN-2024-129 | 03 CENTRAL | G00ALL 29SP | 635200 RAUN 3 345 762779 G18-043 TAP 345 1 | P11:345:MEC:NEAL:3 | 0.06625 | Yes
GEN-2024-129 | 03 CENTRAL | G00ALL 29SP | 635200 RAUN 3 345 645552 S3452 REACT3 345 1 | P11:345:MEC:NEAL:3 | 0.06805 | Yes
GEN-2024-129 | 03 CENTRAL | G00ALL 29SP | 635200 RAUN 3 345 762779 G18-043 TAP 345 1 | P11:345:MEC:NEAL:4 | 0.06625 | Yes
GEN-2024-129 | 03 CENTRAL | G00ALL 29SP | 635200 RAUN 3 345 645552 S3452 REACT3 345 1 | P11:345:MEC:NEAL:4 | 0.06805 | Yes
GEN-2024-129 | 03 CENTRAL | G00ALL 29SP | 345435 7MAYWOOD 345 345992 7SPENCER 345 1 | P12:161:AECI-AMMO:THHILL:ADR:1,CASC_R1:: | 0.06818 | Yes
GEN-2024-129 | 03 CENTRAL | G00ALL 29SP | 345230 7MONTGMRY 345 345992 7SPENCER 345 1 | P12:161:AECI-AMMO:THHILL:ADR:1,CASC_R1:: | 0.06818 | Yes
GEN-2024-129 | 03 CENTRAL | G00ALL 29SP | 345435 7MAYWOOD 345 345992 7SPENCER 345 1 | P12:161:AECI-AMMO:THHILL:ADR:1:: | 0.06818 | Yes
GEN-2024-129 | 03 CENTRAL | G00ALL 29SP | 345230 7MONTGMRY 345 345992 7SPENCER 345 1 | P12:161:AECI-AMMO:THHILL:ADR:1:: | 0.06818 | Yes
GEN-2024-129 | 03 CENTRAL | G00ALL 29SP | 345435 7MAYWOOD 345 345992 7SPENCER 345 1 | P12:161:AMMO-AECI::THOMASHILL:ADAIR:HV | 0.06818 | Yes
GEN-2024-129 | 03 CENTRAL | G00ALL 29SP | 345230 7MONTGMRY 345 345992 7SPENCER 345 1 | P12:161:AMMO-AECI::THOMASHILL:ADAIR:HV | 0.06818 | Yes
GEN-2024-129 | 03 CENTRAL | G00ALL 29SP | 345435 7MAYWOOD 345 345992 7SPENCER 345 1 | P12:161:AMMO-AECI::THOMASHILL:ADAIR1:HV: | 0.06818 | Yes
GEN-2024-129 | 03 CENTRAL | G00ALL 29SP | 345230 7MONTGMRY 345 345992 7SPENCER 345 1 | P12:161:AMMO-AECI::THOMASHILL:ADAIR1:HV: | 0.06818 | Yes
GEN-2024-129 | 03 CENTRAL | G00ALL 29SP | 602004 SPLT RK4 230 652523 SIOUXFL4 230 1 | P12:230.0:UMZ:# N-1 #:: LINE PAHOJA__-BE4-EAGLE___-NI4-1 :HV: | 0.06201 | Yes
GEN-2024-129 | 03 CENTRAL | G00ALL 29SP | 603016 SPLT RK7 115 996521 SPLT RK4 115 7 | P12:230.0:UMZ:# N-1 #:: LINE PAHOJA__-BE4-EAGLE___-NI4-1 :HV: | 0.06201 | Yes
GEN-2024-129 | 03 CENTRAL | G00ALL 29SP | 602004 SPLT RK4 230 996521 SPLT RK4 115 7 | P12:230.0:UMZ:# N-1 #:: LINE PAHOJA__-BE4-EAGLE___-NI4-1 :HV: | 0.06201 | Yes
GEN-2024-129 | 03 CENTRAL | G00ALL 29SP | 602004 SPLT RK4 230 652523 SIOUXFL4 230 1 | P12:230.0:UMZ:# N-1 #:: LINE SIOUXCY2-EAGLE___-NI4-1 :HV: | 0.05319 | Yes
GEN-2024-129 | 03 CENTRAL | G00ALL 29SP | 603016 SPLT RK7 115 996521 SPLT RK4 115 7 | P12:230.0:UMZ:# N-1 #:: LINE SIOUXCY2-EAGLE___-NI4-1 :HV: | 0.05319 | Yes
GEN-2024-129 | 03 CENTRAL | G00ALL 29SP | 602004 SPLT RK4 230 996521 SPLT RK4 115 7 | P12:230.0:UMZ:# N-1 #:: LINE SIOUXCY2-EAGLE___-NI4-1 :HV: | 0.05319 | Yes
GEN-2024-129 | 03 CENTRAL | G00ALL 29SP | 602004 SPLT RK4 230 652523 SIOUXFL4 230 1 | P12:230.0:UMZ:# N-1 #:: LINE SIOUXCY4-RASMUSN-ER4-1 :HV: | 0.05355 | Yes
GEN-2024-129 | 03 CENTRAL | G00ALL 29SP | 603016 SPLT RK7 115 996521 SPLT RK4 115 7 | P12:230.0:UMZ:# N-1 #:: LINE SIOUXCY4-RASMUSN-ER4-1 :HV: | 0.05355 | Yes
GEN-2024-129 | 03 CENTRAL | G00ALL 29SP | 602004 SPLT RK4 230 996521 SPLT RK4 115 7 | P12:230.0:UMZ:# N-1 #:: LINE SIOUXCY4-RASMUSN-ER4-1 :HV: | 0.05355 | Yes
GEN-2024-129 | 03 CENTRAL | G00ALL 29SP | 602004 SPLT RK4 230 652523 SIOUXFL4 230 1 | P12:230.0:UMZ:# N-1 #:: LINE SIOUXFL4-PAHOJA__-BE4-1 :HV: | 0.06201 | Yes
GEN-2024-129 | 03 CENTRAL | G00ALL 29SP | 603016 SPLT RK7 115 996521 SPLT RK4 115 7 | P12:230.0:UMZ:# N-1 #:: LINE SIOUXFL4-PAHOJA__-BE4-1 :HV: | 0.06201 | Yes
GEN-2024-129 | 03 CENTRAL | G00ALL 29SP | 602004 SPLT RK4 230 996521 SPLT RK4 115 7 | P12:230.0:UMZ:# N-1 #:: LINE SIOUXFL4-PAHOJA__-BE4-1 :HV: | 0.06201 | Yes
GEN-2024-129 | 03 CENTRAL | G00ALL 29SP | 602004 SPLT RK4 230 652523 SIOUXFL4 230 1 | P12:230.0:UMZ:# N-1 #:: LINE UTICAJC4-RASMUSN-ER4-1 :HV: | 0.05355 | Yes
GEN-2024-129 | 03 CENTRAL | G00ALL 29SP | 603016 SPLT RK7 115 996521 SPLT RK4 115 7 | P12:230.0:UMZ:# N-1 #:: LINE UTICAJC4-RASMUSN-ER4-1 :HV: | 0.05355 | Yes
GEN-2024-129 | 03 CENTRAL | G00ALL 29SP | 602004 SPLT RK4 230 996521 SPLT RK4 115 7 | P12:230.0:UMZ:# N-1 #:: LINE UTICAJC4-RASMUSN-ER4-1 :HV: | 0.05355 | Yes
GEN-2024-129 | 03 CENTRAL | G00ALL 29SP | 601031 BRKNGCO3 345 652537 WHITE 3 345 2 | P12:345.0:UMZ:# N-1 #:: LINE BRKNGCO3-WHITE 3-1 :EHV: | 0.05006 | Yes
GEN-2024-129 | 03 CENTRAL | G00ALL 29SP | 601031 BRKNGCO3 345 652537 WHITE 3 345 1 | P12:345.0:UMZ:# N-1 #:: LINE BRKNGCO3-WHITE 3-2 :EHV: | 0.05003 | Yes
GEN-2024-129 | 03 CENTRAL | G00ALL 29SP | 631138 LAKEFLD3 345 635368 OBRIEN 3 345 1 | P12:345.0:UMZ:# N-1 #:: LINE RAUN 3-SIOUXCY3-1 :EHV: | 0.05249 | Yes
GEN-2024-129 | 03 CENTRAL | G00ALL 29SP | 635223 PLYMOUTH 5 161 652566 SIOUXCY5 161 1 | P12:345.0:UMZ:# N-1 #:: LINE RAUN 3-SIOUXCY3-1 :EHV: | 0.06801 | Yes
GEN-2024-129 | 03 CENTRAL | G00ALL 29SP | 601034 NOBLES 3 345 631138 LAKEFLD3 345 1 | P12:345.0:UMZ:# N-1 #:: LINE SIOUXCY3-SIOUXCY-LNX3-Z :EHV: | 0.05324 | Yes
GEN-2024-129 | 03 CENTRAL | G00ALL 29SP | 601034 NOBLES 3 345 631138 LAKEFLD3 345 1 | P12:345.0:UMZ:# N-1 #:: LINE SPLT RK3-SIOUXCY-LNX3-1 :EHV: | 0.05324 | Yes
GEN-2024-129 | 03 CENTRAL | G00ALL 29SP | 345435 7MAYWOOD 345 345992 7SPENCER 345 1 | P12:345:AECI-AMMO:BLL:MONTGUE:1:: | 0.06408 | Yes
GEN-2024-129 | 03 CENTRAL | G00ALL 29SP | 345230 7MONTGMRY 345 345992 7SPENCER 345 1 | P12:345:AECI-AMMO:BLL:MONTGUE:1:: | 0.06408 | Yes
GEN-2024-129 | 03 CENTRAL | G00ALL 29SP | 300041 7FRANKS 345 344327 7LOOSECRK 345 1 | P12:345:AECI-AMMO:FRANKS:BLAND:1:: | 0.05427 | Yes
GEN-2024-129 | 03 CENTRAL | G00ALL 29SP | 344224 7CALAWY 1 345 344327 7LOOSECRK 345 1 | P12:345:AECI-AMMO:FRANKS:BLAND:1:: | 0.06041 | Yes
GEN-2024-129 | 03 CENTRAL | G00ALL 29SP | 300041 7FRANKS 345 344327 7LOOSECRK 345 1 | P12:345:AMMO::BLAND:FRANKS:EHV | 0.05427 | Yes
GEN-2024-129 | 03 CENTRAL | G00ALL 29SP | 344224 7CALAWY 1 345 344327 7LOOSECRK 345 1 | P12:345:AMMO::BLAND:FRANKS:EHV | 0.06041 | Yes
GEN-2024-129 | 03 CENTRAL | G00ALL 29SP | 300041 7FRANKS 345 344327 7LOOSECRK 345 1 | P12:345:AMMO::BLAND:FRANKS3:EHV: | 0.05427 | Yes
GEN-2024-129 | 03 CENTRAL | G00ALL 29SP | 344224 7CALAWY 1 345 344327 7LOOSECRK 345 1 | P12:345:AMMO::BLAND:FRANKS3:EHV: | 0.06041 | Yes
GEN-2024-129 | 03 CENTRAL | G00ALL 29SP | 345435 7MAYWOOD 345 345992 7SPENCER 345 1 | P12:345:AMMO::CALLAWAY:LOOSECREEK:EHV | 0.05992 | Yes
GEN-2024-129 | 03 CENTRAL | G00ALL 29SP | 300041 7FRANKS 345 344154 7BLAND 345 1 | P12:345:AMMO::CALLAWAY:LOOSECREEK:EHV | 0.05574 | Yes
GEN-2024-129 | 03 CENTRAL | G00ALL 29SP | 345230 7MONTGMRY 345 345992 7SPENCER 345 1 | P12:345:AMMO::CALLAWAY:LOOSECREEK:EHV | 0.05992 | Yes
GEN-2024-129 | 03 CENTRAL | G00ALL 29SP | 345435 7MAYWOOD 345 345992 7SPENCER 345 1 | P12:345:AMMO::CALLAWAY:LOOSECREEK1:EHV: | 0.05992 | Yes
GEN-2024-129 | 03 CENTRAL | G00ALL 29SP | 300041 7FRANKS 345 344154 7BLAND 345 1 | P12:345:AMMO::CALLAWAY:LOOSECREEK1:EHV: | 0.05574 | Yes
GEN-2024-129 | 03 CENTRAL | G00ALL 29SP | 345230 7MONTGMRY 345 345992 7SPENCER 345 1 | P12:345:AMMO::CALLAWAY:LOOSECREEK1:EHV: | 0.05992 | Yes
GEN-2024-129 | 03 CENTRAL | G00ALL 29SP | 300041 7FRANKS 345 344154 7BLAND 345 1 | P12:345:AMMO::LOOSECREEK:FRANKS:EHV | 0.05712 | Yes
GEN-2024-129 | 03 CENTRAL | G00ALL 29SP | 300041 7FRANKS 345 344154 7BLAND 345 1 | P12:345:AMMO::LOOSECREEK:FRANKS1:EHV: | 0.05712 | Yes
GEN-2024-129 | 03 CENTRAL | G00ALL 29SP | 345435 7MAYWOOD 345 345992 7SPENCER 345 1 | P12:345:AMMO-AECI::BELLEAU:MONTGOMERY:HV | 0.06408 | Yes
GEN-2024-129 | 03 CENTRAL | G00ALL 29SP | 345230 7MONTGMRY 345 345992 7SPENCER 345 1 | P12:345:AMMO-AECI::BELLEAU:MONTGOMERY:HV | 0.06408 | Yes
GEN-2024-129 | 03 CENTRAL | G00ALL 29SP | 345435 7MAYWOOD 345 345992 7SPENCER 345 1 | P12:345:AMMO-AECI::BELLEAU:MONTGOMERY6:EHV: | 0.06408 | Yes
GEN-2024-129 | 03 CENTRAL | G00ALL 29SP | 345230 7MONTGMRY 345 345992 7SPENCER 345 1 | P12:345:AMMO-AECI::BELLEAU:MONTGOMERY6:EHV: | 0.06408 | Yes
GEN-2024-129 | 03 CENTRAL | G00ALL 29SP | 345435 7MAYWOOD 345 345445 7SKNKRVR 345 1 | P12:345:AMMO-ALTW::HUGHES:OTTUMWA:EHV | 0.05366 | Yes
GEN-2024-129 | 03 CENTRAL | G00ALL 29SP | 345435 7MAYWOOD 345 345445 7SKNKRVR 345 1 | P12:345:AMMO-ALTW::HUGHES:OTTUMWA5325:EHV: | 0.05366 | Yes
GEN-2024-129 | 03 CENTRAL | G00ALL 29SP | 636400 HILLS 3 345 636420 TIFFIN 3 345 1 | P12:345:CE-ALTW:QUAD13-11:ROCKCK3:1 | 0.05093 | Yes
GEN-2024-129 | 03 CENTRAL | G00ALL 29SP | 631148 MORGN VLLY 3 345 636420 TIFFIN 3 345 1 | P12:345:CE-ALTW:QUAD13-11:ROCKCK3:1 | 0.05285 | Yes
GEN-2024-129 | 03 CENTRAL | G00ALL 29SP | 345445 7SKNKRVR 345 636645 SUB T HSK 3 345 1 | P12:345:ITCM-MEC:OTTUMWA:MONTEZUMA:1 | 0.05266 | Yes
GEN-2024-129 | 03 CENTRAL | G00ALL 29SP | 635200 RAUN 3 345 762779 G18-043 TAP 345 1 | P12:345:MEC:ARBOR HILL:FALLOW AVE:1 | 0.0662 | Yes
GEN-2024-129 | 03 CENTRAL | G00ALL 29SP | 635600 GRIMES 3 345 636003 BEAVER CRK 3 345 1 | P12:345:MEC:ARBOR HILL:FALLOW AVE:1 | 0.0532 | Yes
GEN-2024-129 | 03 CENTRAL | G00ALL 29SP | 635200 RAUN 3 345 645552 S3452 REACT3 345 1 | P12:345:MEC:ARBOR HILL:FALLOW AVE:1 | 0.06799 | Yes
GEN-2024-129 | 03 CENTRAL | G00ALL 29SP | 635200 RAUN 3 345 652564 SIOUXCY3 345 1 | P12:345:MEC:CHEROKEE:HIGHLAND:1 | 0.11359 | Yes
GEN-2024-129 | 03 CENTRAL | G00ALL 29SP | 631143 OTTUMWA3 345 635730 MONTEZUMA 3 345 1 | P12:345:MEC:HILLS:SUB T-SUB 93:1REACTOR:EHV: | 0.05013 | Yes
GEN-2024-129 | 03 CENTRAL | G00ALL 29SP | 635200 RAUN 3 345 652564 SIOUXCY3 345 1 | P12:345:MEC:OBRIEN:HIGHLAND:1REACTOR:EHV: | 0.11359 | Yes
GEN-2024-129 | 03 CENTRAL | G00ALL 29SP | 635200 RAUN 3 345 652564 SIOUXCY3 345 1 | P12:345:MEC-ITCM:OBRIEN:LAKEFIELD:1REACTOR:EHV: | 0.11414 | Yes
GEN-2024-129 | 03 CENTRAL | G00ALL 29SP | 631193 HUNTLEY3 345 631197 LEDYARD3 345 1 | P12:345:MEC-ITCM:OBRIEN:LAKEFIELD:1REACTOR:EHV: | 0.06671 | Yes
GEN-2024-129 | 03 CENTRAL | G00ALL 29SP | 631138 LAKEFLD3 345 635368 OBRIEN 3 345 1 | P12:345:MEC-WAPA:RAUN:SIOUXCY:1 | 0.05249 | Yes
GEN-2024-129 | 03 CENTRAL | G00ALL 29SP | 635223 PLYMOUTH 5 161 652566 SIOUXCY5 161 1 | P12:345:MEC-WAPA:RAUN:SIOUXCY:1 | 0.06801 | Yes
GEN-2024-129 | 03 CENTRAL | G00ALL 29SP | 635200 RAUN 3 345 762779 G18-043 TAP 345 1 | P12:345:NPPD:L3521::NW68&HOLDREGE.COLUMBUSEAST.CKT1:: | 0.07461 | Yes
GEN-2024-129 | 03 CENTRAL | G00ALL 29SP | 635200 RAUN 3 345 645552 S3452 REACT3 345 1 | P12:345:NPPD:L3521::NW68&HOLDREGE.COLUMBUSEAST.CKT1:: | 0.07671 | Yes
GEN-2024-129 | 03 CENTRAL | G00ALL 29SP | 601003 PR ISLD3 345 601039 NROC 3 345 1 | P12:345:XEL:ASK-ECL | 0.05225 | Yes
GEN-2024-129 | 03 CENTRAL | G00ALL 29SP | 601048 LYON CO 3 345 601087 STEEP BK LK3 345 2 | P12:345:XEL:LYONCO3:HAWKSNEST3:1 | 0.05504 | Yes
GEN-2024-129 | 03 CENTRAL | G00ALL 29SP | 601031 BRKNGCO3 345 652537 WHITE 3 345 2 | P12:345:XEL-WAPA:BRKNGCO3:WHITE3:1 | 0.05006 | Yes
GEN-2024-129 | 03 CENTRAL | G00ALL 29SP | 601031 BRKNGCO3 345 652537 WHITE 3 345 1 | P12:345:XEL-WAPA:BRKNGCO3:WHITE3:2 | 0.05003 | Yes
GEN-2024-129 | 03 CENTRAL | G00ALL 29SP | 601034 NOBLES 3 345 631138 LAKEFLD3 345 1 | P12:345:XEL-WAPA:SPLTRK3:SIOUXCY-LNX3:1 | 0.05324 | Yes
GEN-2024-129 | 03 CENTRAL | G00ALL 29SP | 631193 HUNTLEY3 345 631197 LEDYARD3 345 1 | P13:345:XEL:MNTCE31G:MNTCELO3:1 | 0.05083 | Yes
GEN-2024-129 | 03 CENTRAL | G00ALL 29SP | 631193 HUNTLEY3 345 631197 LEDYARD3 345 1 | P13:345:XEL:PRIS31G:PRISLD3:1 | 0.05083 | Yes
GEN-2024-129 | 03 CENTRAL | G00ALL 29SP | 631193 HUNTLEY3 345 631197 LEDYARD3 345 1 | P13:345:XEL:PRIS32G:PRISLD3:2 | 0.05083 | Yes
GEN-2024-129 | 03 CENTRAL | G00ALL 29SP | 601006 SPLT RK3 345 652864 SIOUXCY-LNX3 345 1 | P13:345-230.0:UMZ:# N-1 #:: 3WND SIOUXCY3-SIOUXCY2-SIOUXC29-1 652_ SC2 KU1B_:EHV: | 0.0581 | Yes
GEN-2024-129 | 03 CENTRAL | G00ALL 29SP | 602004 SPLT RK4 230 652523 SIOUXFL4 230 1 | P13:345-230.0:UMZ:# N-1 #:: 3WND SIOUXCY3-SIOUXCY2-SIOUXC29-1 652_ SC2 KU1B_:EHV: | 0.05316 | Yes
GEN-2024-129 | 03 CENTRAL | G00ALL 29SP | 603016 SPLT RK7 115 996521 SPLT RK4 115 7 | P13:345-230.0:UMZ:# N-1 #:: 3WND SIOUXCY3-SIOUXCY2-SIOUXC29-1 652_ SC2 KU1B_:EHV: | 0.05316 | Yes
GEN-2024-129 | 03 CENTRAL | G00ALL 29SP | 602004 SPLT RK4 230 996521 SPLT RK4 115 7 | P13:345-230.0:UMZ:# N-1 #:: 3WND SIOUXCY3-SIOUXCY2-SIOUXC29-1 652_ SC2 KU1B_:EHV: | 0.05316 | Yes
GEN-2024-129 | 03 CENTRAL | G00ALL 29SP | 635200 RAUN 3 345 652564 SIOUXCY3 345 1 | P14:345:ITCM-MEC:LAKEFLD-OBRIEN 50MVAR:MN-SS | 0.11414 | Yes
GEN-2024-129 | 03 CENTRAL | G00ALL 29SP | 631193 HUNTLEY3 345 631197 LEDYARD3 345 1 | P14:345:ITCM-MEC:LAKEFLD-OBRIEN 50MVAR:MN-SS | 0.06671 | Yes
GEN-2024-129 | 03 CENTRAL | G00ALL 29SP | 601031 BRKNGCO3 345 652537 WHITE 3 345 2 | P22:345:UMZW:# 1882 #:: WHT IN SD. WHT 345 KV N BUS FAULT:EHV: | 0.05006 | Yes
GEN-2024-129 | 03 CENTRAL | G00ALL 29SP | 601031 BRKNGCO3 345 652537 WHITE 3 345 1 | P22:345:UMZW:# 1883 #:: WHT IN SD. WHT 345 KV S BUS FAULT:EHV: | 0.05003 | Yes
GEN-2024-129 | 03 CENTRAL | G00ALL 29SP | 300041 7FRANKS 345 344154 7BLAND 345 1 | P23:345:AECI:7FRANKS:994::: | 0.06051 | Yes
GEN-2024-129 | 03 CENTRAL | G00ALL 29SP | 345435 7MAYWOOD 345 345445 7SKNKRVR 345 1 | P23:345:ALTW:PD:OTTUMWA:LN:EHV: | 0.05096 | Yes
GEN-2024-129 | 03 CENTRAL | G00ALL 29SP | 344224 7CALAWY 1 345 345230 7MONTGMRY 345 2 | P23:345:AMMO:::12MONTGOMERY:EHV: | 0.05191 | Yes
GEN-2024-129 | 03 CENTRAL | G00ALL 29SP | 300041 7FRANKS 345 344327 7LOOSECRK 345 1 | P23:345:AMMO:::16BLAND:EHV: | 0.05313 | Yes
GEN-2024-129 | 03 CENTRAL | G00ALL 29SP | 344224 7CALAWY 1 345 344327 7LOOSECRK 345 1 | P23:345:AMMO:::16BLAND:EHV: | 0.05791 | Yes
GEN-2024-129 | 03 CENTRAL | G00ALL 29SP | 345435 7MAYWOOD 345 345992 7SPENCER 345 1 | P23:345:AMMO:::20LOOSECREEK:EHV: | 0.06013 | Yes
GEN-2024-129 | 03 CENTRAL | G00ALL 29SP | 300041 7FRANKS 345 344154 7BLAND 345 1 | P23:345:AMMO:::20LOOSECREEK:EHV: | 0.0605 | Yes
GEN-2024-129 | 03 CENTRAL | G00ALL 29SP | 344224 7CALAWY 1 345 344327 7LOOSECRK 345 1 | P23:345:AMMO:::30BLAND:EHV: | 0.05422 | Yes
GEN-2024-129 | 03 CENTRAL | G00ALL 29SP | 344224 7CALAWY 1 345 344327 7LOOSECRK 345 1 | P23:345:AMMO::BLAND:V23:EHV: | 0.05422 | Yes
GEN-2024-129 | 03 CENTRAL | G00ALL 29SP | 345435 7MAYWOOD 345 345445 7SKNKRVR 345 1 | P23:345:AMMO::HUGHES:V1:EHV: | 0.05366 | Yes
GEN-2024-129 | 03 CENTRAL | G00ALL 29SP | 345435 7MAYWOOD 345 345445 7SKNKRVR 345 1 | P23:345:AMMO::HUGHES:V5:EHV: | 0.05366 | Yes
GEN-2024-129 | 03 CENTRAL | G00ALL 29SP | 631142 ARNOLD 3 345 631148 MORGN VLLY 3 345 1 | P23:345:ITCM:HCKRYCK3 5267:IA-MVP::EHV: | 0.05005 | Yes
GEN-2024-129 | 03 CENTRAL | G00ALL 29SP | 631142 ARNOLD 3 345 631148 MORGN VLLY 3 345 1 | P23:345:ITCM:HCKRYCK3 5268:IA-MVP::EHV: | 0.05085 | Yes
GEN-2024-129 | 03 CENTRAL | G00ALL 29SP | 631138 LAKEFLD3 345 635368 OBRIEN 3 345 1 | P23:345:ITCM:HUNTLEY3 3659:IA-MVP::EHV: | 0.05769 | Yes
GEN-2024-129 | 03 CENTRAL | G00ALL 29SP | 635200 RAUN 3 345 652564 SIOUXCY3 345 1 | P23:345:ITCM:LAKEFLD 885:MN::EHV: | 0.11501 | Yes
GEN-2024-129 | 03 CENTRAL | G00ALL 29SP | 601006 SPLT RK3 345 652864 SIOUXCY-LNX3 345 1 | P23:345:ITCM:LAKEFLD 885:MN::EHV: | 0.05028 | Yes
GEN-2024-129 | 03 CENTRAL | G00ALL 29SP | 631193 HUNTLEY3 345 631197 LEDYARD3 345 1 | P23:345:ITCM:LAKEFLD 885:MN::EHV: | 0.06637 | Yes
GEN-2024-129 | 03 CENTRAL | G00ALL 29SP | 631138 LAKEFLD3 345 635368 OBRIEN 3 345 1 | P23:345:ITCM:LEDYARD3 5074:IA-MVP::EHV: | 0.05591 | Yes
GEN-2024-129 | 03 CENTRAL | G00ALL 29SP | 631138 LAKEFLD3 345 635368 OBRIEN 3 345 1 | P23:345:ITCM:LEDYARD3 5075:IA-MVP::EHV: | 0.05591 | Yes
GEN-2024-129 | 03 CENTRAL | G00ALL 29SP | 636400 HILLS 3 345 636420 TIFFIN 3 345 1 | P23:345:ITCM:ROCK CK3 182:IA-EC::EHV: | 0.05093 | Yes
GEN-2024-129 | 03 CENTRAL | G00ALL 29SP | 631148 MORGN VLLY 3 345 636420 TIFFIN 3 345 1 | P23:345:ITCM:ROCK CK3 182:IA-EC::EHV: | 0.05285 | Yes
GEN-2024-129 | 03 CENTRAL | G00ALL 29SP | 636400 HILLS 3 345 636420 TIFFIN 3 345 1 | P23:345:ITCM:ROCK CK3 XX1:IA-EC::EHV: | 0.05237 | Yes
GEN-2024-129 | 03 CENTRAL | G00ALL 29SP | 631148 MORGN VLLY 3 345 636420 TIFFIN 3 345 1 | P23:345:ITCM:ROCK CK3 XX1:IA-EC::EHV: | 0.05444 | Yes
GEN-2024-129 | 03 CENTRAL | G00ALL 29SP | 635600 GRIMES 3 345 636003 BEAVER CRK 3 345 1 | P23:345:MEC:ARBOR HILL:901::EHV: | 0.0532 | Yes
GEN-2024-129 | 03 CENTRAL | G00ALL 29SP | 635200 RAUN 3 345 645552 S3452 REACT3 345 1 | P23:345:MEC:ARBOR HILL:901::EHV: | 0.06799 | Yes
GEN-2024-129 | 03 CENTRAL | G00ALL 29SP | 636003 BEAVER CRK 3 345 636010 LEHIGH 3 345 1 | P23:345:MEC:ARBOR HILL:901::EHV: | 0.0532 | Yes
GEN-2024-129 | 03 CENTRAL | G00ALL 29SP | 635600 GRIMES 3 345 636003 BEAVER CRK 3 345 1 | P23:345:MEC:ARBOR HILL:902::EHV: | 0.0532 | Yes
GEN-2024-129 | 03 CENTRAL | G00ALL 29SP | 635200 RAUN 3 345 645552 S3452 REACT3 345 1 | P23:345:MEC:ARBOR HILL:902::EHV: | 0.06799 | Yes
GEN-2024-129 | 03 CENTRAL | G00ALL 29SP | 636003 BEAVER CRK 3 345 636010 LEHIGH 3 345 1 | P23:345:MEC:ARBOR HILL:902::EHV: | 0.0532 | Yes
GEN-2024-129 | 03 CENTRAL | G00ALL 29SP | 635200 RAUN 3 345 762779 G18-043 TAP 345 1 | P23:345:MEC:ARBOR HILL:903::EHV: | 0.0662 | Yes
GEN-2024-129 | 03 CENTRAL | G00ALL 29SP | 635600 GRIMES 3 345 636003 BEAVER CRK 3 345 1 | P23:345:MEC:ARBOR HILL:903::EHV: | 0.0532 | Yes
GEN-2024-129 | 03 CENTRAL | G00ALL 29SP | 635200 RAUN 3 345 645552 S3452 REACT3 345 1 | P23:345:MEC:ARBOR HILL:903::EHV: | 0.06799 | Yes
GEN-2024-129 | 03 CENTRAL | G00ALL 29SP | 636003 BEAVER CRK 3 345 636010 LEHIGH 3 345 1 | P23:345:MEC:ARBOR HILL:903::EHV: | 0.0532 | Yes
GEN-2024-129 | 03 CENTRAL | G00ALL 29SP | 631139 HAZLTON3 345 631270 LASALLE 3 345 1 | P23:345:MEC:BLACK HAWK:902::EHV: | 0.05575 | Yes
GEN-2024-129 | 03 CENTRAL | G00ALL 29SP | 635200 RAUN 3 345 652564 SIOUXCY3 345 1 | P23:345:MEC:CHEROKEE:901::EHV: | 0.11359 | Yes
GEN-2024-129 | 03 CENTRAL | G00ALL 29SP | 635200 RAUN 3 345 652564 SIOUXCY3 345 1 | P23:345:MEC:CHEROKEE:902::EHV: | 0.11359 | Yes
GEN-2024-129 | 03 CENTRAL | G00ALL 29SP | 635200 RAUN 3 345 652564 SIOUXCY3 345 1 | P23:345:MEC:CHEROKEE:903::EHV: | 0.11359 | Yes
GEN-2024-129 | 03 CENTRAL | G00ALL 29SP | 635600 GRIMES 3 345 636003 BEAVER CRK 3 345 1 | P23:345:MEC:FALLOW:901::EHV: | 0.0532 | Yes
GEN-2024-129 | 03 CENTRAL | G00ALL 29SP | 635200 RAUN 3 345 645552 S3452 REACT3 345 1 | P23:345:MEC:FALLOW:901::EHV: | 0.06799 | Yes
GEN-2024-129 | 03 CENTRAL | G00ALL 29SP | 636003 BEAVER CRK 3 345 636010 LEHIGH 3 345 1 | P23:345:MEC:FALLOW:901::EHV: | 0.0532 | Yes
GEN-2024-129 | 03 CENTRAL | G00ALL 29SP | 635600 GRIMES 3 345 636003 BEAVER CRK 3 345 1 | P23:345:MEC:FALLOW:902::EHV: | 0.0532 | Yes
GEN-2024-129 | 03 CENTRAL | G00ALL 29SP | 636003 BEAVER CRK 3 345 636010 LEHIGH 3 345 1 | P23:345:MEC:FALLOW:902::EHV: | 0.0532 | Yes
GEN-2024-129 | 03 CENTRAL | G00ALL 29SP | 635600 GRIMES 3 345 636003 BEAVER CRK 3 345 1 | P23:345:MEC:FALLOW:903::EHV: | 0.0532 | Yes
GEN-2024-129 | 03 CENTRAL | G00ALL 29SP | 635200 RAUN 3 345 652564 SIOUXCY3 345 1 | P23:345:MEC:HIGHLAND:901::EHV: | 0.11359 | Yes
GEN-2024-129 | 03 CENTRAL | G00ALL 29SP | 635200 RAUN 3 345 652564 SIOUXCY3 345 1 | P23:345:MEC:HIGHLAND:902::EHV: | 0.11359 | Yes
GEN-2024-129 | 03 CENTRAL | G00ALL 29SP | 635200 RAUN 3 345 652564 SIOUXCY3 345 1 | P23:345:MEC:HIGHLAND:903::EHV: | 0.11359 | Yes
GEN-2024-129 | 03 CENTRAL | G00ALL 29SP | 635200 RAUN 3 345 652564 SIOUXCY3 345 1 | P23:345:MEC:HIGHLAND:908::EHV: | 0.11359 | Yes
GEN-2024-129 | 03 CENTRAL | G00ALL 29SP | 635200 RAUN 3 345 652564 SIOUXCY3 345 1 | P23:345:MEC:LEHIGH:360::EHV: | 0.10507 | Yes
GEN-2024-129 | 03 CENTRAL | G00ALL 29SP | 636398 HILLSSUBTRX3 345 636645 SUB T HSK 3 345 1 | P23:345:MEC:MONTEZUMA:903::EHV: | 0.05021 | Yes
GEN-2024-129 | 03 CENTRAL | G00ALL 29SP | 636398 HILLSSUBTRX3 345 636400 HILLS 3 345 Z | P23:345:MEC:MONTEZUMA:903::EHV: | 0.05021 | Yes
GEN-2024-129 | 03 CENTRAL | G00ALL 29SP | 345445 7SKNKRVR 345 636645 SUB T HSK 3 345 1 | P23:345:MEC:MONTEZUMA:903::EHV: | 0.05266 | Yes
GEN-2024-129 | 03 CENTRAL | G00ALL 29SP | 635200 RAUN 3 345 652564 SIOUXCY3 345 1 | P23:345:MEC:OBRIEN:903::EHV: | 0.11525 | Yes
GEN-2024-129 | 03 CENTRAL | G00ALL 29SP | 631193 HUNTLEY3 345 631197 LEDYARD3 345 1 | P23:345:MEC:OBRIEN:903::EHV: | 0.06562 | Yes
GEN-2024-129 | 03 CENTRAL | G00ALL 29SP | 631193 HUNTLEY3 345 631197 LEDYARD3 345 1 | P23:345:MEC:OBRIEN:904::EHV: | 0.06671 | Yes
GEN-2024-129 | 03 CENTRAL | G00ALL 29SP | 635200 RAUN 3 345 652564 SIOUXCY3 345 1 | P23:345:MEC:OBRIEN:906::EHV: | 0.11619 | Yes
GEN-2024-129 | 03 CENTRAL | G00ALL 29SP | 631193 HUNTLEY3 345 631197 LEDYARD3 345 1 | P23:345:MEC:OBRIEN:906::EHV: | 0.06697 | Yes
GEN-2024-129 | 03 CENTRAL | G00ALL 29SP | 345435 7MAYWOOD 345 345992 7SPENCER 345 1 | P23:345:MEC:ORIENT:902::EHV: | 0.06581 | Yes
GEN-2024-129 | 03 CENTRAL | G00ALL 29SP | 635200 RAUN 3 345 652564 SIOUXCY3 345 1 | P23:345:MEC:RAUN:150::EHV: | 0.10878 | Yes
GEN-2024-129 | 03 CENTRAL | G00ALL 29SP | 631143 OTTUMWA3 345 635730 MONTEZUMA 3 345 1 | P23:345:MEC:SUB 93:924::EHV: | 0.05154 | Yes
GEN-2024-129 | 03 CENTRAL | G00ALL 29SP | 345435 7MAYWOOD 345 345992 7SPENCER 345 1 | P23:345:MEC:SUB 93:954::EHV: | 0.06328 | Yes
GEN-2024-129 | 03 CENTRAL | G00ALL 29SP | 345230 7MONTGMRY 345 345992 7SPENCER 345 1 | P23:345:MEC:SUB 93:954::EHV: | 0.06328 | Yes
GEN-2024-129 | 03 CENTRAL | G00ALL 29SP | 631143 OTTUMWA3 345 635730 MONTEZUMA 3 345 1 | P23:345:MEC:SUB 93:964::EHV: | 0.05013 | Yes
GEN-2024-129 | 03 CENTRAL | G00ALL 29SP | 631143 OTTUMWA3 345 635730 MONTEZUMA 3 345 1 | P23:345:MEC:SUB T HASKINS:944::EHV: | 0.05013 | Yes
GEN-2024-129 | 03 CENTRAL | G00ALL 29SP | 601031 BRKNGCO3 345 652537 WHITE 3 345 2 | P23:345:UMZW:# 1896 #:: WHT IN SD. WHT 345 KV N BUS BREAKER FAIL:EHV: | 0.05006 | Yes
GEN-2024-129 | 03 CENTRAL | G00ALL 29SP | 601031 BRKNGCO3 345 652537 WHITE 3 345 1 | P23:345:UMZW:# 1897 #:: WHT IN SD. WHT 345 KV S BUS BREAKER FAIL:EHV: | 0.05003 | Yes
GEN-2024-129 | 03 CENTRAL | G00ALL 29SP | 601048 LYON CO 3 345 631138 LAKEFLD3 345 1 | P23:345:XEL:396 BKR SPK:::EHV: | 0.05698 | Yes
GEN-2024-129 | 03 CENTRAL | G00ALL 29SP | 631193 HUNTLEY3 345 631197 LEDYARD3 345 1 | P23:345:XEL:8N22 SHC:::EHV: | 0.05083 | Yes
GEN-2024-129 | 03 CENTRAL | G00ALL 29SP | 601048 LYON CO 3 345 601087 STEEP BK LK3 345 2 | P23:345:XEL:8N63 LYC:::EHV: | 0.05265 | Yes
GEN-2024-129 | 03 CENTRAL | G00ALL 29SP | 631193 HUNTLEY3 345 631197 LEDYARD3 345 1 | P23:345:XEL:8N8 MNN:::EHV: | 0.05083 | Yes
GEN-2024-129 | 03 CENTRAL | G00ALL 29SP | 601048 LYON CO 3 345 631138 LAKEFLD3 345 1 | P23:345:XEL:8S71 HNA:::EHV: | 0.05011 | Yes
GEN-2024-129 | 03 CENTRAL | G00ALL 29SP | 601039 NROC 3 345 601051 HMPT CNR3 345 1 | P23:345:XEL:8S98 NRH:::EHV: | 0.0523 | Yes
GEN-2024-129 | 03 CENTRAL | G00ALL 29SP | 601003 PR ISLD3 345 601039 NROC 3 345 1 | P23:345:XEL:FUTURE 8S49 HMP:::EHV: | 0.0535 | Yes
GEN-2024-129 | 03 CENTRAL | G00ALL 29SP | 601048 LYON CO 3 345 601087 STEEP BK LK3 345 2 | P23:345:XEL:HAWKSNEST3:8N82::EHV: | 0.05504 | Yes
GEN-2024-129 | 03 CENTRAL | G00ALL 29SP | 601048 LYON CO 3 345 631138 LAKEFLD3 345 1 | P23:345:XEL:HELENA3:8S71::EHV: | 0.05011 | Yes
GEN-2024-129 | 03 CENTRAL | G00ALL 29SP | 601048 LYON CO 3 345 601087 STEEP BK LK3 345 2 | P23:345:XEL:LYONCO3:8N63::EHV: | 0.05265 | Yes
GEN-2024-129 | 03 CENTRAL | G00ALL 29SP | 631193 HUNTLEY3 345 631197 LEDYARD3 345 1 | P23:345:XEL:PRISLD3:8H17::EHV: | 0.05079 | Yes
GEN-2024-129 | 03 CENTRAL | G00ALL 29SP | 635200 RAUN 3 345 762779 G18-043 TAP 345 1 | P42:345:LES:L1485::NW68&HOLDREGE.WAGENER.CB3006:: | 0.07445 | Yes
GEN-2024-129 | 03 CENTRAL | G00ALL 29SP | 635200 RAUN 3 345 645552 S3452 REACT3 345 1 | P42:345:LES:L1485::NW68&HOLDREGE.WAGENER.CB3006:: | 0.07655 | Yes
GEN-2024-129 | 03 CENTRAL | G00ALL 29SP | 635200 RAUN 3 345 645552 S3452 REACT3 345 1 | P42:345:LES:L3516::NW68&HOLDREGE.MOORE.CB3005:: | 0.07642 | Yes
GEN-2024-129 | 03 CENTRAL | G00ALL 29SP | 635200 RAUN 3 345 645552 S3452 REACT3 345 1 | P42:345:NPPD:LXXXX.COLMB E.SHELCRK.CB3306:::: | 0.07706 | Yes
GEN-2024-129 | 03 CENTRAL | G00ALL 29SP | 601031 BRKNGCO3 345 652537 WHITE 3 345 2 | P42:345:UMZW:# 1934 #:: WHT IN SD. WHT 345 KV N BUS BREAKER FAIL:EHV: | 0.05006 | Yes
GEN-2024-129 | 03 CENTRAL | G00ALL 29SP | 601031 BRKNGCO3 345 652537 WHITE 3 345 1 | P42:345:UMZW:# 1935 #:: WHT IN SD. WHT 345 KV S BUS BREAKER FAIL:EHV: | 0.05003 | Yes
GEN-2024-129 | 03 CENTRAL | G00ALL 29SP | 601031 BRKNGCO3 345 652537 WHITE 3 345 2 | P43:345:UMZW:# 1971 #:: WHT IN SD. WHT 345 KV N BUS BREAKER FAIL:EHV: | 0.05006 | Yes
GEN-2024-129 | 03 CENTRAL | G00ALL 29SP | 601031 BRKNGCO3 345 652537 WHITE 3 345 1 | P43:345:UMZW:# 1972 #:: WHT IN SD. WHT 345 KV S BUS BREAKER FAIL:EHV: | 0.05003 | Yes
GEN-2024-129 | 03 CENTRAL | G00ALL 29SP | 601031 BRKNGCO3 345 652537 WHITE 3 345 2 | P45:345:UMZW:# 1998 #:: WHT IN SD. WHT 345 KV N BUS FAULT:EHV: | 0.05006 | Yes
GEN-2024-129 | 03 CENTRAL | G00ALL 29SP | 601031 BRKNGCO3 345 652537 WHITE 3 345 1 | P45:345:UMZW:# 1999 #:: WHT IN SD. WHT 345 KV S BUS FAULT:EHV: | 0.05003 | Yes
GEN-2024-129 | 03 CENTRAL | G00ALL 29SP | 635200 RAUN 3 345 762779 G18-043 TAP 345 1 | P55:345:MEC:ARBOR HILL | 0.0662 | Yes
GEN-2024-129 | 03 CENTRAL | G00ALL 29SP | 635600 GRIMES 3 345 636003 BEAVER CRK 3 345 1 | P55:345:MEC:ARBOR HILL | 0.0532 | Yes
GEN-2024-129 | 03 CENTRAL | G00ALL 29SP | 635200 RAUN 3 345 645552 S3452 REACT3 345 1 | P55:345:MEC:ARBOR HILL | 0.06799 | Yes
GEN-2024-129 | 03 CENTRAL | G00ALL 29SP | 636003 BEAVER CRK 3 345 636010 LEHIGH 3 345 1 | P55:345:MEC:ARBOR HILL | 0.0532 | Yes
GEN-2024-129 | 03 CENTRAL | G00ALL 29SP | 635200 RAUN 3 345 652564 SIOUXCY3 345 1 | P55:345:MEC:CHEROKEE | 0.11359 | Yes
GEN-2024-129 | 03 CENTRAL | G00ALL 29SP | 345435 7MAYWOOD 345 345992 7SPENCER 345 1 | P55:345:MEC:CORDOVA | 0.06293 | Yes
GEN-2024-129 | 03 CENTRAL | G00ALL 29SP | 345230 7MONTGMRY 345 345992 7SPENCER 345 1 | P55:345:MEC:CORDOVA | 0.06293 | Yes
GEN-2024-129 | 03 CENTRAL | G00ALL 29SP | 635600 GRIMES 3 345 636003 BEAVER CRK 3 345 1 | P55:345:MEC:FALLOW AVE | 0.0532 | Yes
GEN-2024-129 | 03 CENTRAL | G00ALL 29SP | 636003 BEAVER CRK 3 345 636010 LEHIGH 3 345 1 | P55:345:MEC:FALLOW AVE | 0.0532 | Yes
GEN-2024-129 | 03 CENTRAL | G00ALL 29SP | 635600 GRIMES 3 345 636003 BEAVER CRK 3 345 1 | P55:345:MEC:GDMEC | 0.05311 | Yes
GEN-2024-129 | 03 CENTRAL | G00ALL 29SP | 635200 RAUN 3 345 652564 SIOUXCY3 345 1 | P55:345:MEC:HIGHLAND | 0.11359 | Yes
GEN-2024-129 | 03 CENTRAL | G00ALL 29SP | 345435 7MAYWOOD 345 345992 7SPENCER 345 1 | P55:345:MEC:ORIENT | 0.06601 | Yes
GEN-2024-129 | 03 CENTRAL | G00ALL 29SP | 345230 7MONTGMRY 345 345992 7SPENCER 345 1 | P55:345:MEC:ORIENT | 0.06601 | Yes
GEN-2024-129 | 03 CENTRAL | G00ALL 29SP | 635200 RAUN 3 345 762779 G18-043 TAP 345 1 | P55:345:MEC:ORIENT | 0.06798 | Yes
GEN-2024-129 | 03 CENTRAL | G00ALL 29SP | 635200 RAUN 3 345 645552 S3452 REACT3 345 1 | P55:345:MEC:ORIENT | 0.06984 | Yes
GEN-2024-129 | 03 CENTRAL | G00ALL 29SP | 635200 RAUN 3 345 762779 G18-043 TAP 345 1 | P55:345:MEC:PONY CREEK OR SOUTHLAND | 0.06532 | Yes
GEN-2024-129 | 03 CENTRAL | G00ALL 29SP | 635200 RAUN 3 345 645552 S3452 REACT3 345 1 | P55:345:MEC:PONY CREEK OR SOUTHLAND | 0.06709 | Yes
GEN-2024-129 | 03 CENTRAL | G00ALL 29SP | 635200 RAUN 3 345 762779 G18-043 TAP 345 1 | P55:345:MEC:RACCOON TRAIL | 0.06699 | Yes
GEN-2024-129 | 03 CENTRAL | G00ALL 29SP | 635600 GRIMES 3 345 636003 BEAVER CRK 3 345 1 | P55:345:MEC:RACCOON TRAIL | 0.05027 | Yes
GEN-2024-129 | 03 CENTRAL | G00ALL 29SP | 635200 RAUN 3 345 645552 S3452 REACT3 345 1 | P55:345:MEC:RACCOON TRAIL | 0.0688 | Yes
GEN-2024-129 | 03 CENTRAL | G00ALL 29SP | 636003 BEAVER CRK 3 345 636010 LEHIGH 3 345 1 | P55:345:MEC:RACCOON TRAIL | 0.05027 | Yes
GEN-2024-129 | 03 CENTRAL | G00ALL 29SP | 631143 OTTUMWA3 345 635730 MONTEZUMA 3 345 1 | P55:345:MEC:SUB 93 | 0.05483 | Yes
GEN-2024-129 | 03 CENTRAL | G00ALL 29SP | 601003 PR ISLD3 345 601039 NROC 3 345 1 | P55:345:XEL:HMP2 | 0.05351 | Yes
GEN-2024-129 | 03 CENTRAL | G00ALL 29SP | 601048 LYON CO 3 345 601087 STEEP BK LK3 345 2 | P55:345:XEL:HNL1 | 0.05504 | Yes
GEN-2024-129 | 03 CENTRAL | G00ALL 29SP | 631193 HUNTLEY3 345 631197 LEDYARD3 345 1 | P55:345:XEL:MNN1 | 0.05071 | Yes
GEN-2024-129 | 03 CENTRAL | G00ALL 29SP | 345435 7MAYWOOD 345 345992 7SPENCER 345 1 | P55:345:XEL:PRI1 | 0.06309 | Yes
GEN-2024-129 | 03 CENTRAL | G00ALL 29SP | 345230 7MONTGMRY 345 345992 7SPENCER 345 1 | P55:345:XEL:PRI1 | 0.06309 | Yes
GEN-2024-129 | 03 CENTRAL | G00ALL 29SP | 635200 RAUN 3 345 762779 G18-043 TAP 345 1 | P55:345:XEL:PRI1 | 0.06625 | Yes
GEN-2024-129 | 03 CENTRAL | G00ALL 29SP | 631193 HUNTLEY3 345 631197 LEDYARD3 345 1 | P55:345:XEL:PRI1 | 0.05079 | Yes
GEN-2024-129 | 03 CENTRAL | G00ALL 29SP | 635200 RAUN 3 345 645552 S3452 REACT3 345 1 | P55:345:XEL:PRI1 | 0.06804 | Yes
GEN-2024-129 | 03 CENTRAL | G00ALL 29SP | 345435 7MAYWOOD 345 345992 7SPENCER 345 1 | 344536 7ENON_TP 345 345217 7ROOTBEER 345 1 | 0.06402 | Yes
GEN-2024-129 | 03 CENTRAL | G00ALL 29SP | 345230 7MONTGMRY 345 345992 7SPENCER 345 1 | 344536 7ENON_TP 345 345217 7ROOTBEER 345 1 | 0.06402 | Yes
GEN-2024-129 | 03 CENTRAL | G00ALL 29SP | 345230 7MONTGMRY 345 345992 7SPENCER 345 1 | 345958 7HUCK FINN 345 345992 7SPENCER 345 1 | 0.0631 | Yes
GEN-2024-129 | 03 CENTRAL | G00ALL 29SP | 345230 7MONTGMRY 345 345992 7SPENCER 345 1 | 345968 7J1026 SUB 345 345992 7SPENCER 345 Z | 0.0631 | Yes
GEN-2024-129 | 03 CENTRAL | G00ALL 29SP | 337909 8ANO% 500 515305 FTSMITH8 500 1 | 507768 SWSHRV9 765 515049 SEMINOLE9 765 1 | 0.05425 | Yes
GEN-2024-129 | 03 CENTRAL | G00ALL 29SP | 601048 LYON CO 3 345 601077 HAWKSNEST 3 345 1 | 601048 LYON CO 3 345 601087 STEEP BK LK3 345 2 | 0.05497 | Yes
GEN-2024-129 | 03 CENTRAL | G00ALL 29SP | 601031 BRKNGCO3 345 601077 HAWKSNEST 3 345 1 | 601048 LYON CO 3 345 601087 STEEP BK LK3 345 2 | 0.05497 | Yes
GEN-2024-129 | 03 CENTRAL | G00ALL 29SP | 345435 7MAYWOOD 345 345992 7SPENCER 345 1 | 629074 ARNOLD1G 22.0 631088 ARNOLD 5 161 1 | 0.0631 | Yes
GEN-2024-129 | 03 CENTRAL | G00ALL 29SP | 345230 7MONTGMRY 345 345992 7SPENCER 345 1 | 629074 ARNOLD1G 22.0 631088 ARNOLD 5 161 1 | 0.0631 | Yes
GEN-2024-129 | 03 CENTRAL | G00ALL 29SP | 345435 7MAYWOOD 345 345992 7SPENCER 345 1 | 629075 OTTUMW1G 24.0 631115 OTTUMWA5 161 1 | 0.0631 | Yes
GEN-2024-129 | 03 CENTRAL | G00ALL 29SP | 345230 7MONTGMRY 345 345992 7SPENCER 345 1 | 629075 OTTUMW1G 24.0 631115 OTTUMWA5 161 1 | 0.0631 | Yes
GEN-2024-129 | 03 CENTRAL | G00ALL 29SP | 635200 RAUN 3 345 652564 SIOUXCY3 345 1 | 631138 LAKEFLD3 345 635368 OBRIEN 3 345 1 | 0.11414 | Yes
GEN-2024-129 | 03 CENTRAL | G00ALL 29SP | 631193 HUNTLEY3 345 631197 LEDYARD3 345 1 | 631138 LAKEFLD3 345 635368 OBRIEN 3 345 1 | 0.06671 | Yes
GEN-2024-129 | 03 CENTRAL | G00ALL 29SP | 631142 ARNOLD 3 345 631148 MORGN VLLY 3 345 1 | 631139 HAZLTON3 345 631191 HCKRYCK3 345 1 | 0.05005 | Yes
GEN-2024-129 | 03 CENTRAL | G00ALL 29SP | 636400 HILLS 3 345 636420 TIFFIN 3 345 1 | 631140 SALEM 3 345 631141 ROCK CK3 345 1 | 0.05237 | Yes
GEN-2024-129 | 03 CENTRAL | G00ALL 29SP | 631148 MORGN VLLY 3 345 636420 TIFFIN 3 345 1 | 631140 SALEM 3 345 631141 ROCK CK3 345 1 | 0.05444 | Yes
GEN-2024-129 | 03 CENTRAL | G00ALL 29SP | 631138 LAKEFLD3 345 635368 OBRIEN 3 345 1 | 631193 HUNTLEY3 345 631197 LEDYARD3 345 1 | 0.05783 | Yes
GEN-2024-129 | 03 CENTRAL | G00ALL 29SP | 635200 RAUN 3 345 762779 G18-043 TAP 345 1 | 635200 RAUN 3 345 645552 S3452 REACT3 345 1 | 0.09418 | Yes
GEN-2024-129 | 03 CENTRAL | G00ALL 29SP | 635200 RAUN 3 345 645552 S3452 REACT3 345 1 | 635200 RAUN 3 345 762779 G18-043 TAP 345 1 | 0.09511 | Yes
GEN-2024-129 | 03 CENTRAL | G00ALL 29SP | 635200 RAUN 3 345 652564 SIOUXCY3 345 1 | 635368 OBRIEN 3 345 635400 HIGHLAND 3 345 1 | 0.11359 | Yes
GEN-2024-129 | 03 CENTRAL | G00ALL 29SP | 635200 RAUN 3 345 762779 G18-043 TAP 345 1 | 635580 ARBOR HILL 3 345 635623 BADGER CRK 3 345 1 | 0.0662 | Yes
GEN-2024-129 | 03 CENTRAL | G00ALL 29SP | 635600 GRIMES 3 345 636003 BEAVER CRK 3 345 1 | 635580 ARBOR HILL 3 345 635623 BADGER CRK 3 345 1 | 0.0532 | Yes
GEN-2024-129 | 03 CENTRAL | G00ALL 29SP | 635200 RAUN 3 345 645552 S3452 REACT3 345 1 | 635580 ARBOR HILL 3 345 635623 BADGER CRK 3 345 1 | 0.06799 | Yes
GEN-2024-129 | 03 CENTRAL | G00ALL 29SP | 636003 BEAVER CRK 3 345 636010 LEHIGH 3 345 1 | 635580 ARBOR HILL 3 345 635623 BADGER CRK 3 345 1 | 0.0532 | Yes
GEN-2024-129 | 03 CENTRAL | G00ALL 29SP | 631139 HAZLTON3 345 631270 LASALLE 3 345 1 | 636197 N FRANKLIN 3 345 636198 BLCKHWKRX 3 345 1 | 0.05492 | Yes
GEN-2024-129 | 03 CENTRAL | G00ALL 29SP | 631139 HAZLTON3 345 631270 LASALLE 3 345 1 | 636198 BLCKHWKRX 3 345 636199 BLACKHAWK 3 345 Z | 0.05492 | Yes
GEN-2024-129 | 03 CENTRAL | G00ALL 29SP | 635200 RAUN 3 345 762779 G18-043 TAP 345 1 | 645452 S3452 3 345 645552 S3452 REACT3 345 Z1 | 0.09418 | Yes
GEN-2024-129 | 03 CENTRAL | G00ALL 29SP | 635200 RAUN 3 345 652564 SIOUXCY3 345 1 | Base Case | 0.1067 | Yes
GEN-2024-129 | 03 CENTRAL | G00ALL 29SP | 345435 7MAYWOOD 345 345992 7SPENCER 345 1 | Base Case | 0.0631 | Yes
GEN-2024-129 | 03 CENTRAL | G00ALL 29SP | 345230 7MONTGMRY 345 345992 7SPENCER 345 1 | Base Case | 0.0631 | Yes
GEN-2024-129 | 03 CENTRAL | G00ALL 29SP | 635200 RAUN 3 345 762779 G18-043 TAP 345 1 | Base Case | 0.06625 | Yes
GEN-2024-129 | 03 CENTRAL | G00ALL 29SP | 631193 HUNTLEY3 345 631197 LEDYARD3 345 1 | Base Case | 0.05083 | Yes
GEN-2024-129 | 03 CENTRAL | G00ALL 29SP | 635200 RAUN 3 345 645552 S3452 REACT3 345 1 | Base Case | 0.06805 | Yes
GEN-2024-129 | 03 CENTRAL | G00ALL 29SP | 635600 GRIMES 3 345 636003 BEAVER CRK 3 345 1 | Base Case | 0.0531 | Yes
GEN-2024-129 | 03 CENTRAL | G00ALL 29SP | 636003 BEAVER CRK 3 345 636010 LEHIGH 3 345 1 | Base Case | 0.0531 | Yes
GEN-2024-139 | 03 CENTRAL | G03 29SP | 300041 7FRANKS 345 344154 7BLAND 345 1 | P51:25:WERE:WOLFCRK7:EHV: | 0.05238 | Yes
GEN-2024-167 | 03 CENTRAL | G03 29SP | 345408 7OVERTON 345 541201 SIBLEY 7 345 1 | P11:022:NPPD:COOPER1G:1:983:: | 0.06734 | Yes
GEN-2024-167 | 03 CENTRAL | G03 29SP | 300044 7MCCRED 345 345230 7MONTGMRY 345 1 | P11:24:AECI:1THLG3:1::: | 0.05985 | Yes
GEN-2024-167 | 03 CENTRAL | G03 29SP | 345408 7OVERTON 345 541201 SIBLEY 7 345 1 | P11:345:AMMO::CALLAWAY:1 | 0.06734 | Yes
GEN-2024-167 | 03 CENTRAL | G03 29SP | 300044 7MCCRED 345 345408 7OVERTON 345 1 | P11:345:WERE:WOLFU1-GEN:EHV: | 0.05081 | Yes
GEN-2024-167 | 03 CENTRAL | G03 29SP | 300044 7MCCRED 345 345230 7MONTGMRY 345 1 | P11:345:WERE:WOLFU1-GEN:EHV: | 0.05985 | Yes
GEN-2024-167 | 03 CENTRAL | G03 29SP | 345408 7OVERTON 345 541201 SIBLEY 7 345 1 | P11:345:WERE:WOLFU1-GEN:EHV: | 0.06734 | Yes
GEN-2024-167 | 03 CENTRAL | G03 29SP | 301809 7BARNET 345 344327 7LOOSECRK 345 1 | P12:161:AMMO::LOOSECREEK:MARIOSADELTA1:HV: | 0.05124 | Yes
GEN-2024-167 | 03 CENTRAL | G03 29SP | 345408 7OVERTON 345 541201 SIBLEY 7 345 1 | P12:25:EES:7CALAWY 1:1CAL G1:1:HV: | 0.06734 | Yes
GEN-2024-167 | 03 CENTRAL | G03 29SP | 300044 7MCCRED 345 345408 7OVERTON 345 1 | P12:345:AECI::MCCREDIE:KINGDOMCITY:EHV | 0.0503 | Yes
GEN-2024-167 | 03 CENTRAL | G03 29SP | 300044 7MCCRED 345 345230 7MONTGMRY 345 1 | P12:345:AECI::MCCREDIE:THOMASHILL:EHV | 0.05546 | Yes
GEN-2024-167 | 03 CENTRAL | G03 29SP | 300044 7MCCRED 345 345230 7MONTGMRY 345 1 | P12:345:AECI:MCCREDIE:TH_HILL:1:: | 0.05546 | Yes
GEN-2024-167 | 03 CENTRAL | G03 29SP | 300044 7MCCRED 345 345408 7OVERTON 345 1 | P12:345:AMMO::CALLAWAY:LOOSECREEK:EHV | 0.05674 | Yes
GEN-2024-167 | 03 CENTRAL | G03 29SP | 300044 7MCCRED 345 345230 7MONTGMRY 345 1 | P12:345:AMMO::CALLAWAY:LOOSECREEK:EHV | 0.06758 | Yes
GEN-2024-167 | 03 CENTRAL | G03 29SP | 300044 7MCCRED 345 345408 7OVERTON 345 1 | P12:345:AMMO::CALLAWAY:LOOSECREEK1:EHV: | 0.05674 | Yes
GEN-2024-167 | 03 CENTRAL | G03 29SP | 300044 7MCCRED 345 345230 7MONTGMRY 345 1 | P12:345:AMMO::CALLAWAY:LOOSECREEK1:EHV: | 0.06758 | Yes
GEN-2024-167 | 03 CENTRAL | G03 29SP | 301809 7BARNET 345 344327 7LOOSECRK 345 1 | P12:345:AMMO::LOOSECREEK:MARIOSADELTA:HV | 0.05124 | Yes
GEN-2024-167 | 03 CENTRAL | G03 29SP | 301809 7BARNET 345 344327 7LOOSECRK 345 1 | P13:161-345:AMMO::MARIOSA:1 | 0.05124 | Yes
GEN-2024-167 | 03 CENTRAL | G03 29SP | 300044 7MCCRED 345 345230 7MONTGMRY 345 1 | P21:345:AECI:THOMHL:THOMHLGSU3:1:: | 0.05985 | Yes
GEN-2024-167 | 03 CENTRAL | G03 29SP | 300044 7MCCRED 345 345408 7OVERTON 345 1 | P23:345:AMMO:::20LOOSECREEK:EHV: | 0.06567 | Yes
GEN-2024-167 | 03 CENTRAL | G03 29SP | 300044 7MCCRED 345 345230 7MONTGMRY 345 1 | P23:345:AMMO:::20LOOSECREEK:EHV: | 0.07736 | Yes
GEN-2024-167 | 03 CENTRAL | G03 29SP | 345408 7OVERTON 345 541201 SIBLEY 7 345 1 | P23:345:GMO-KCPL:SIBLEY_R8-10::SIBLEY-HAWTHORN-PHILL_1 | 0.11351 | Yes
GEN-2024-167 | 03 CENTRAL | G03 29SP | 300044 7MCCRED 345 345408 7OVERTON 345 1 | P23:345:KCPL:LACYGNE-R2-5:::EHV: | 0.05476 | Yes
GEN-2024-167 | 03 CENTRAL | G03 29SP | 301809 7BARNET 345 344327 7LOOSECRK 345 1 | P23:345:KCPL:LACYGNE-R2-5:::EHV: | 0.0545 | Yes
GEN-2024-167 | 03 CENTRAL | G03 29SP | 300044 7MCCRED 345 345408 7OVERTON 345 1 | P23:345:KCPL-WERE:237LACYGNE-R1-6:::EHV: | 0.05381 | Yes
GEN-2024-167 | 03 CENTRAL | G03 29SP | 301809 7BARNET 345 344327 7LOOSECRK 345 1 | P23:345:KCPL-WERE:237LACYGNE-R1-6:::EHV: | 0.05299 | Yes
GEN-2024-167 | 03 CENTRAL | G03 29SP | 301809 7BARNET 345 344327 7LOOSECRK 345 1 | P23:345:KCPL-WERE:237LACYGNE-R1-6:EHV: | 0.05299 | Yes
GEN-2024-167 | 03 CENTRAL | G03 29SP | 345408 7OVERTON 345 541201 SIBLEY 7 345 1 | P23:345:WERE:JEC-345-16:EHV: | 0.07031 | Yes
GEN-2024-167 | 03 CENTRAL | G03 29SP | 300044 7MCCRED 345 345408 7OVERTON 345 1 | P23:345:WERE:WOLF-345-50:EHV: | 0.05108 | Yes
GEN-2024-167 | 03 CENTRAL | G03 29SP | 345408 7OVERTON 345 541201 SIBLEY 7 345 1 | P23:345:WERE:WOLF-345-50:EHV: | 0.06758 | Yes
GEN-2024-167 | 03 CENTRAL | G03 29SP | 345408 7OVERTON 345 541201 SIBLEY 7 345 1 | P42:345:NPPD:BKR-CPR-3310:::: | 0.06734 | Yes
GEN-2024-167 | 03 CENTRAL | G03 29SP | 300044 7MCCRED 345 345408 7OVERTON 345 1 | P51:22:KCPL:LACYGNE7:::EHV: | 0.05915 | Yes
GEN-2024-167 | 03 CENTRAL | G03 29SP | 301809 7BARNET 345 344327 7LOOSECRK 345 1 | P51:22:KCPL:LACYGNE7:::EHV: | 0.06097 | Yes
GEN-2024-167 | 03 CENTRAL | G03 29SP | 300044 7MCCRED 345 345230 7MONTGMRY 345 1 | P51:22:KCPL:LACYGNE7:::EHV: | 0.0689 | Yes
GEN-2024-167 | 03 CENTRAL | G03 29SP | 345408 7OVERTON 345 541201 SIBLEY 7 345 1 | P51:22:KCPL:LACYGNE7:::EHV: | 0.07484 | Yes
GEN-2024-167 | 03 CENTRAL | G03 29SP | 300044 7MCCRED 345 345408 7OVERTON 345 1 | P51:25:WERE:WOLFCRK7:EHV: | 0.05227 | Yes
GEN-2024-167 | 03 CENTRAL | G03 29SP | 301809 7BARNET 345 344327 7LOOSECRK 345 1 | P51:25:WERE:WOLFCRK7:EHV: | 0.05086 | Yes
GEN-2024-167 | 03 CENTRAL | G03 29SP | 635018 NORTHBORO 3 345 635570 ORIENT 3 345 1 | P55:345:OPPD:S3458 3::FN13:EHV: | 0.06132 | Yes
GEN-2024-167 | 03 CENTRAL | G03 29SP | 635017 ATCHISON 3 345 640139 COOPER 3 345 1 | P55:345:OPPD:S3458 3::FN13:EHV: | 0.06132 | Yes
GEN-2024-167 | 03 CENTRAL | G03 29SP | 635017 ATCHISON 3 345 635018 NORTHBORO 3 345 1 | P55:345:OPPD:S3458 3::FN13:EHV: | 0.06132 | Yes
GEN-2024-167 | 03 CENTRAL | G03 29SP | 345435 7MAYWOOD 345 345992 7SPENCER 345 1 | P55:345:OPPD:S3458 3::FN13:EHV: | 0.05184 | Yes
GEN-2024-167 | 03 CENTRAL | G03 29SP | 345230 7MONTGMRY 345 345992 7SPENCER 345 1 | P55:345:OPPD:S3458 3::FN13:EHV: | 0.05188 | Yes
GEN-2024-167 | 03 CENTRAL | G03 29SP | 300044 7MCCRED 345 345230 7MONTGMRY 345 1 | 300003 1THLG3 24.0 301503 7THOMHLGSU3 345 3 | 0.05985 | Yes
GEN-2024-167 | 03 CENTRAL | G03 29SP | 300044 7MCCRED 345 345408 7OVERTON 345 1 | 300090 5KINGDMB1 161 300043 7KINGDM 345 1 | 0.0503 | Yes
GEN-2024-167 | 03 CENTRAL | G03 29SP | 301809 7BARNET 345 344327 7LOOSECRK 345 1 | 344327 7LOOSECRK 345 345238 7MARIOSA 345 1 | 0.05124 | Yes
GEN-2024-167 | 03 CENTRAL | G03 29SP | 345408 7OVERTON 345 541201 SIBLEY 7 345 1 | 541200 PHILL 7 345 541201 SIBLEY 7 345 1 | 0.08123 | Yes
GEN-2024-167 | 03 CENTRAL | G03 29SP | 345408 7OVERTON 345 541201 SIBLEY 7 345 1 | 542957 IAT G1 1 24.0 542982 IATAN 7 345 1 | 0.06927 | Yes
GEN-2024-167 | 03 CENTRAL | G03 29SP | 300044 7MCCRED 345 345408 7OVERTON 345 1 | 542962 IAT G2 1 24.5 542982 IATAN 7 345 1 | 0.05199 | Yes
GEN-2024-167 | 03 CENTRAL | G03 29SP | 345408 7OVERTON 345 541201 SIBLEY 7 345 1 | 542962 IAT G2 1 24.5 542982 IATAN 7 345 1 | 0.06878 | Yes
GEN-2024-167 | 03 CENTRAL | G03 29SP | 301809 7BARNET 345 344327 7LOOSECRK 345 1 | 542968 STILWEL7 345 765571 G21-029-TAP 345 1 | 0.05311 | Yes
GEN-2024-167 | 03 CENTRAL | G03 29SP | 635018 NORTHBORO 3 345 635570 ORIENT 3 345 1 | 640139 COOPER 3 345 778170 G24-040-TAP 345 1 | 0.051 | Yes
GEN-2024-167 | 03 CENTRAL | G03 29SP | 635017 ATCHISON 3 345 640139 COOPER 3 345 1 | 640139 COOPER 3 345 778170 G24-040-TAP 345 1 | 0.051 | Yes
GEN-2024-167 | 03 CENTRAL | G03 29SP | 635017 ATCHISON 3 345 635018 NORTHBORO 3 345 1 | 640139 COOPER 3 345 778170 G24-040-TAP 345 1 | 0.051 | Yes
GEN-2024-167 | 03 CENTRAL | G03 29SP | 635018 NORTHBORO 3 345 635570 ORIENT 3 345 1 | 645458 S3458 3 345 778170 G24-040-TAP 345 1 | 0.051 | Yes
GEN-2024-167 | 03 CENTRAL | G03 29SP | 635017 ATCHISON 3 345 640139 COOPER 3 345 1 | 645458 S3458 3 345 778170 G24-040-TAP 345 1 | 0.051 | Yes
GEN-2024-167 | 03 CENTRAL | G03 29SP | 635017 ATCHISON 3 345 635018 NORTHBORO 3 345 1 | 645458 S3458 3 345 778170 G24-040-TAP 345 1 | 0.051 | Yes
GEN-2024-167 | 03 CENTRAL | G03 29SP | 300044 7MCCRED 345 345408 7OVERTON 345 1 | Base Case | 0.05081 | Yes
GEN-2024-167 | 03 CENTRAL | G03 29SP | 300044 7MCCRED 345 345230 7MONTGMRY 345 1 | Base Case | 0.05985 | Yes
GEN-2024-167 | 03 CENTRAL | G03 29SP | 345408 7OVERTON 345 541201 SIBLEY 7 345 1 | Base Case | 0.06734 | Yes
GEN-2024-167 | 03 CENTRAL | G03 29SP | 300044 7MCCRED 345 345230 7MONTGMRY 345 1 | GEN300003 1 | 0.05985 | Yes
GEN-2024-167 | 03 CENTRAL | G03 29SP | 300044 7MCCRED 345 345230 7MONTGMRY 345 1 | GEN300003 1_Dup1 | 0.05985 | Yes
GEN-2024-167 | 03 CENTRAL | G03 29SP | 300044 7MCCRED 345 345408 7OVERTON 345 1 | GEN532751 1 | 0.05081 | Yes
GEN-2024-167 | 03 CENTRAL | G03 29SP | 300044 7MCCRED 345 345230 7MONTGMRY 345 1 | GEN532751 1 | 0.05985 | Yes
GEN-2024-167 | 03 CENTRAL | G03 29SP | 345408 7OVERTON 345 541201 SIBLEY 7 345 1 | GEN532751 1 | 0.06734 | Yes
GEN-2024-167 | 03 CENTRAL | G03 29SP | 300044 7MCCRED 345 345408 7OVERTON 345 1 | GEN532751 1_Dup1 | 0.05081 | Yes
GEN-2024-167 | 03 CENTRAL | G03 29SP | 300044 7MCCRED 345 345230 7MONTGMRY 345 1 | GEN532751 1_Dup1 | 0.05985 | Yes
GEN-2024-167 | 03 CENTRAL | G03 29SP | 345408 7OVERTON 345 541201 SIBLEY 7 345 1 | GEN532751 1_Dup1 | 0.06734 | Yes
GEN-2024-167 | 03 CENTRAL | G03 29SP | 345408 7OVERTON 345 541201 SIBLEY 7 345 1 | GEN542957 1 | 0.06734 | Yes
GEN-2024-167 | 03 CENTRAL | G03 29SP | 345408 7OVERTON 345 541201 SIBLEY 7 345 1 | GEN542957 1_Dup1 | 0.06734 | Yes
GEN-2024-167 | 03 CENTRAL | G03 29SP | 300044 7MCCRED 345 345408 7OVERTON 345 1 | GEN542962 2 | 0.05081 | Yes
GEN-2024-167 | 03 CENTRAL | G03 29SP | 345408 7OVERTON 345 541201 SIBLEY 7 345 1 | GEN542962 2 | 0.06734 | Yes
GEN-2024-167 | 03 CENTRAL | G03 29SP | 300044 7MCCRED 345 345408 7OVERTON 345 1 | GEN542962 2_Dup1 | 0.05081 | Yes
GEN-2024-167 | 03 CENTRAL | G03 29SP | 345408 7OVERTON 345 541201 SIBLEY 7 345 1 | GEN542962 2_Dup1 | 0.06734 | Yes
GEN-2024-167 | 03 CENTRAL | G03 29SP | 345408 7OVERTON 345 541201 SIBLEY 7 345 1 | GEN640009 1 | 0.06734 | Yes
GEN-2024-167 | 03 CENTRAL | G03 29SP | 345408 7OVERTON 345 541201 SIBLEY 7 345 1 | GEN640009 1_Dup1 | 0.06734 | Yes
GEN-2024-170 | 03 CENTRAL | G03 29SP | 345408 7OVERTON 345 541201 SIBLEY 7 345 1 | P11:022:NPPD:COOPER1G:1:983:: | 0.06549 | Yes
GEN-2024-170 | 03 CENTRAL | G03 29SP | 300044 7MCCRED 345 345230 7MONTGMRY 345 1 | P11:24:AECI:1THLG3:1::: | 0.05009 | Yes
GEN-2024-170 | 03 CENTRAL | G03 29SP | 345408 7OVERTON 345 541201 SIBLEY 7 345 1 | P11:345:AMMO::CALLAWAY:1 | 0.06549 | Yes
GEN-2024-170 | 03 CENTRAL | G03 29SP | 300044 7MCCRED 345 345408 7OVERTON 345 1 | P11:345:WERE:WOLFU1-GEN:EHV: | 0.0544 | Yes
GEN-2024-170 | 03 CENTRAL | G03 29SP | 300044 7MCCRED 345 345230 7MONTGMRY 345 1 | P11:345:WERE:WOLFU1-GEN:EHV: | 0.05009 | Yes
GEN-2024-170 | 03 CENTRAL | G03 29SP | 301809 7BARNET 345 344327 7LOOSECRK 345 1 | P11:345:WERE:WOLFU1-GEN:EHV: | 0.05606 | Yes
GEN-2024-170 | 03 CENTRAL | G03 29SP | 345408 7OVERTON 345 541201 SIBLEY 7 345 1 | P11:345:WERE:WOLFU1-GEN:EHV: | 0.06549 | Yes
GEN-2024-170 | 03 CENTRAL | G03 29SP | 345435 7MAYWOOD 345 345992 7SPENCER 345 1 | P12:161:AECI-AMMO:THHILL:ADR:1,CASC_R1:: | 0.05033 | Yes
GEN-2024-170 | 03 CENTRAL | G03 29SP | 345230 7MONTGMRY 345 345992 7SPENCER 345 1 | P12:161:AECI-AMMO:THHILL:ADR:1,CASC_R1:: | 0.05033 | Yes
GEN-2024-170 | 03 CENTRAL | G03 29SP | 345435 7MAYWOOD 345 345992 7SPENCER 345 1 | P12:161:AECI-AMMO:THHILL:ADR:1:: | 0.05033 | Yes
GEN-2024-170 | 03 CENTRAL | G03 29SP | 345230 7MONTGMRY 345 345992 7SPENCER 345 1 | P12:161:AECI-AMMO:THHILL:ADR:1:: | 0.05033 | Yes
GEN-2024-170 | 03 CENTRAL | G03 29SP | 301809 7BARNET 345 344327 7LOOSECRK 345 1 | P12:161:AMMO::LOOSECREEK:MARIOSADELTA1:HV: | 0.05787 | Yes
GEN-2024-170 | 03 CENTRAL | G03 29SP | 345435 7MAYWOOD 345 345992 7SPENCER 345 1 | P12:161:AMMO-AECI::THOMASHILL:ADAIR:HV | 0.05033 | Yes
GEN-2024-170 | 03 CENTRAL | G03 29SP | 345230 7MONTGMRY 345 345992 7SPENCER 345 1 | P12:161:AMMO-AECI::THOMASHILL:ADAIR:HV | 0.05033 | Yes
GEN-2024-170 | 03 CENTRAL | G03 29SP | 345435 7MAYWOOD 345 345992 7SPENCER 345 1 | P12:161:AMMO-AECI::THOMASHILL:ADAIR1:HV: | 0.05033 | Yes
GEN-2024-170 | 03 CENTRAL | G03 29SP | 345230 7MONTGMRY 345 345992 7SPENCER 345 1 | P12:161:AMMO-AECI::THOMASHILL:ADAIR1:HV: | 0.05033 | Yes
GEN-2024-170 | 03 CENTRAL | G03 29SP | 345408 7OVERTON 345 541201 SIBLEY 7 345 1 | P12:25:EES:7CALAWY 1:1CAL G1:1:HV: | 0.06549 | Yes
GEN-2024-170 | 03 CENTRAL | G03 29SP | 300044 7MCCRED 345 345408 7OVERTON 345 1 | P12:345:AECI::MCCREDIE:KINGDOMCITY:EHV | 0.05382 | Yes
GEN-2024-170 | 03 CENTRAL | G03 29SP | 300044 7MCCRED 345 345230 7MONTGMRY 345 1 | P12:345:AECI::MCCREDIE:THOMASHILL:EHV | 0.05123 | Yes
GEN-2024-170 | 03 CENTRAL | G03 29SP | 300044 7MCCRED 345 345230 7MONTGMRY 345 1 | P12:345:AECI:MCCREDIE:TH_HILL:1:: | 0.05123 | Yes
GEN-2024-170 | 03 CENTRAL | G03 29SP | 300044 7MCCRED 345 345408 7OVERTON 345 1 | P12:345:AMMO::CALLAWAY:LOOSECREEK:EHV | 0.06167 | Yes
GEN-2024-170 | 03 CENTRAL | G03 29SP | 300044 7MCCRED 345 345230 7MONTGMRY 345 1 | P12:345:AMMO::CALLAWAY:LOOSECREEK:EHV | 0.05957 | Yes
GEN-2024-170 | 03 CENTRAL | G03 29SP | 300044 7MCCRED 345 345408 7OVERTON 345 1 | P12:345:AMMO::CALLAWAY:LOOSECREEK1:EHV: | 0.06167 | Yes
GEN-2024-170 | 03 CENTRAL | G03 29SP | 300044 7MCCRED 345 345230 7MONTGMRY 345 1 | P12:345:AMMO::CALLAWAY:LOOSECREEK1:EHV: | 0.05957 | Yes
GEN-2024-170 | 03 CENTRAL | G03 29SP | 301809 7BARNET 345 344327 7LOOSECRK 345 1 | P12:345:AMMO::LOOSECREEK:MARIOSADELTA:HV | 0.05787 | Yes
GEN-2024-170 | 03 CENTRAL | G03 29SP | 300044 7MCCRED 345 345408 7OVERTON 345 1 | P12:345:AMMO::MAYWOOD:SPENCERCREEK:EHV | 0.0502 | Yes
GEN-2024-170 | 03 CENTRAL | G03 29SP | 300044 7MCCRED 345 345408 7OVERTON 345 1 | P12:345:AMMO::MAYWOOD:SPENCERCREEK4590:EHV: | 0.0502 | Yes
GEN-2024-170 | 03 CENTRAL | G03 29SP | 301809 7BARNET 345 344327 7LOOSECRK 345 1 | P13:161-345:AMMO::MARIOSA:1 | 0.05787 | Yes
GEN-2024-170 | 03 CENTRAL | G03 29SP | 300044 7MCCRED 345 345230 7MONTGMRY 345 1 | P21:345:AECI:THOMHL:THOMHLGSU3:1:: | 0.05009 | Yes
GEN-2024-170 | 03 CENTRAL | G03 29SP | 300044 7MCCRED 345 345408 7OVERTON 345 1 | P23:345:AMMO:::20LOOSECREEK:EHV: | 0.07096 | Yes
GEN-2024-170 | 03 CENTRAL | G03 29SP | 300044 7MCCRED 345 345230 7MONTGMRY 345 1 | P23:345:AMMO:::20LOOSECREEK:EHV: | 0.06975 | Yes
GEN-2024-170 | 03 CENTRAL | G03 29SP | 300044 7MCCRED 345 345408 7OVERTON 345 1 | P23:345:AMMO:::40MAYWOOD:EHV: | 0.0502 | Yes
GEN-2024-170 | 03 CENTRAL | G03 29SP | 345419 7CLINTON 345 542968 STILWEL7 345 2 | P23:345:GMO-KCPL:SIBLEY_R8-10::SIBLEY-HAWTHORN-PHILL_1 | 0.07082 | Yes
GEN-2024-170 | 03 CENTRAL | G03 29SP | 345419 7CLINTON 345 542968 STILWEL7 345 1 | P23:345:GMO-KCPL:SIBLEY_R8-10::SIBLEY-HAWTHORN-PHILL_1 | 0.07082 | Yes
GEN-2024-170 | 03 CENTRAL | G03 29SP | 345418 7BARNET 345 345419 7CLINTON 345 1 | P23:345:GMO-KCPL:SIBLEY_R8-10::SIBLEY-HAWTHORN-PHILL_1 | 0.05895 | Yes
GEN-2024-170 | 03 CENTRAL | G03 29SP | 300044 7MCCRED 345 345408 7OVERTON 345 1 | P23:345:KCPL:LACYGNE-R2-5:::EHV: | 0.05975 | Yes
GEN-2024-170 | 03 CENTRAL | G03 29SP | 301809 7BARNET 345 344327 7LOOSECRK 345 1 | P23:345:KCPL:LACYGNE-R2-5:::EHV: | 0.06431 | Yes
GEN-2024-170 | 03 CENTRAL | G03 29SP | 300044 7MCCRED 345 345408 7OVERTON 345 1 | P23:345:KCPL-WERE:237LACYGNE-R1-6:::EHV: | 0.05807 | Yes
GEN-2024-170 | 03 CENTRAL | G03 29SP | 301809 7BARNET 345 344327 7LOOSECRK 345 1 | P23:345:KCPL-WERE:237LACYGNE-R1-6:::EHV: | 0.06155 | Yes
GEN-2024-170 | 03 CENTRAL | G03 29SP | 301809 7BARNET 345 344327 7LOOSECRK 345 1 | P23:345:KCPL-WERE:237LACYGNE-R1-6:EHV: | 0.06155 | Yes
GEN-2024-170 | 03 CENTRAL | G03 29SP | 345408 7OVERTON 345 541201 SIBLEY 7 345 1 | P23:345:WERE:JEC-345-16:EHV: | 0.06802 | Yes
GEN-2024-170 | 03 CENTRAL | G03 29SP | 300044 7MCCRED 345 345408 7OVERTON 345 1 | P23:345:WERE:WOLF-345-50:EHV: | 0.05473 | Yes
GEN-2024-170 | 03 CENTRAL | G03 29SP | 301809 7BARNET 345 344327 7LOOSECRK 345 1 | P23:345:WERE:WOLF-345-50:EHV: | 0.05652 | Yes
GEN-2024-170 | 03 CENTRAL | G03 29SP | 345408 7OVERTON 345 541201 SIBLEY 7 345 1 | P23:345:WERE:WOLF-345-50:EHV: | 0.06579 | Yes
GEN-2024-170 | 03 CENTRAL | G03 29SP | 345408 7OVERTON 345 541201 SIBLEY 7 345 1 | P42:345:NPPD:BKR-CPR-3310:::: | 0.06549 | Yes
GEN-2024-170 | 03 CENTRAL | G03 29SP | 300044 7MCCRED 345 345408 7OVERTON 345 1 | P51:22:KCPL:LACYGNE7:::EHV: | 0.06493 | Yes
GEN-2024-170 | 03 CENTRAL | G03 29SP | 301809 7BARNET 345 344327 7LOOSECRK 345 1 | P51:22:KCPL:LACYGNE7:::EHV: | 0.07204 | Yes
GEN-2024-170 | 03 CENTRAL | G03 29SP | 300044 7MCCRED 345 345230 7MONTGMRY 345 1 | P51:22:KCPL:LACYGNE7:::EHV: | 0.06147 | Yes
GEN-2024-170 | 03 CENTRAL | G03 29SP | 345408 7OVERTON 345 541201 SIBLEY 7 345 1 | P51:22:KCPL:LACYGNE7:::EHV: | 0.0748 | Yes
GEN-2024-170 | 03 CENTRAL | G03 29SP | 300044 7MCCRED 345 345408 7OVERTON 345 1 | P51:25:WERE:WOLFCRK7:EHV: | 0.05645 | Yes
GEN-2024-170 | 03 CENTRAL | G03 29SP | 301809 7BARNET 345 344327 7LOOSECRK 345 1 | P51:25:WERE:WOLFCRK7:EHV: | 0.05923 | Yes
GEN-2024-170 | 03 CENTRAL | G03 29SP | 635018 NORTHBORO 3 345 635570 ORIENT 3 345 1 | P55:345:OPPD:S3458 3::FN13:EHV: | 0.05729 | Yes
GEN-2024-170 | 03 CENTRAL | G03 29SP | 635017 ATCHISON 3 345 640139 COOPER 3 345 1 | P55:345:OPPD:S3458 3::FN13:EHV: | 0.0573 | Yes
GEN-2024-170 | 03 CENTRAL | G03 29SP | 635017 ATCHISON 3 345 635018 NORTHBORO 3 345 1 | P55:345:OPPD:S3458 3::FN13:EHV: | 0.05729 | Yes
GEN-2024-170 | 03 CENTRAL | G03 29SP | 345435 7MAYWOOD 345 345992 7SPENCER 345 1 | P55:345:OPPD:S3458 3::FN13:EHV: | 0.05398 | Yes
GEN-2024-170 | 03 CENTRAL | G03 29SP | 345230 7MONTGMRY 345 345992 7SPENCER 345 1 | P55:345:OPPD:S3458 3::FN13:EHV: | 0.05402 | Yes
GEN-2024-170 | 03 CENTRAL | G03 29SP | 300044 7MCCRED 345 345230 7MONTGMRY 345 1 | 300003 1THLG3 24.0 301503 7THOMHLGSU3 345 3 | 0.05009 | Yes
GEN-2024-170 | 03 CENTRAL | G03 29SP | 300044 7MCCRED 345 345408 7OVERTON 345 1 | 300090 5KINGDMB1 161 300043 7KINGDM 345 1 | 0.05382 | Yes
GEN-2024-170 | 03 CENTRAL | G03 29SP | 345418 7BARNET 345 345419 7CLINTON 345 1 | 301809 7BARNET 345 301810 7CLINTN 345 1 | 0.05578 | Yes
GEN-2024-170 | 03 CENTRAL | G03 29SP | 301809 7BARNET 345 344327 7LOOSECRK 345 1 | 344327 7LOOSECRK 345 345238 7MARIOSA 345 1 | 0.05787 | Yes
GEN-2024-170 | 03 CENTRAL | G03 29SP | 345419 7CLINTON 345 542968 STILWEL7 345 2 | 345419 7CLINTON 345 542968 STILWEL7 345 1 | 0.06223 | Yes
GEN-2024-170 | 03 CENTRAL | G03 29SP | 345419 7CLINTON 345 542968 STILWEL7 345 1 | 345419 7CLINTON 345 542968 STILWEL7 345 2 | 0.06223 | Yes
GEN-2024-170 | 03 CENTRAL | G03 29SP | 345419 7CLINTON 345 542968 STILWEL7 345 2 | 541200 PHILL 7 345 541201 SIBLEY 7 345 1 | 0.06977 | Yes
GEN-2024-170 | 03 CENTRAL | G03 29SP | 345419 7CLINTON 345 542968 STILWEL7 345 1 | 541200 PHILL 7 345 541201 SIBLEY 7 345 1 | 0.06977 | Yes
GEN-2024-170 | 03 CENTRAL | G03 29SP | 301809 7BARNET 345 344327 7LOOSECRK 345 1 | 542955 LAC G1 1 22.0 542981 LACYGNE7 345 1 | 0.05742 | Yes
GEN-2024-170 | 03 CENTRAL | G03 29SP | 345408 7OVERTON 345 541201 SIBLEY 7 345 1 | 542957 IAT G1 1 24.0 542982 IATAN 7 345 1 | 0.06742 | Yes
GEN-2024-170 | 03 CENTRAL | G03 29SP | 300044 7MCCRED 345 345408 7OVERTON 345 1 | 542962 IAT G2 1 24.5 542982 IATAN 7 345 1 | 0.05558 | Yes
GEN-2024-170 | 03 CENTRAL | G03 29SP | 301809 7BARNET 345 344327 7LOOSECRK 345 1 | 542962 IAT G2 1 24.5 542982 IATAN 7 345 1 | 0.05733 | Yes
GEN-2024-170 | 03 CENTRAL | G03 29SP | 345408 7OVERTON 345 541201 SIBLEY 7 345 1 | 542962 IAT G2 1 24.5 542982 IATAN 7 345 1 | 0.06693 | Yes
GEN-2024-170 | 03 CENTRAL | G03 29SP | 301809 7BARNET 345 344327 7LOOSECRK 345 1 | 542968 STILWEL7 345 765571 G21-029-TAP 345 1 | 0.06292 | Yes
GEN-2024-170 | 03 CENTRAL | G03 29SP | 300044 7MCCRED 345 345408 7OVERTON 345 1 | Base Case | 0.0544 | Yes
GEN-2024-170 | 03 CENTRAL | G03 29SP | 300044 7MCCRED 345 345230 7MONTGMRY 345 1 | Base Case | 0.05009 | Yes
GEN-2024-170 | 03 CENTRAL | G03 29SP | 301809 7BARNET 345 344327 7LOOSECRK 345 1 | Base Case | 0.05606 | Yes
GEN-2024-170 | 03 CENTRAL | G03 29SP | 345408 7OVERTON 345 541201 SIBLEY 7 345 1 | Base Case | 0.06549 | Yes
GEN-2024-170 | 03 CENTRAL | G03 29SP | 300044 7MCCRED 345 345230 7MONTGMRY 345 1 | GEN300003 1 | 0.05009 | Yes
GEN-2024-170 | 03 CENTRAL | G03 29SP | 300044 7MCCRED 345 345230 7MONTGMRY 345 1 | GEN300003 1_Dup1 | 0.05009 | Yes
GEN-2024-170 | 03 CENTRAL | G03 29SP | 300044 7MCCRED 345 345408 7OVERTON 345 1 | GEN532751 1 | 0.0544 | Yes
GEN-2024-170 | 03 CENTRAL | G03 29SP | 300044 7MCCRED 345 345230 7MONTGMRY 345 1 | GEN532751 1 | 0.05009 | Yes
GEN-2024-170 | 03 CENTRAL | G03 29SP | 301809 7BARNET 345 344327 7LOOSECRK 345 1 | GEN532751 1 | 0.05606 | Yes
GEN-2024-170 | 03 CENTRAL | G03 29SP | 345408 7OVERTON 345 541201 SIBLEY 7 345 1 | GEN532751 1 | 0.06549 | Yes
GEN-2024-170 | 03 CENTRAL | G03 29SP | 300044 7MCCRED 345 345408 7OVERTON 345 1 | GEN532751 1_Dup1 | 0.0544 | Yes
GEN-2024-170 | 03 CENTRAL | G03 29SP | 300044 7MCCRED 345 345230 7MONTGMRY 345 1 | GEN532751 1_Dup1 | 0.05009 | Yes
GEN-2024-170 | 03 CENTRAL | G03 29SP | 301809 7BARNET 345 344327 7LOOSECRK 345 1 | GEN532751 1_Dup1 | 0.05606 | Yes
GEN-2024-170 | 03 CENTRAL | G03 29SP | 345408 7OVERTON 345 541201 SIBLEY 7 345 1 | GEN532751 1_Dup1 | 0.06549 | Yes
GEN-2024-170 | 03 CENTRAL | G03 29SP | 301809 7BARNET 345 344327 7LOOSECRK 345 1 | GEN542955 1 | 0.05606 | Yes
GEN-2024-170 | 03 CENTRAL | G03 29SP | 301809 7BARNET 345 344327 7LOOSECRK 345 1 | GEN542955 1_Dup1 | 0.05606 | Yes
GEN-2024-170 | 03 CENTRAL | G03 29SP | 345408 7OVERTON 345 541201 SIBLEY 7 345 1 | GEN542957 1 | 0.06549 | Yes
GEN-2024-170 | 03 CENTRAL | G03 29SP | 345408 7OVERTON 345 541201 SIBLEY 7 345 1 | GEN542957 1_Dup1 | 0.06549 | Yes
GEN-2024-170 | 03 CENTRAL | G03 29SP | 300044 7MCCRED 345 345408 7OVERTON 345 1 | GEN542962 2 | 0.0544 | Yes
GEN-2024-170 | 03 CENTRAL | G03 29SP | 301809 7BARNET 345 344327 7LOOSECRK 345 1 | GEN542962 2 | 0.05606 | Yes
GEN-2024-170 | 03 CENTRAL | G03 29SP | 345408 7OVERTON 345 541201 SIBLEY 7 345 1 | GEN542962 2 | 0.06549 | Yes
GEN-2024-170 | 03 CENTRAL | G03 29SP | 300044 7MCCRED 345 345408 7OVERTON 345 1 | GEN542962 2_Dup1 | 0.0544 | Yes
GEN-2024-170 | 03 CENTRAL | G03 29SP | 301809 7BARNET 345 344327 7LOOSECRK 345 1 | GEN542962 2_Dup1 | 0.05606 | Yes
GEN-2024-170 | 03 CENTRAL | G03 29SP | 345408 7OVERTON 345 541201 SIBLEY 7 345 1 | GEN542962 2_Dup1 | 0.06549 | Yes
GEN-2024-170 | 03 CENTRAL | G03 29SP | 345408 7OVERTON 345 541201 SIBLEY 7 345 1 | GEN640009 1 | 0.06549 | Yes
GEN-2024-170 | 03 CENTRAL | G03 29SP | 345408 7OVERTON 345 541201 SIBLEY 7 345 1 | GEN640009 1_Dup1 | 0.06549 | Yes
GEN-2024-175 | 03 CENTRAL | G03 29SP | 345408 7OVERTON 345 541201 SIBLEY 7 345 1 | P11:022:NPPD:COOPER1G:1:983:: | 0.05037 | Yes
GEN-2024-175 | 03 CENTRAL | G03 29SP | 345435 7MAYWOOD 345 345992 7SPENCER 345 1 | P11:26:XEL:SHERCO33G:3 | 0.05912 | Yes
GEN-2024-175 | 03 CENTRAL | G03 29SP | 345230 7MONTGMRY 345 345992 7SPENCER 345 1 | P11:26:XEL:SHERCO33G:3 | 0.05912 | Yes
GEN-2024-175 | 03 CENTRAL | G03 29SP | 345408 7OVERTON 345 541201 SIBLEY 7 345 1 | P11:345:AMMO::CALLAWAY:1 | 0.05037 | Yes
GEN-2024-175 | 03 CENTRAL | G03 29SP | 345435 7MAYWOOD 345 345992 7SPENCER 345 1 | P11:345:MEC:LOUISA:1 | 0.05912 | Yes
GEN-2024-175 | 03 CENTRAL | G03 29SP | 345230 7MONTGMRY 345 345992 7SPENCER 345 1 | P11:345:MEC:LOUISA:1 | 0.05912 | Yes
GEN-2024-175 | 03 CENTRAL | G03 29SP | 300041 7FRANKS 345 344154 7BLAND 345 1 | P11:345:WERE:WOLFU1-GEN:EHV: | 0.07757 | Yes
GEN-2024-175 | 03 CENTRAL | G03 29SP | 345408 7OVERTON 345 541201 SIBLEY 7 345 1 | P11:345:WERE:WOLFU1-GEN:EHV: | 0.05037 | Yes
GEN-2024-175 | 03 CENTRAL | G03 29SP | 345435 7MAYWOOD 345 345992 7SPENCER 345 1 | P12:161:AECI-AMMO:THHILL:ADR:1,CASC_R1:: | 0.06228 | Yes
GEN-2024-175 | 03 CENTRAL | G03 29SP | 345230 7MONTGMRY 345 345992 7SPENCER 345 1 | P12:161:AECI-AMMO:THHILL:ADR:1,CASC_R1:: | 0.06228 | Yes
GEN-2024-175 | 03 CENTRAL | G03 29SP | 345435 7MAYWOOD 345 345992 7SPENCER 345 1 | P12:161:AECI-AMMO:THHILL:ADR:1:: | 0.06228 | Yes
GEN-2024-175 | 03 CENTRAL | G03 29SP | 345230 7MONTGMRY 345 345992 7SPENCER 345 1 | P12:161:AECI-AMMO:THHILL:ADR:1:: | 0.06228 | Yes
GEN-2024-175 | 03 CENTRAL | G03 29SP | 300041 7FRANKS 345 344327 7LOOSECRK 345 1 | P12:161:AMMO::LOOSECREEK:MARIOSADELTA1:HV: | 0.08879 | Yes
GEN-2024-175 | 03 CENTRAL | G03 29SP | 345435 7MAYWOOD 345 345992 7SPENCER 345 1 | P12:161:AMMO-AECI::THOMASHILL:ADAIR:HV | 0.06228 | Yes
GEN-2024-175 | 03 CENTRAL | G03 29SP | 345230 7MONTGMRY 345 345992 7SPENCER 345 1 | P12:161:AMMO-AECI::THOMASHILL:ADAIR:HV | 0.06228 | Yes
GEN-2024-175 | 03 CENTRAL | G03 29SP | 345435 7MAYWOOD 345 345992 7SPENCER 345 1 | P12:161:AMMO-AECI::THOMASHILL:ADAIR1:HV: | 0.06228 | Yes
GEN-2024-175 | 03 CENTRAL | G03 29SP | 345230 7MONTGMRY 345 345992 7SPENCER 345 1 | P12:161:AMMO-AECI::THOMASHILL:ADAIR1:HV: | 0.06228 | Yes
GEN-2024-175 | 03 CENTRAL | G03 29SP | 345408 7OVERTON 345 541201 SIBLEY 7 345 1 | P12:25:EES:7CALAWY 1:1CAL G1:1:HV: | 0.05037 | Yes
GEN-2024-175 | 03 CENTRAL | G03 29SP | 300041 7FRANKS 345 344154 7BLAND 345 1 | P12:345:AECI:BLCKBRRY:JSPR345:1:: | 0.09014 | Yes
GEN-2024-175 | 03 CENTRAL | G03 29SP | 300041 7FRANKS 345 344327 7LOOSECRK 345 1 | P12:345:AECI:BLCKBRRY:JSPR345:1:: | 0.10623 | Yes
GEN-2024-175 | 03 CENTRAL | G03 29SP | 300041 7FRANKS 345 344327 7LOOSECRK 345 1 | P12:345:AECI:MORGAN345:JSPR345:1:: | 0.10875 | Yes
GEN-2024-175 | 03 CENTRAL | G03 29SP | 345435 7MAYWOOD 345 345992 7SPENCER 345 1 | P12:345:AECI-AMMO:BLL:MONTGUE:1:: | 0.0594 | Yes
GEN-2024-175 | 03 CENTRAL | G03 29SP | 345230 7MONTGMRY 345 345992 7SPENCER 345 1 | P12:345:AECI-AMMO:BLL:MONTGUE:1:: | 0.0594 | Yes
GEN-2024-175 | 03 CENTRAL | G03 29SP | 344224 7CALAWY 1 345 344327 7LOOSECRK 345 1 | P12:345:AECI-AMMO:FRANKS:BLAND:1:: | 0.07564 | Yes
GEN-2024-175 | 03 CENTRAL | G03 29SP | 300041 7FRANKS 345 344327 7LOOSECRK 345 1 | P12:345:AECI-AMMO:FRANKS:BLAND:1:: | 0.13318 | Yes
GEN-2024-175 | 03 CENTRAL | G03 29SP | 344224 7CALAWY 1 345 344327 7LOOSECRK 345 1 | P12:345:AMMO::BLAND:FRANKS:EHV | 0.07564 | Yes
GEN-2024-175 | 03 CENTRAL | G03 29SP | 300041 7FRANKS 345 344327 7LOOSECRK 345 1 | P12:345:AMMO::BLAND:FRANKS:EHV | 0.13318 | Yes
GEN-2024-175 | 03 CENTRAL | G03 29SP | 344224 7CALAWY 1 345 344327 7LOOSECRK 345 1 | P12:345:AMMO::BLAND:FRANKS3:EHV: | 0.07564 | Yes
GEN-2024-175 | 03 CENTRAL | G03 29SP | 300041 7FRANKS 345 344327 7LOOSECRK 345 1 | P12:345:AMMO::BLAND:FRANKS3:EHV: | 0.13318 | Yes
GEN-2024-175 | 03 CENTRAL | G03 29SP | 300041 7FRANKS 345 344327 7LOOSECRK 345 1 | P12:345:AMMO::CALLAWAY:BLAND:EHV | 0.10415 | Yes
GEN-2024-175 | 03 CENTRAL | G03 29SP | 300041 7FRANKS 345 344327 7LOOSECRK 345 1 | P12:345:AMMO::CALLAWAY:BLAND1:EHV: | 0.10415 | Yes
GEN-2024-175 | 03 CENTRAL | G03 29SP | 300041 7FRANKS 345 344154 7BLAND 345 1 | P12:345:AMMO::CALLAWAY:LOOSECREEK:EHV | 0.09148 | Yes
GEN-2024-175 | 03 CENTRAL | G03 29SP | 344154 7BLAND 345 344224 7CALAWY 1 345 1 | P12:345:AMMO::CALLAWAY:LOOSECREEK:EHV | 0.05879 | Yes
GEN-2024-175 | 03 CENTRAL | G03 29SP | 300041 7FRANKS 345 344154 7BLAND 345 1 | P12:345:AMMO::CALLAWAY:LOOSECREEK1:EHV: | 0.09148 | Yes
GEN-2024-175 | 03 CENTRAL | G03 29SP | 344154 7BLAND 345 344224 7CALAWY 1 345 1 | P12:345:AMMO::CALLAWAY:LOOSECREEK1:EHV: | 0.05879 | Yes
GEN-2024-175 | 03 CENTRAL | G03 29SP | 344154 7BLAND 345 344224 7CALAWY 1 345 1 | P12:345:AMMO::LABADIE:BLAND:EHV | 0.06 | Yes
GEN-2024-175 | 03 CENTRAL | G03 29SP | 344154 7BLAND 345 344224 7CALAWY 1 345 1 | P12:345:AMMO::LABADIE:BLAND3:EHV: | 0.06 | Yes
GEN-2024-175 | 03 CENTRAL | G03 29SP | 300041 7FRANKS 345 344154 7BLAND 345 1 | P12:345:AMMO::LOOSECREEK:FRANKS:EHV | 0.12373 | Yes
GEN-2024-175 | 03 CENTRAL | G03 29SP | 344154 7BLAND 345 344224 7CALAWY 1 345 1 | P12:345:AMMO::LOOSECREEK:FRANKS:EHV | 0.08245 | Yes
GEN-2024-175 | 03 CENTRAL | G03 29SP | 300041 7FRANKS 345 344154 7BLAND 345 1 | P12:345:AMMO::LOOSECREEK:FRANKS1:EHV: | 0.12373 | Yes
GEN-2024-175 | 03 CENTRAL | G03 29SP | 344154 7BLAND 345 344224 7CALAWY 1 345 1 | P12:345:AMMO::LOOSECREEK:FRANKS1:EHV: | 0.08245 | Yes
GEN-2024-175 | 03 CENTRAL | G03 29SP | 300041 7FRANKS 345 344154 7BLAND 345 1 | P12:345:AMMO::MAYWOOD:SPENCERCREEK4590:EHV: | 0.0739 | Yes
GEN-2024-175 | 03 CENTRAL | G03 29SP | 344224 7CALAWY 1 345 345230 7MONTGMRY 345 2 | P12:345:AMMO::MONTGOMERY:CALLAWAY7:EHV: | 0.0658 | Yes
GEN-2024-175 | 03 CENTRAL | G03 29SP | 344224 7CALAWY 1 345 345230 7MONTGMRY 345 1 | P12:345:AMMO::MONTGOMERY:CALLAWAY8:EHV: | 0.0658 | Yes
GEN-2024-175 | 03 CENTRAL | G03 29SP | 344224 7CALAWY 1 345 345230 7MONTGMRY 345 2 | P12:345:AMMO:CKT 1:MONTGOMERY:CALLAWAY:EHV | 0.0658 | Yes
GEN-2024-175 | 03 CENTRAL | G03 29SP | 344224 7CALAWY 1 345 345230 7MONTGMRY 345 1 | P12:345:AMMO:CKT2:MONTGOMERY:CALLAWAY:EHV | 0.0658 | Yes
GEN-2024-175 | 03 CENTRAL | G03 29SP | 345435 7MAYWOOD 345 345992 7SPENCER 345 1 | P12:345:AMMO-AECI::BELLEAU:MONTGOMERY:HV | 0.0594 | Yes
GEN-2024-175 | 03 CENTRAL | G03 29SP | 345230 7MONTGMRY 345 345992 7SPENCER 345 1 | P12:345:AMMO-AECI::BELLEAU:MONTGOMERY:HV | 0.0594 | Yes
GEN-2024-175 | 03 CENTRAL | G03 29SP | 345435 7MAYWOOD 345 345992 7SPENCER 345 1 | P12:345:AMMO-AECI::BELLEAU:MONTGOMERY6:EHV: | 0.0594 | Yes
GEN-2024-175 | 03 CENTRAL | G03 29SP | 345230 7MONTGMRY 345 345992 7SPENCER 345 1 | P12:345:AMMO-AECI::BELLEAU:MONTGOMERY6:EHV: | 0.0594 | Yes
GEN-2024-175 | 03 CENTRAL | G03 29SP | 345435 7MAYWOOD 345 345992 7SPENCER 345 1 | P12:345:MEC:ORIENT:NORTHBORO:1 | 0.05948 | Yes
GEN-2024-175 | 03 CENTRAL | G03 29SP | 344154 7BLAND 345 344224 7CALAWY 1 345 1 | P22:345:AMMO:::LABADIE1:EHV: | 0.06006 | Yes
GEN-2024-175 | 03 CENTRAL | G03 29SP | 300041 7FRANKS 345 344154 7BLAND 345 1 | P22:345:EES:MUSKOGE7!:::EHV: | 0.07779 | Yes
GEN-2024-175 | 03 CENTRAL | G03 29SP | 300041 7FRANKS 345 344154 7BLAND 345 1 | P23:345:AECI:7BLACKBERRY:6_2::: | 0.09101 | Yes
GEN-2024-175 | 03 CENTRAL | G03 29SP | 300041 7FRANKS 345 344327 7LOOSECRK 345 1 | P23:345:AECI:7BLACKBERRY:6_2::: | 0.10804 | Yes
GEN-2024-175 | 03 CENTRAL | G03 29SP | 300041 7FRANKS 345 344154 7BLAND 345 1 | P23:345:AECI:7BLACKBERRY:6_3::: | 0.09101 | Yes
GEN-2024-175 | 03 CENTRAL | G03 29SP | 300041 7FRANKS 345 344327 7LOOSECRK 345 1 | P23:345:AECI:7BLACKBERRY:6_3::: | 0.10804 | Yes
GEN-2024-175 | 03 CENTRAL | G03 29SP | 300041 7FRANKS 345 344154 7BLAND 345 1 | P23:345:AECI:7BLACKBERRY:653::: | 0.09057 | Yes
GEN-2024-175 | 03 CENTRAL | G03 29SP | 300041 7FRANKS 345 344327 7LOOSECRK 345 1 | P23:345:AECI:7BLACKBERRY:653::: | 0.10729 | Yes
GEN-2024-175 | 03 CENTRAL | G03 29SP | 300041 7FRANKS 345 344154 7BLAND 345 1 | P23:345:AECI:7BLACKBERRY:656::: | 0.09017 | Yes
GEN-2024-175 | 03 CENTRAL | G03 29SP | 300041 7FRANKS 345 344327 7LOOSECRK 345 1 | P23:345:AECI:7BLACKBERRY:656::: | 0.10624 | Yes
GEN-2024-175 | 03 CENTRAL | G03 29SP | 344224 7CALAWY 1 345 344327 7LOOSECRK 345 1 | P23:345:AECI:7FRANKS:985,CASC_R1::: | 0.05036 | Yes
GEN-2024-175 | 03 CENTRAL | G03 29SP | 300041 7FRANKS 345 344327 7LOOSECRK 345 1 | P23:345:AECI:7FRANKS:985,CASC_R1::: | 0.07515 | Yes
GEN-2024-175 | 03 CENTRAL | G03 29SP | 344224 7CALAWY 1 345 344327 7LOOSECRK 345 1 | P23:345:AECI:7FRANKS:985::: | 0.05036 | Yes
GEN-2024-175 | 03 CENTRAL | G03 29SP | 300041 7FRANKS 345 344327 7LOOSECRK 345 1 | P23:345:AECI:7FRANKS:985::: | 0.07515 | Yes
GEN-2024-175 | 03 CENTRAL | G03 29SP | 300041 7FRANKS 345 344154 7BLAND 345 1 | P23:345:AECI:7FRANKS:994::: | 0.13208 | Yes
GEN-2024-175 | 03 CENTRAL | G03 29SP | 344154 7BLAND 345 344224 7CALAWY 1 345 1 | P23:345:AECI:7FRANKS:994::: | 0.08627 | Yes
GEN-2024-175 | 03 CENTRAL | G03 29SP | 300041 7FRANKS 345 344154 7BLAND 345 1 | P23:345:AECI:7JASPER:1182::: | 0.09221 | Yes
GEN-2024-175 | 03 CENTRAL | G03 29SP | 300041 7FRANKS 345 344327 7LOOSECRK 345 1 | P23:345:AECI:7JASPER:1182::: | 0.10927 | Yes
GEN-2024-175 | 03 CENTRAL | G03 29SP | 300041 7FRANKS 345 344327 7LOOSECRK 345 1 | P23:345:AECI:7MORGAN:322::: | 0.08072 | Yes
GEN-2024-175 | 03 CENTRAL | G03 29SP | 300041 7FRANKS 345 344327 7LOOSECRK 345 1 | P23:345:AECI:7STFRAN:372::: | 0.09479 | Yes
GEN-2024-175 | 03 CENTRAL | G03 29SP | 344224 7CALAWY 1 345 345230 7MONTGMRY 345 2 | P23:345:AMMO:::12MONTGOMERY:EHV: | 0.05696 | Yes
GEN-2024-175 | 03 CENTRAL | G03 29SP | 344224 7CALAWY 1 345 344327 7LOOSECRK 345 1 | P23:345:AMMO:::16BLAND:EHV: | 0.07368 | Yes
GEN-2024-175 | 03 CENTRAL | G03 29SP | 300041 7FRANKS 345 344327 7LOOSECRK 345 1 | P23:345:AMMO:::16BLAND:EHV: | 0.13228 | Yes
GEN-2024-175 | 03 CENTRAL | G03 29SP | 300041 7FRANKS 345 344154 7BLAND 345 1 | P23:345:AMMO:::20LOOSECREEK:EHV: | 0.12062 | Yes
GEN-2024-175 | 03 CENTRAL | G03 29SP | 344154 7BLAND 345 344224 7CALAWY 1 345 1 | P23:345:AMMO:::20LOOSECREEK:EHV: | 0.07639 | Yes
GEN-2024-175 | 03 CENTRAL | G03 29SP | 344224 7CALAWY 1 345 344327 7LOOSECRK 345 1 | P23:345:AMMO:::30BLAND:EHV: | 0.06651 | Yes
GEN-2024-175 | 03 CENTRAL | G03 29SP | 300041 7FRANKS 345 344327 7LOOSECRK 345 1 | P23:345:AMMO:::30BLAND:EHV: | 0.11955 | Yes
GEN-2024-175 | 03 CENTRAL | G03 29SP | 300041 7FRANKS 345 344154 7BLAND 345 1 | P23:345:AMMO:::40MAYWOOD:EHV: | 0.0739 | Yes
GEN-2024-175 | 03 CENTRAL | G03 29SP | 344224 7CALAWY 1 345 344327 7LOOSECRK 345 1 | P23:345:AMMO::BLAND:V23:EHV: | 0.06651 | Yes
GEN-2024-175 | 03 CENTRAL | G03 29SP | 300041 7FRANKS 345 344327 7LOOSECRK 345 1 | P23:345:AMMO::BLAND:V23:EHV: | 0.11955 | Yes
GEN-2024-175 | 03 CENTRAL | G03 29SP | 345408 7OVERTON 345 541201 SIBLEY 7 345 1 | P23:345:GMO-KCPL:SIBLEY_R8-10::SIBLEY-HAWTHORN-PHILL_1 | 0.05003 | Yes
GEN-2024-175 | 03 CENTRAL | G03 29SP | 345435 7MAYWOOD 345 345992 7SPENCER 345 1 | P23:345:MEC:ORIENT:902::EHV: | 0.05937 | Yes
GEN-2024-175 | 03 CENTRAL | G03 29SP | 345230 7MONTGMRY 345 345992 7SPENCER 345 1 | P23:345:MEC:ORIENT:902::EHV: | 0.05937 | Yes
GEN-2024-175 | 03 CENTRAL | G03 29SP | 345435 7MAYWOOD 345 345992 7SPENCER 345 1 | P23:345:MEC:SUB 93:954::EHV: | 0.05941 | Yes
GEN-2024-175 | 03 CENTRAL | G03 29SP | 345230 7MONTGMRY 345 345992 7SPENCER 345 1 | P23:345:MEC:SUB 93:954::EHV: | 0.05941 | Yes
GEN-2024-175 | 03 CENTRAL | G03 29SP | 300041 7FRANKS 345 344154 7BLAND 345 1 | P23:345:WERE:WOLF-345-50:EHV: | 0.07757 | Yes
GEN-2024-175 | 03 CENTRAL | G03 29SP | 345408 7OVERTON 345 541201 SIBLEY 7 345 1 | P23:345:WERE:WOLF-345-50:EHV: | 0.05042 | Yes
GEN-2024-175 | 03 CENTRAL | G03 29SP | 345408 7OVERTON 345 541201 SIBLEY 7 345 1 | P42:345:NPPD:BKR-CPR-3310:::: | 0.05037 | Yes
GEN-2024-175 | 03 CENTRAL | G03 29SP | 345408 7OVERTON 345 541201 SIBLEY 7 345 1 | P51:22:KCPL:LACYGNE7:::EHV: | 0.05347 | Yes
GEN-2024-175 | 03 CENTRAL | G03 29SP | 300041 7FRANKS 345 344154 7BLAND 345 1 | P51:25:WERE:WOLFCRK7:EHV: | 0.08087 | Yes
GEN-2024-175 | 03 CENTRAL | G03 29SP | 345435 7MAYWOOD 345 345992 7SPENCER 345 1 | P55:345:MEC:CORDOVA | 0.05904 | Yes
GEN-2024-175 | 03 CENTRAL | G03 29SP | 345230 7MONTGMRY 345 345992 7SPENCER 345 1 | P55:345:MEC:CORDOVA | 0.05904 | Yes
GEN-2024-175 | 03 CENTRAL | G03 29SP | 345435 7MAYWOOD 345 345992 7SPENCER 345 1 | P55:345:MEC:NORTHBORO | 0.05948 | Yes
GEN-2024-175 | 03 CENTRAL | G03 29SP | 345435 7MAYWOOD 345 345992 7SPENCER 345 1 | P55:345:MEC:ORIENT | 0.05853 | Yes
GEN-2024-175 | 03 CENTRAL | G03 29SP | 345230 7MONTGMRY 345 345992 7SPENCER 345 1 | P55:345:MEC:ORIENT | 0.05853 | Yes
GEN-2024-175 | 03 CENTRAL | G03 29SP | 631143 OTTUMWA3 345 635730 MONTEZUMA 3 345 1 | P55:345:MEC:SUB 93 | 0.05346 | Yes
GEN-2024-175 | 03 CENTRAL | G03 29SP | 345435 7MAYWOOD 345 345992 7SPENCER 345 1 | P55:345:OPPD:S3458 3::FN13:EHV: | 0.06314 | Yes
GEN-2024-175 | 03 CENTRAL | G03 29SP | 345230 7MONTGMRY 345 345992 7SPENCER 345 1 | P55:345:OPPD:S3458 3::FN13:EHV: | 0.06318 | Yes
GEN-2024-175 | 03 CENTRAL | G03 29SP | 345435 7MAYWOOD 345 345992 7SPENCER 345 1 | P55:345:XEL:PRI1 | 0.05912 | Yes
GEN-2024-175 | 03 CENTRAL | G03 29SP | 345230 7MONTGMRY 345 345992 7SPENCER 345 1 | P55:345:XEL:PRI1 | 0.05912 | Yes
GEN-2024-175 | 03 CENTRAL | G03 29SP | 301810 7CLINTN 345 345419 7CLINTON 345 2 | 301810 7CLINTN 345 345419 7CLINTON 345 1 | 0.05015 | Yes
GEN-2024-175 | 03 CENTRAL | G03 29SP | 301810 7CLINTN 345 345419 7CLINTON 345 1 | 301810 7CLINTN 345 345419 7CLINTON 345 2 | 0.05015 | Yes
GEN-2024-175 | 03 CENTRAL | G03 29SP | 345435 7MAYWOOD 345 345992 7SPENCER 345 1 | 344536 7ENON_TP 345 345217 7ROOTBEER 345 1 | 0.05938 | Yes
GEN-2024-175 | 03 CENTRAL | G03 29SP | 345230 7MONTGMRY 345 345992 7SPENCER 345 1 | 344536 7ENON_TP 345 345217 7ROOTBEER 345 1 | 0.05938 | Yes
GEN-2024-175 | 03 CENTRAL | G03 29SP | 345419 7CLINTON 345 542968 STILWEL7 345 2 | 345419 7CLINTON 345 542968 STILWEL7 345 1 | 0.05136 | Yes
GEN-2024-175 | 03 CENTRAL | G03 29SP | 345419 7CLINTON 345 542968 STILWEL7 345 1 | 345419 7CLINTON 345 542968 STILWEL7 345 2 | 0.05136 | Yes
GEN-2024-175 | 03 CENTRAL | G03 29SP | 345230 7MONTGMRY 345 345992 7SPENCER 345 1 | 345958 7HUCK FINN 345 345992 7SPENCER 345 1 | 0.05912 | Yes
GEN-2024-175 | 03 CENTRAL | G03 29SP | 345230 7MONTGMRY 345 345992 7SPENCER 345 1 | 345968 7J1026 SUB 345 345992 7SPENCER 345 Z | 0.05912 | Yes
GEN-2024-175 | 03 CENTRAL | G03 29SP | 345408 7OVERTON 345 541201 SIBLEY 7 345 1 | 541200 PHILL 7 345 541201 SIBLEY 7 345 1 | 0.05696 | Yes
GEN-2024-175 | 03 CENTRAL | G03 29SP | 345435 7MAYWOOD 345 345992 7SPENCER 345 1 | 629074 ARNOLD1G 22.0 631088 ARNOLD 5 161 1 | 0.05912 | Yes
GEN-2024-175 | 03 CENTRAL | G03 29SP | 345230 7MONTGMRY 345 345992 7SPENCER 345 1 | 629074 ARNOLD1G 22.0 631088 ARNOLD 5 161 1 | 0.05912 | Yes
GEN-2024-175 | 03 CENTRAL | G03 29SP | 345435 7MAYWOOD 345 345992 7SPENCER 345 1 | 629075 OTTUMW1G 24.0 631115 OTTUMWA5 161 1 | 0.05912 | Yes
GEN-2024-175 | 03 CENTRAL | G03 29SP | 345230 7MONTGMRY 345 345992 7SPENCER 345 1 | 629075 OTTUMW1G 24.0 631115 OTTUMWA5 161 1 | 0.05912 | Yes
GEN-2024-175 | 03 CENTRAL | G03 29SP | 345435 7MAYWOOD 345 345992 7SPENCER 345 1 | Base Case | 0.05912 | Yes
GEN-2024-175 | 03 CENTRAL | G03 29SP | 345230 7MONTGMRY 345 345992 7SPENCER 345 1 | Base Case | 0.05912 | Yes
GEN-2024-175 | 03 CENTRAL | G03 29SP | 300041 7FRANKS 345 344154 7BLAND 345 1 | Base Case | 0.07757 | Yes
GEN-2024-175 | 03 CENTRAL | G03 29SP | 300041 7FRANKS 345 344327 7LOOSECRK 345 1 | Base Case | 0.09114 | Yes
GEN-2024-175 | 03 CENTRAL | G03 29SP | 345408 7OVERTON 345 541201 SIBLEY 7 345 1 | Base Case | 0.05037 | Yes
GEN-2024-175 | 03 CENTRAL | G03 29SP | 300041 7FRANKS 345 344154 7BLAND 345 1 | GEN532751 1 | 0.07757 | Yes
GEN-2024-175 | 03 CENTRAL | G03 29SP | 345408 7OVERTON 345 541201 SIBLEY 7 345 1 | GEN532751 1 | 0.05037 | Yes
GEN-2024-175 | 03 CENTRAL | G03 29SP | 300041 7FRANKS 345 344154 7BLAND 345 1 | GEN532751 1_Dup1 | 0.07757 | Yes
GEN-2024-175 | 03 CENTRAL | G03 29SP | 345408 7OVERTON 345 541201 SIBLEY 7 345 1 | GEN532751 1_Dup1 | 0.05037 | Yes
GEN-2024-175 | 03 CENTRAL | G03 29SP | 345408 7OVERTON 345 541201 SIBLEY 7 345 1 | GEN542957 1 | 0.05037 | Yes
GEN-2024-175 | 03 CENTRAL | G03 29SP | 345408 7OVERTON 345 541201 SIBLEY 7 345 1 | GEN542957 1_Dup1 | 0.05037 | Yes
GEN-2024-175 | 03 CENTRAL | G03 29SP | 345408 7OVERTON 345 541201 SIBLEY 7 345 1 | GEN542962 2 | 0.05037 | Yes
GEN-2024-175 | 03 CENTRAL | G03 29SP | 345408 7OVERTON 345 541201 SIBLEY 7 345 1 | GEN542962 2_Dup1 | 0.05037 | Yes
GEN-2024-175 | 03 CENTRAL | G03 29SP | 345408 7OVERTON 345 541201 SIBLEY 7 345 1 | GEN640009 1 | 0.05037 | Yes
GEN-2024-175 | 03 CENTRAL | G03 29SP | 345408 7OVERTON 345 541201 SIBLEY 7 345 1 | GEN640009 1_Dup1 | 0.05037 | Yes
GEN-2024-181 | 03 CENTRAL | G03 29SP | 345435 7MAYWOOD 345 345992 7SPENCER 345 1 | P11:26:XEL:SHERCO33G:3 | 0.05725 | Yes
GEN-2024-181 | 03 CENTRAL | G03 29SP | 345230 7MONTGMRY 345 345992 7SPENCER 345 1 | P11:26:XEL:SHERCO33G:3 | 0.05725 | Yes
GEN-2024-181 | 03 CENTRAL | G03 29SP | 345435 7MAYWOOD 345 345992 7SPENCER 345 1 | P11:345:MEC:LOUISA:1 | 0.05725 | Yes
GEN-2024-181 | 03 CENTRAL | G03 29SP | 345230 7MONTGMRY 345 345992 7SPENCER 345 1 | P11:345:MEC:LOUISA:1 | 0.05725 | Yes
GEN-2024-181 | 03 CENTRAL | G03 29SP | 300041 7FRANKS 345 344154 7BLAND 345 1 | P11:345:WERE:WOLFU1-GEN:EHV: | 0.07309 | Yes
GEN-2024-181 | 03 CENTRAL | G03 29SP | 345435 7MAYWOOD 345 345992 7SPENCER 345 1 | P12:161:AECI-AMMO:THHILL:ADR:1,CASC_R1:: | 0.06036 | Yes
GEN-2024-181 | 03 CENTRAL | G03 29SP | 345230 7MONTGMRY 345 345992 7SPENCER 345 1 | P12:161:AECI-AMMO:THHILL:ADR:1,CASC_R1:: | 0.06036 | Yes
GEN-2024-181 | 03 CENTRAL | G03 29SP | 345435 7MAYWOOD 345 345992 7SPENCER 345 1 | P12:161:AECI-AMMO:THHILL:ADR:1:: | 0.06036 | Yes
GEN-2024-181 | 03 CENTRAL | G03 29SP | 345230 7MONTGMRY 345 345992 7SPENCER 345 1 | P12:161:AECI-AMMO:THHILL:ADR:1:: | 0.06036 | Yes
GEN-2024-181 | 03 CENTRAL | G03 29SP | 300041 7FRANKS 345 344327 7LOOSECRK 345 1 | P12:161:AMMO::LOOSECREEK:MARIOSADELTA1:HV: | 0.08353 | Yes
GEN-2024-181 | 03 CENTRAL | G03 29SP | 345435 7MAYWOOD 345 345992 7SPENCER 345 1 | P12:161:AMMO-AECI::THOMASHILL:ADAIR:HV | 0.06036 | Yes
GEN-2024-181 | 03 CENTRAL | G03 29SP | 345230 7MONTGMRY 345 345992 7SPENCER 345 1 | P12:161:AMMO-AECI::THOMASHILL:ADAIR:HV | 0.06036 | Yes
GEN-2024-181 | 03 CENTRAL | G03 29SP | 345435 7MAYWOOD 345 345992 7SPENCER 345 1 | P12:161:AMMO-AECI::THOMASHILL:ADAIR1:HV: | 0.06036 | Yes
GEN-2024-181 | 03 CENTRAL | G03 29SP | 345230 7MONTGMRY 345 345992 7SPENCER 345 1 | P12:161:AMMO-AECI::THOMASHILL:ADAIR1:HV: | 0.06036 | Yes
GEN-2024-181 | 03 CENTRAL | G03 29SP | 300041 7FRANKS 345 344154 7BLAND 345 1 | P12:345:AECI:BLCKBRRY:JSPR345:1:: | 0.08614 | Yes
GEN-2024-181 | 03 CENTRAL | G03 29SP | 300041 7FRANKS 345 344327 7LOOSECRK 345 1 | P12:345:AECI:BLCKBRRY:JSPR345:1:: | 0.10143 | Yes
GEN-2024-181 | 03 CENTRAL | G03 29SP | 300041 7FRANKS 345 344327 7LOOSECRK 345 1 | P12:345:AECI:MORGAN345:JSPR345:1:: | 0.10418 | Yes
GEN-2024-181 | 03 CENTRAL | G03 29SP | 345435 7MAYWOOD 345 345992 7SPENCER 345 1 | P12:345:AECI-AMMO:BLL:MONTGUE:1:: | 0.05746 | Yes
GEN-2024-181 | 03 CENTRAL | G03 29SP | 345230 7MONTGMRY 345 345992 7SPENCER 345 1 | P12:345:AECI-AMMO:BLL:MONTGUE:1:: | 0.05746 | Yes
GEN-2024-181 | 03 CENTRAL | G03 29SP | 344224 7CALAWY 1 345 344327 7LOOSECRK 345 1 | P12:345:AECI-AMMO:FRANKS:BLAND:1:: | 0.07167 | Yes
GEN-2024-181 | 03 CENTRAL | G03 29SP | 300041 7FRANKS 345 344327 7LOOSECRK 345 1 | P12:345:AECI-AMMO:FRANKS:BLAND:1:: | 0.12539 | Yes
GEN-2024-181 | 03 CENTRAL | G03 29SP | 344224 7CALAWY 1 345 344327 7LOOSECRK 345 1 | P12:345:AMMO::BLAND:FRANKS:EHV | 0.07167 | Yes
GEN-2024-181 | 03 CENTRAL | G03 29SP | 300041 7FRANKS 345 344327 7LOOSECRK 345 1 | P12:345:AMMO::BLAND:FRANKS:EHV | 0.12539 | Yes
GEN-2024-181 | 03 CENTRAL | G03 29SP | 344224 7CALAWY 1 345 344327 7LOOSECRK 345 1 | P12:345:AMMO::BLAND:FRANKS3:EHV: | 0.07167 | Yes
GEN-2024-181 | 03 CENTRAL | G03 29SP | 300041 7FRANKS 345 344327 7LOOSECRK 345 1 | P12:345:AMMO::BLAND:FRANKS3:EHV: | 0.12539 | Yes
GEN-2024-181 | 03 CENTRAL | G03 29SP | 300041 7FRANKS 345 344327 7LOOSECRK 345 1 | P12:345:AMMO::CALLAWAY:BLAND:EHV | 0.09813 | Yes
GEN-2024-181 | 03 CENTRAL | G03 29SP | 300041 7FRANKS 345 344327 7LOOSECRK 345 1 | P12:345:AMMO::CALLAWAY:BLAND1:EHV: | 0.09813 | Yes
GEN-2024-181 | 03 CENTRAL | G03 29SP | 300041 7FRANKS 345 344154 7BLAND 345 1 | P12:345:AMMO::CALLAWAY:LOOSECREEK:EHV | 0.08634 | Yes
GEN-2024-181 | 03 CENTRAL | G03 29SP | 344154 7BLAND 345 344224 7CALAWY 1 345 1 | P12:345:AMMO::CALLAWAY:LOOSECREEK:EHV | 0.05587 | Yes
GEN-2024-181 | 03 CENTRAL | G03 29SP | 300041 7FRANKS 345 344154 7BLAND 345 1 | P12:345:AMMO::CALLAWAY:LOOSECREEK1:EHV: | 0.08634 | Yes
GEN-2024-181 | 03 CENTRAL | G03 29SP | 344154 7BLAND 345 344224 7CALAWY 1 345 1 | P12:345:AMMO::CALLAWAY:LOOSECREEK1:EHV: | 0.05587 | Yes
GEN-2024-181 | 03 CENTRAL | G03 29SP | 344154 7BLAND 345 344224 7CALAWY 1 345 1 | P12:345:AMMO::LABADIE:BLAND:EHV | 0.05665 | Yes
GEN-2024-181 | 03 CENTRAL | G03 29SP | 344154 7BLAND 345 344224 7CALAWY 1 345 1 | P12:345:AMMO::LABADIE:BLAND3:EHV: | 0.05665 | Yes
GEN-2024-181 | 03 CENTRAL | G03 29SP | 300041 7FRANKS 345 344154 7BLAND 345 1 | P12:345:AMMO::LOOSECREEK:FRANKS:EHV | 0.11654 | Yes
GEN-2024-181 | 03 CENTRAL | G03 29SP | 344154 7BLAND 345 344224 7CALAWY 1 345 1 | P12:345:AMMO::LOOSECREEK:FRANKS:EHV | 0.07794 | Yes
GEN-2024-181 | 03 CENTRAL | G03 29SP | 300041 7FRANKS 345 344154 7BLAND 345 1 | P12:345:AMMO::LOOSECREEK:FRANKS1:EHV: | 0.11654 | Yes
GEN-2024-181 | 03 CENTRAL | G03 29SP | 344154 7BLAND 345 344224 7CALAWY 1 345 1 | P12:345:AMMO::LOOSECREEK:FRANKS1:EHV: | 0.07794 | Yes
GEN-2024-181 | 03 CENTRAL | G03 29SP | 300041 7FRANKS 345 344154 7BLAND 345 1 | P12:345:AMMO::MAYWOOD:SPENCERCREEK4590:EHV: | 0.06954 | Yes
GEN-2024-181 | 03 CENTRAL | G03 29SP | 344224 7CALAWY 1 345 345230 7MONTGMRY 345 2 | P12:345:AMMO::MONTGOMERY:CALLAWAY7:EHV: | 0.06257 | Yes
GEN-2024-181 | 03 CENTRAL | G03 29SP | 344224 7CALAWY 1 345 345230 7MONTGMRY 345 1 | P12:345:AMMO::MONTGOMERY:CALLAWAY8:EHV: | 0.06257 | Yes
GEN-2024-181 | 03 CENTRAL | G03 29SP | 344224 7CALAWY 1 345 345230 7MONTGMRY 345 2 | P12:345:AMMO:CKT 1:MONTGOMERY:CALLAWAY:EHV | 0.06257 | Yes
GEN-2024-181 | 03 CENTRAL | G03 29SP | 344224 7CALAWY 1 345 345230 7MONTGMRY 345 1 | P12:345:AMMO:CKT2:MONTGOMERY:CALLAWAY:EHV | 0.06257 | Yes
GEN-2024-181 | 03 CENTRAL | G03 29SP | 345435 7MAYWOOD 345 345992 7SPENCER 345 1 | P12:345:AMMO-AECI::BELLEAU:MONTGOMERY:HV | 0.05746 | Yes
GEN-2024-181 | 03 CENTRAL | G03 29SP | 345230 7MONTGMRY 345 345992 7SPENCER 345 1 | P12:345:AMMO-AECI::BELLEAU:MONTGOMERY:HV | 0.05746 | Yes
GEN-2024-181 | 03 CENTRAL | G03 29SP | 345435 7MAYWOOD 345 345992 7SPENCER 345 1 | P12:345:AMMO-AECI::BELLEAU:MONTGOMERY6:EHV: | 0.05746 | Yes
GEN-2024-181 | 03 CENTRAL | G03 29SP | 345230 7MONTGMRY 345 345992 7SPENCER 345 1 | P12:345:AMMO-AECI::BELLEAU:MONTGOMERY6:EHV: | 0.05746 | Yes
GEN-2024-181 | 03 CENTRAL | G03 29SP | 345435 7MAYWOOD 345 345992 7SPENCER 345 1 | P12:345:MEC:ORIENT:NORTHBORO:1 | 0.05765 | Yes
GEN-2024-181 | 03 CENTRAL | G03 29SP | 344154 7BLAND 345 344224 7CALAWY 1 345 1 | P22:345:AMMO:::LABADIE1:EHV: | 0.05671 | Yes
GEN-2024-181 | 03 CENTRAL | G03 29SP | 300041 7FRANKS 345 344154 7BLAND 345 1 | P22:345:EES:MUSKOGE7!:::EHV: | 0.07335 | Yes
GEN-2024-181 | 03 CENTRAL | G03 29SP | 300041 7FRANKS 345 344154 7BLAND 345 1 | P23:345:AECI:7BLACKBERRY:6_2::: | 0.08703 | Yes
GEN-2024-181 | 03 CENTRAL | G03 29SP | 300041 7FRANKS 345 344327 7LOOSECRK 345 1 | P23:345:AECI:7BLACKBERRY:6_2::: | 0.1033 | Yes
GEN-2024-181 | 03 CENTRAL | G03 29SP | 300041 7FRANKS 345 344154 7BLAND 345 1 | P23:345:AECI:7BLACKBERRY:6_3::: | 0.08703 | Yes
GEN-2024-181 | 03 CENTRAL | G03 29SP | 300041 7FRANKS 345 344327 7LOOSECRK 345 1 | P23:345:AECI:7BLACKBERRY:6_3::: | 0.1033 | Yes
GEN-2024-181 | 03 CENTRAL | G03 29SP | 300041 7FRANKS 345 344154 7BLAND 345 1 | P23:345:AECI:7BLACKBERRY:653::: | 0.08658 | Yes
GEN-2024-181 | 03 CENTRAL | G03 29SP | 300041 7FRANKS 345 344327 7LOOSECRK 345 1 | P23:345:AECI:7BLACKBERRY:653::: | 0.10253 | Yes
GEN-2024-181 | 03 CENTRAL | G03 29SP | 300041 7FRANKS 345 344154 7BLAND 345 1 | P23:345:AECI:7BLACKBERRY:656::: | 0.08616 | Yes
GEN-2024-181 | 03 CENTRAL | G03 29SP | 300041 7FRANKS 345 344327 7LOOSECRK 345 1 | P23:345:AECI:7BLACKBERRY:656::: | 0.10144 | Yes
GEN-2024-181 | 03 CENTRAL | G03 29SP | 300041 7FRANKS 345 344327 7LOOSECRK 345 1 | P23:345:AECI:7FRANKS:985,CASC_R1::: | 0.0683 | Yes
GEN-2024-181 | 03 CENTRAL | G03 29SP | 300041 7FRANKS 345 344327 7LOOSECRK 345 1 | P23:345:AECI:7FRANKS:985::: | 0.0683 | Yes
GEN-2024-181 | 03 CENTRAL | G03 29SP | 300041 7FRANKS 345 344154 7BLAND 345 1 | P23:345:AECI:7FRANKS:994::: | 0.12424 | Yes
GEN-2024-181 | 03 CENTRAL | G03 29SP | 344154 7BLAND 345 344224 7CALAWY 1 345 1 | P23:345:AECI:7FRANKS:994::: | 0.08148 | Yes
GEN-2024-181 | 03 CENTRAL | G03 29SP | 300041 7FRANKS 345 344154 7BLAND 345 1 | P23:345:AECI:7JASPER:1182::: | 0.08837 | Yes
GEN-2024-181 | 03 CENTRAL | G03 29SP | 300041 7FRANKS 345 344327 7LOOSECRK 345 1 | P23:345:AECI:7JASPER:1182::: | 0.1047 | Yes
GEN-2024-181 | 03 CENTRAL | G03 29SP | 300041 7FRANKS 345 344327 7LOOSECRK 345 1 | P23:345:AECI:7MORGAN:322::: | 0.06728 | Yes
GEN-2024-181 | 03 CENTRAL | G03 29SP | 300041 7FRANKS 345 344327 7LOOSECRK 345 1 | P23:345:AECI:7STFRAN:372::: | 0.08898 | Yes
GEN-2024-181 | 03 CENTRAL | G03 29SP | 344224 7CALAWY 1 345 345230 7MONTGMRY 345 2 | P23:345:AMMO:::12MONTGOMERY:EHV: | 0.05429 | Yes
GEN-2024-181 | 03 CENTRAL | G03 29SP | 344224 7CALAWY 1 345 344327 7LOOSECRK 345 1 | P23:345:AMMO:::16BLAND:EHV: | 0.0699 | Yes
GEN-2024-181 | 03 CENTRAL | G03 29SP | 300041 7FRANKS 345 344327 7LOOSECRK 345 1 | P23:345:AMMO:::16BLAND:EHV: | 0.12458 | Yes
GEN-2024-181 | 03 CENTRAL | G03 29SP | 300041 7FRANKS 345 344154 7BLAND 345 1 | P23:345:AMMO:::20LOOSECREEK:EHV: | 0.11368 | Yes
GEN-2024-181 | 03 CENTRAL | G03 29SP | 344154 7BLAND 345 344224 7CALAWY 1 345 1 | P23:345:AMMO:::20LOOSECREEK:EHV: | 0.07237 | Yes
GEN-2024-181 | 03 CENTRAL | G03 29SP | 344224 7CALAWY 1 345 344327 7LOOSECRK 345 1 | P23:345:AMMO:::30BLAND:EHV: | 0.06313 | Yes
GEN-2024-181 | 03 CENTRAL | G03 29SP | 300041 7FRANKS 345 344327 7LOOSECRK 345 1 | P23:345:AMMO:::30BLAND:EHV: | 0.11258 | Yes
GEN-2024-181 | 03 CENTRAL | G03 29SP | 300041 7FRANKS 345 344154 7BLAND 345 1 | P23:345:AMMO:::40MAYWOOD:EHV: | 0.06954 | Yes
GEN-2024-181 | 03 CENTRAL | G03 29SP | 344224 7CALAWY 1 345 344327 7LOOSECRK 345 1 | P23:345:AMMO::BLAND:V23:EHV: | 0.06313 | Yes
GEN-2024-181 | 03 CENTRAL | G03 29SP | 300041 7FRANKS 345 344327 7LOOSECRK 345 1 | P23:345:AMMO::BLAND:V23:EHV: | 0.11258 | Yes
GEN-2024-181 | 03 CENTRAL | G03 29SP | 345435 7MAYWOOD 345 345992 7SPENCER 345 1 | P23:345:MEC:ORIENT:902::EHV: | 0.05755 | Yes
GEN-2024-181 | 03 CENTRAL | G03 29SP | 345230 7MONTGMRY 345 345992 7SPENCER 345 1 | P23:345:MEC:ORIENT:902::EHV: | 0.05755 | Yes
GEN-2024-181 | 03 CENTRAL | G03 29SP | 345435 7MAYWOOD 345 345992 7SPENCER 345 1 | P23:345:MEC:SUB 93:954::EHV: | 0.05754 | Yes
GEN-2024-181 | 03 CENTRAL | G03 29SP | 345230 7MONTGMRY 345 345992 7SPENCER 345 1 | P23:345:MEC:SUB 93:954::EHV: | 0.05754 | Yes
GEN-2024-181 | 03 CENTRAL | G03 29SP | 300041 7FRANKS 345 344154 7BLAND 345 1 | P23:345:WERE:WOLF-345-50:EHV: | 0.0731 | Yes
GEN-2024-181 | 03 CENTRAL | G03 29SP | 345408 7OVERTON 345 541201 SIBLEY 7 345 1 | P51:22:KCPL:LACYGNE7:::EHV: | 0.05081 | Yes
GEN-2024-181 | 03 CENTRAL | G03 29SP | 300041 7FRANKS 345 344154 7BLAND 345 1 | P51:25:WERE:WOLFCRK7:EHV: | 0.07653 | Yes
GEN-2024-181 | 03 CENTRAL | G03 29SP | 345435 7MAYWOOD 345 345992 7SPENCER 345 1 | P55:345:MEC:CORDOVA | 0.05717 | Yes
GEN-2024-181 | 03 CENTRAL | G03 29SP | 345230 7MONTGMRY 345 345992 7SPENCER 345 1 | P55:345:MEC:CORDOVA | 0.05717 | Yes
GEN-2024-181 | 03 CENTRAL | G03 29SP | 345435 7MAYWOOD 345 345992 7SPENCER 345 1 | P55:345:MEC:NORTHBORO | 0.05765 | Yes
GEN-2024-181 | 03 CENTRAL | G03 29SP | 345435 7MAYWOOD 345 345992 7SPENCER 345 1 | P55:345:MEC:ORIENT | 0.05674 | Yes
GEN-2024-181 | 03 CENTRAL | G03 29SP | 345230 7MONTGMRY 345 345992 7SPENCER 345 1 | P55:345:MEC:ORIENT | 0.05674 | Yes
GEN-2024-181 | 03 CENTRAL | G03 29SP | 631143 OTTUMWA3 345 635730 MONTEZUMA 3 345 1 | P55:345:MEC:SUB 93 | 0.05223 | Yes
GEN-2024-181 | 03 CENTRAL | G03 29SP | 345435 7MAYWOOD 345 345992 7SPENCER 345 1 | P55:345:OPPD:S3458 3::FN13:EHV: | 0.06128 | Yes
GEN-2024-181 | 03 CENTRAL | G03 29SP | 345230 7MONTGMRY 345 345992 7SPENCER 345 1 | P55:345:OPPD:S3458 3::FN13:EHV: | 0.06132 | Yes
GEN-2024-181 | 03 CENTRAL | G03 29SP | 345435 7MAYWOOD 345 345992 7SPENCER 345 1 | P55:345:XEL:PRI1 | 0.05725 | Yes
GEN-2024-181 | 03 CENTRAL | G03 29SP | 345230 7MONTGMRY 345 345992 7SPENCER 345 1 | P55:345:XEL:PRI1 | 0.05725 | Yes
GEN-2024-181 | 03 CENTRAL | G03 29SP | 345435 7MAYWOOD 345 345992 7SPENCER 345 1 | 344536 7ENON_TP 345 345217 7ROOTBEER 345 1 | 0.05745 | Yes
GEN-2024-181 | 03 CENTRAL | G03 29SP | 345230 7MONTGMRY 345 345992 7SPENCER 345 1 | 344536 7ENON_TP 345 345217 7ROOTBEER 345 1 | 0.05745 | Yes
GEN-2024-181 | 03 CENTRAL | G03 29SP | 345230 7MONTGMRY 345 345992 7SPENCER 345 1 | 345958 7HUCK FINN 345 345992 7SPENCER 345 1 | 0.05725 | Yes
GEN-2024-181 | 03 CENTRAL | G03 29SP | 345230 7MONTGMRY 345 345992 7SPENCER 345 1 | 345968 7J1026 SUB 345 345992 7SPENCER 345 Z | 0.05725 | Yes
GEN-2024-181 | 03 CENTRAL | G03 29SP | 345408 7OVERTON 345 541201 SIBLEY 7 345 1 | 541200 PHILL 7 345 541201 SIBLEY 7 345 1 | 0.0542 | Yes
GEN-2024-181 | 03 CENTRAL | G03 29SP | 345435 7MAYWOOD 345 345992 7SPENCER 345 1 | 629074 ARNOLD1G 22.0 631088 ARNOLD 5 161 1 | 0.05725 | Yes
GEN-2024-181 | 03 CENTRAL | G03 29SP | 345230 7MONTGMRY 345 345992 7SPENCER 345 1 | 629074 ARNOLD1G 22.0 631088 ARNOLD 5 161 1 | 0.05725 | Yes
GEN-2024-181 | 03 CENTRAL | G03 29SP | 345435 7MAYWOOD 345 345992 7SPENCER 345 1 | 629075 OTTUMW1G 24.0 631115 OTTUMWA5 161 1 | 0.05725 | Yes
GEN-2024-181 | 03 CENTRAL | G03 29SP | 345230 7MONTGMRY 345 345992 7SPENCER 345 1 | 629075 OTTUMW1G 24.0 631115 OTTUMWA5 161 1 | 0.05725 | Yes
GEN-2024-181 | 03 CENTRAL | G03 29SP | 345435 7MAYWOOD 345 345992 7SPENCER 345 1 | Base Case | 0.05725 | Yes
GEN-2024-181 | 03 CENTRAL | G03 29SP | 345230 7MONTGMRY 345 345992 7SPENCER 345 1 | Base Case | 0.05725 | Yes
GEN-2024-181 | 03 CENTRAL | G03 29SP | 300041 7FRANKS 345 344154 7BLAND 345 1 | Base Case | 0.07309 | Yes
GEN-2024-181 | 03 CENTRAL | G03 29SP | 300041 7FRANKS 345 344327 7LOOSECRK 345 1 | Base Case | 0.08578 | Yes
GEN-2024-181 | 03 CENTRAL | G03 29SP | 300041 7FRANKS 345 344154 7BLAND 345 1 | GEN532751 1 | 0.07309 | Yes
GEN-2024-181 | 03 CENTRAL | G03 29SP | 300041 7FRANKS 345 344154 7BLAND 345 1 | GEN532751 1_Dup1 | 0.07309 | Yes
GEN-2024-206 | 03 CENTRAL | G00ALL 29SP | 631193 HUNTLEY3 345 631197 LEDYARD3 345 1 | P11:20:XEL:PR_ISLD:31G | 0.05409 | Yes
GEN-2024-206 | 03 CENTRAL | G00ALL 29SP | 631193 HUNTLEY3 345 631197 LEDYARD3 345 1 | P11:20:XEL:PR_ISLD:32G | 0.05409 | Yes
GEN-2024-206 | 03 CENTRAL | G00ALL 29SP | 300044 7MCCRED 345 345230 7MONTGMRY 345 1 | P11:24:AECI:1THLG3:1::: | 0.0683 | Yes
GEN-2024-206 | 03 CENTRAL | G00ALL 29SP | 345408 7OVERTON 345 541201 SIBLEY 7 345 1 | P11:24:AECI:1THLG3:1::: | 0.07716 | Yes
GEN-2024-206 | 03 CENTRAL | G00ALL 29SP | 631193 HUNTLEY3 345 631197 LEDYARD3 345 1 | P11:24:XEL:SHERCO31G:1 | 0.05409 | Yes
GEN-2024-206 | 03 CENTRAL | G00ALL 29SP | 635200 RAUN 3 345 645552 S3452 REACT3 345 1 | P11:24:XEL:SHERCO31G:1 | 0.07843 | Yes
GEN-2024-206 | 03 CENTRAL | G00ALL 29SP | 631193 HUNTLEY3 345 631197 LEDYARD3 345 1 | P11:24:XEL:SHERCO32G:2 | 0.05409 | Yes
GEN-2024-206 | 03 CENTRAL | G00ALL 29SP | 345435 7MAYWOOD 345 345992 7SPENCER 345 1 | P11:26:XEL:SHERCO33G:3 | 0.06234 | Yes
GEN-2024-206 | 03 CENTRAL | G00ALL 29SP | 345230 7MONTGMRY 345 345992 7SPENCER 345 1 | P11:26:XEL:SHERCO33G:3 | 0.06234 | Yes
GEN-2024-206 | 03 CENTRAL | G00ALL 29SP | 635200 RAUN 3 345 762779 G18-043 TAP 345 1 | P11:26:XEL:SHERCO33G:3 | 0.07636 | Yes
GEN-2024-206 | 03 CENTRAL | G00ALL 29SP | 631193 HUNTLEY3 345 631197 LEDYARD3 345 1 | P11:26:XEL:SHERCO33G:3 | 0.05409 | Yes
GEN-2024-206 | 03 CENTRAL | G00ALL 29SP | 635200 RAUN 3 345 645552 S3452 REACT3 345 1 | P11:26:XEL:SHERCO33G:3 | 0.07843 | Yes
GEN-2024-206 | 03 CENTRAL | G00ALL 29SP | 345408 7OVERTON 345 541201 SIBLEY 7 345 1 | P11:345:AMMO::CALLAWAY:1 | 0.07716 | Yes
GEN-2024-206 | 03 CENTRAL | G00ALL 29SP | 300044 7MCCRED 345 345230 7MONTGMRY 345 1 | P11:345:AMMO::CALLAWAY:1 | 0.0683 | Yes
GEN-2024-206 | 03 CENTRAL | G00ALL 29SP | 635018 NORTHBORO 3 345 635570 ORIENT 3 345 1 | P11:345:MEC:GDMEC:3:ST | 0.06 | Yes
GEN-2024-206 | 03 CENTRAL | G00ALL 29SP | 635017 ATCHISON 3 345 640139 COOPER 3 345 1 | P11:345:MEC:GDMEC:3:ST | 0.06 | Yes
GEN-2024-206 | 03 CENTRAL | G00ALL 29SP | 635017 ATCHISON 3 345 635018 NORTHBORO 3 345 1 | P11:345:MEC:GDMEC:3:ST | 0.06 | Yes
GEN-2024-206 | 03 CENTRAL | G00ALL 29SP | 635600 GRIMES 3 345 636003 BEAVER CRK 3 345 1 | P11:345:MEC:GDMEC:3:ST | 0.06035 | Yes
GEN-2024-206 | 03 CENTRAL | G00ALL 29SP | 345435 7MAYWOOD 345 345992 7SPENCER 345 1 | P11:345:MEC:LOUISA:1 | 0.06234 | Yes
GEN-2024-206 | 03 CENTRAL | G00ALL 29SP | 345230 7MONTGMRY 345 345992 7SPENCER 345 1 | P11:345:MEC:LOUISA:1 | 0.06234 | Yes
GEN-2024-206 | 03 CENTRAL | G00ALL 29SP | 635200 RAUN 3 345 762779 G18-043 TAP 345 1 | P11:345:MEC:NEAL:3 | 0.07636 | Yes
GEN-2024-206 | 03 CENTRAL | G00ALL 29SP | 635200 RAUN 3 345 645552 S3452 REACT3 345 1 | P11:345:MEC:NEAL:3 | 0.07843 | Yes
GEN-2024-206 | 03 CENTRAL | G00ALL 29SP | 635200 RAUN 3 345 762779 G18-043 TAP 345 1 | P11:345:MEC:NEAL:4 | 0.07636 | Yes
GEN-2024-206 | 03 CENTRAL | G00ALL 29SP | 635200 RAUN 3 345 645552 S3452 REACT3 345 1 | P11:345:MEC:NEAL:4 | 0.07843 | Yes
GEN-2024-206 | 03 CENTRAL | G00ALL 29SP | 300044 7MCCRED 345 345408 7OVERTON 345 1 | P11:345:WERE:WOLFU1-GEN:EHV: | 0.06173 | Yes
GEN-2024-206 | 03 CENTRAL | G00ALL 29SP | 301809 7BARNET 345 344327 7LOOSECRK 345 1 | P11:345:WERE:WOLFU1-GEN:EHV: | 0.06029 | Yes
GEN-2024-206 | 03 CENTRAL | G00ALL 29SP | 345435 7MAYWOOD 345 345992 7SPENCER 345 1 | P12:161:AECI-AMMO:THHILL:ADR:1,CASC_R1:: | 0.07 | Yes
GEN-2024-206 | 03 CENTRAL | G00ALL 29SP | 345230 7MONTGMRY 345 345992 7SPENCER 345 1 | P12:161:AECI-AMMO:THHILL:ADR:1,CASC_R1:: | 0.07 | Yes
GEN-2024-206 | 03 CENTRAL | G00ALL 29SP | 345435 7MAYWOOD 345 345992 7SPENCER 345 1 | P12:161:AECI-AMMO:THHILL:ADR:1:: | 0.07 | Yes
GEN-2024-206 | 03 CENTRAL | G00ALL 29SP | 345230 7MONTGMRY 345 345992 7SPENCER 345 1 | P12:161:AECI-AMMO:THHILL:ADR:1:: | 0.07 | Yes
GEN-2024-206 | 03 CENTRAL | G00ALL 29SP | 301809 7BARNET 345 344327 7LOOSECRK 345 1 | P12:161:AMMO::LOOSECREEK:MARIOSADELTA1:HV: | 0.06272 | Yes
GEN-2024-206 | 03 CENTRAL | G00ALL 29SP | 345435 7MAYWOOD 345 345992 7SPENCER 345 1 | P12:161:AMMO-AECI::THOMASHILL:ADAIR:HV | 0.07 | Yes
GEN-2024-206 | 03 CENTRAL | G00ALL 29SP | 345230 7MONTGMRY 345 345992 7SPENCER 345 1 | P12:161:AMMO-AECI::THOMASHILL:ADAIR:HV | 0.07 | Yes
GEN-2024-206 | 03 CENTRAL | G00ALL 29SP | 345435 7MAYWOOD 345 345992 7SPENCER 345 1 | P12:161:AMMO-AECI::THOMASHILL:ADAIR1:HV: | 0.07 | Yes
GEN-2024-206 | 03 CENTRAL | G00ALL 29SP | 345230 7MONTGMRY 345 345992 7SPENCER 345 1 | P12:161:AMMO-AECI::THOMASHILL:ADAIR1:HV: | 0.07 | Yes
GEN-2024-206 | 03 CENTRAL | G00ALL 29SP | 602004 SPLT RK4 230 652523 SIOUXFL4 230 1 | P12:230.0:UMZ:# N-1 #:: LINE PAHOJA__-BE4-EAGLE___-NI4-1 :HV: | 0.06317 | Yes
GEN-2024-206 | 03 CENTRAL | G00ALL 29SP | 603016 SPLT RK7 115 996521 SPLT RK4 115 7 | P12:230.0:UMZ:# N-1 #:: LINE PAHOJA__-BE4-EAGLE___-NI4-1 :HV: | 0.06317 | Yes
GEN-2024-206 | 03 CENTRAL | G00ALL 29SP | 602004 SPLT RK4 230 996521 SPLT RK4 115 7 | P12:230.0:UMZ:# N-1 #:: LINE PAHOJA__-BE4-EAGLE___-NI4-1 :HV: | 0.06317 | Yes
GEN-2024-206 | 03 CENTRAL | G00ALL 29SP | 601006 SPLT RK3 345 652864 SIOUXCY-LNX3 345 1 | P12:230.0:UMZ:# N-1 #:: LINE SIOUXCY2-EAGLE___-NI4-1 :HV: | 0.05407 | Yes
GEN-2024-206 | 03 CENTRAL | G00ALL 29SP | 602004 SPLT RK4 230 652523 SIOUXFL4 230 1 | P12:230.0:UMZ:# N-1 #:: LINE SIOUXCY2-EAGLE___-NI4-1 :HV: | 0.05402 | Yes
GEN-2024-206 | 03 CENTRAL | G00ALL 29SP | 603016 SPLT RK7 115 996521 SPLT RK4 115 7 | P12:230.0:UMZ:# N-1 #:: LINE SIOUXCY2-EAGLE___-NI4-1 :HV: | 0.05402 | Yes
GEN-2024-206 | 03 CENTRAL | G00ALL 29SP | 602004 SPLT RK4 230 996521 SPLT RK4 115 7 | P12:230.0:UMZ:# N-1 #:: LINE SIOUXCY2-EAGLE___-NI4-1 :HV: | 0.05402 | Yes
GEN-2024-206 | 03 CENTRAL | G00ALL 29SP | 602004 SPLT RK4 230 652523 SIOUXFL4 230 1 | P12:230.0:UMZ:# N-1 #:: LINE SIOUXCY4-RASMUSN-ER4-1 :HV: | 0.05419 | Yes
GEN-2024-206 | 03 CENTRAL | G00ALL 29SP | 603016 SPLT RK7 115 996521 SPLT RK4 115 7 | P12:230.0:UMZ:# N-1 #:: LINE SIOUXCY4-RASMUSN-ER4-1 :HV: | 0.05419 | Yes
GEN-2024-206 | 03 CENTRAL | G00ALL 29SP | 602004 SPLT RK4 230 996521 SPLT RK4 115 7 | P12:230.0:UMZ:# N-1 #:: LINE SIOUXCY4-RASMUSN-ER4-1 :HV: | 0.05419 | Yes
GEN-2024-206 | 03 CENTRAL | G00ALL 29SP | 602004 SPLT RK4 230 652523 SIOUXFL4 230 1 | P12:230.0:UMZ:# N-1 #:: LINE SIOUXFL4-PAHOJA__-BE4-1 :HV: | 0.06317 | Yes
GEN-2024-206 | 03 CENTRAL | G00ALL 29SP | 603016 SPLT RK7 115 996521 SPLT RK4 115 7 | P12:230.0:UMZ:# N-1 #:: LINE SIOUXFL4-PAHOJA__-BE4-1 :HV: | 0.06317 | Yes
GEN-2024-206 | 03 CENTRAL | G00ALL 29SP | 602004 SPLT RK4 230 996521 SPLT RK4 115 7 | P12:230.0:UMZ:# N-1 #:: LINE SIOUXFL4-PAHOJA__-BE4-1 :HV: | 0.06317 | Yes
GEN-2024-206 | 03 CENTRAL | G00ALL 29SP | 602004 SPLT RK4 230 652523 SIOUXFL4 230 1 | P12:230.0:UMZ:# N-1 #:: LINE UTICAJC4-RASMUSN-ER4-1 :HV: | 0.05419 | Yes
GEN-2024-206 | 03 CENTRAL | G00ALL 29SP | 603016 SPLT RK7 115 996521 SPLT RK4 115 7 | P12:230.0:UMZ:# N-1 #:: LINE UTICAJC4-RASMUSN-ER4-1 :HV: | 0.05419 | Yes
GEN-2024-206 | 03 CENTRAL | G00ALL 29SP | 602004 SPLT RK4 230 996521 SPLT RK4 115 7 | P12:230.0:UMZ:# N-1 #:: LINE UTICAJC4-RASMUSN-ER4-1 :HV: | 0.05419 | Yes
GEN-2024-206 | 03 CENTRAL | G00ALL 29SP | 345408 7OVERTON 345 541201 SIBLEY 7 345 1 | P12:25:EES:7CALAWY 1:1CAL G1:1:HV: | 0.07716 | Yes
GEN-2024-206 | 03 CENTRAL | G00ALL 29SP | 631138 LAKEFLD3 345 635368 OBRIEN 3 345 1 | P12:345.0:UMZ:# N-1 #:: LINE RAUN 3-SIOUXCY3-1 :EHV: | 0.05786 | Yes
GEN-2024-206 | 03 CENTRAL | G00ALL 29SP | 635223 PLYMOUTH 5 161 652566 SIOUXCY5 161 1 | P12:345.0:UMZ:# N-1 #:: LINE RAUN 3-SIOUXCY3-1 :EHV: | 0.07227 | Yes
GEN-2024-206 | 03 CENTRAL | G00ALL 29SP | 631138 LAKEFLD3 345 635368 OBRIEN 3 345 1 | P12:345.0:UMZ:# N-1 #:: LINE SIOUXCY3-SIOUXCY-LNX3-Z :EHV: | 0.05497 | Yes
GEN-2024-206 | 03 CENTRAL | G00ALL 29SP | 601034 NOBLES 3 345 631138 LAKEFLD3 345 1 | P12:345.0:UMZ:# N-1 #:: LINE SIOUXCY3-SIOUXCY-LNX3-Z :EHV: | 0.05428 | Yes
GEN-2024-206 | 03 CENTRAL | G00ALL 29SP | 631138 LAKEFLD3 345 635368 OBRIEN 3 345 1 | P12:345.0:UMZ:# N-1 #:: LINE SPLT RK3-SIOUXCY-LNX3-1 :EHV: | 0.05497 | Yes
GEN-2024-206 | 03 CENTRAL | G00ALL 29SP | 601034 NOBLES 3 345 631138 LAKEFLD3 345 1 | P12:345.0:UMZ:# N-1 #:: LINE SPLT RK3-SIOUXCY-LNX3-1 :EHV: | 0.05428 | Yes
GEN-2024-206 | 03 CENTRAL | G00ALL 29SP | 300044 7MCCRED 345 345408 7OVERTON 345 1 | P12:345:AECI::MCCREDIE:KINGDOMCITY:EHV | 0.06113 | Yes
GEN-2024-206 | 03 CENTRAL | G00ALL 29SP | 300044 7MCCRED 345 345230 7MONTGMRY 345 1 | P12:345:AECI::MCCREDIE:THOMASHILL:EHV | 0.06485 | Yes
GEN-2024-206 | 03 CENTRAL | G00ALL 29SP | 300044 7MCCRED 345 345230 7MONTGMRY 345 1 | P12:345:AECI:MCCREDIE:TH_HILL:1:: | 0.06485 | Yes
GEN-2024-206 | 03 CENTRAL | G00ALL 29SP | 345435 7MAYWOOD 345 345992 7SPENCER 345 1 | P12:345:AECI-AMMO:BLL:MONTGUE:1:: | 0.06536 | Yes
GEN-2024-206 | 03 CENTRAL | G00ALL 29SP | 345230 7MONTGMRY 345 345992 7SPENCER 345 1 | P12:345:AECI-AMMO:BLL:MONTGUE:1:: | 0.06536 | Yes
GEN-2024-206 | 03 CENTRAL | G00ALL 29SP | 344224 7CALAWY 1 345 344327 7LOOSECRK 345 1 | P12:345:AECI-AMMO:FRANKS:BLAND:1:: | 0.05163 | Yes
GEN-2024-206 | 03 CENTRAL | G00ALL 29SP | 345408 7OVERTON 345 541201 SIBLEY 7 345 1 | P12:345:AECI-AMMO:MCCRD:OVRTN:1,CASC_R1:: | 0.06545 | Yes
GEN-2024-206 | 03 CENTRAL | G00ALL 29SP | 344224 7CALAWY 1 345 344327 7LOOSECRK 345 1 | P12:345:AMMO::BLAND:FRANKS:EHV | 0.05163 | Yes
GEN-2024-206 | 03 CENTRAL | G00ALL 29SP | 344224 7CALAWY 1 345 344327 7LOOSECRK 345 1 | P12:345:AMMO::BLAND:FRANKS3:EHV: | 0.05163 | Yes
GEN-2024-206 | 03 CENTRAL | G00ALL 29SP | 345435 7MAYWOOD 345 345992 7SPENCER 345 1 | P12:345:AMMO::CALLAWAY:LOOSECREEK:EHV | 0.05874 | Yes
GEN-2024-206 | 03 CENTRAL | G00ALL 29SP | 345230 7MONTGMRY 345 345992 7SPENCER 345 1 | P12:345:AMMO::CALLAWAY:LOOSECREEK:EHV | 0.05874 | Yes
GEN-2024-206 | 03 CENTRAL | G00ALL 29SP | 300044 7MCCRED 345 345408 7OVERTON 345 1 | P12:345:AMMO::CALLAWAY:LOOSECREEK:EHV | 0.07053 | Yes
GEN-2024-206 | 03 CENTRAL | G00ALL 29SP | 300044 7MCCRED 345 345230 7MONTGMRY 345 1 | P12:345:AMMO::CALLAWAY:LOOSECREEK:EHV | 0.07976 | Yes
GEN-2024-206 | 03 CENTRAL | G00ALL 29SP | 345435 7MAYWOOD 345 345992 7SPENCER 345 1 | P12:345:AMMO::CALLAWAY:LOOSECREEK1:EHV: | 0.05874 | Yes
GEN-2024-206 | 03 CENTRAL | G00ALL 29SP | 345230 7MONTGMRY 345 345992 7SPENCER 345 1 | P12:345:AMMO::CALLAWAY:LOOSECREEK1:EHV: | 0.05874 | Yes
GEN-2024-206 | 03 CENTRAL | G00ALL 29SP | 300044 7MCCRED 345 345408 7OVERTON 345 1 | P12:345:AMMO::CALLAWAY:LOOSECREEK1:EHV: | 0.07053 | Yes
GEN-2024-206 | 03 CENTRAL | G00ALL 29SP | 300044 7MCCRED 345 345230 7MONTGMRY 345 1 | P12:345:AMMO::CALLAWAY:LOOSECREEK1:EHV: | 0.07976 | Yes
GEN-2024-206 | 03 CENTRAL | G00ALL 29SP | 301809 7BARNET 345 344327 7LOOSECRK 345 1 | P12:345:AMMO::LOOSECREEK:FRANKS:EHV | 0.05445 | Yes
GEN-2024-206 | 03 CENTRAL | G00ALL 29SP | 301809 7BARNET 345 344327 7LOOSECRK 345 1 | P12:345:AMMO::LOOSECREEK:FRANKS1:EHV: | 0.05445 | Yes
GEN-2024-206 | 03 CENTRAL | G00ALL 29SP | 301809 7BARNET 345 344327 7LOOSECRK 345 1 | P12:345:AMMO::LOOSECREEK:MARIOSADELTA:HV | 0.06272 | Yes
GEN-2024-206 | 03 CENTRAL | G00ALL 29SP | 300044 7MCCRED 345 345408 7OVERTON 345 1 | P12:345:AMMO::MAYWOOD:SPENCERCREEK:EHV | 0.05596 | Yes
GEN-2024-206 | 03 CENTRAL | G00ALL 29SP | 300044 7MCCRED 345 345230 7MONTGMRY 345 1 | P12:345:AMMO::MAYWOOD:SPENCERCREEK:EHV | 0.05394 | Yes
GEN-2024-206 | 03 CENTRAL | G00ALL 29SP | 300044 7MCCRED 345 345408 7OVERTON 345 1 | P12:345:AMMO::MAYWOOD:SPENCERCREEK4590:EHV: | 0.05596 | Yes
GEN-2024-206 | 03 CENTRAL | G00ALL 29SP | 300044 7MCCRED 345 345230 7MONTGMRY 345 1 | P12:345:AMMO::MAYWOOD:SPENCERCREEK4590:EHV: | 0.05394 | Yes
GEN-2024-206 | 03 CENTRAL | G00ALL 29SP | 345435 7MAYWOOD 345 345992 7SPENCER 345 1 | P12:345:AMMO-AECI::BELLEAU:MONTGOMERY:HV | 0.06536 | Yes
GEN-2024-206 | 03 CENTRAL | G00ALL 29SP | 345230 7MONTGMRY 345 345992 7SPENCER 345 1 | P12:345:AMMO-AECI::BELLEAU:MONTGOMERY:HV | 0.06536 | Yes
GEN-2024-206 | 03 CENTRAL | G00ALL 29SP | 345435 7MAYWOOD 345 345992 7SPENCER 345 1 | P12:345:AMMO-AECI::BELLEAU:MONTGOMERY6:EHV: | 0.06536 | Yes
GEN-2024-206 | 03 CENTRAL | G00ALL 29SP | 345230 7MONTGMRY 345 345992 7SPENCER 345 1 | P12:345:AMMO-AECI::BELLEAU:MONTGOMERY6:EHV: | 0.06536 | Yes
GEN-2024-206 | 03 CENTRAL | G00ALL 29SP | 345408 7OVERTON 345 541201 SIBLEY 7 345 1 | P12:345:AMMO-AECI::MCCREDIE:OVERTON:EHV | 0.06545 | Yes
GEN-2024-206 | 03 CENTRAL | G00ALL 29SP | 345408 7OVERTON 345 541201 SIBLEY 7 345 1 | P12:345:AMMO-AECI::MCCREDIE:OVERTON5475:EHV: | 0.06545 | Yes
GEN-2024-206 | 03 CENTRAL | G00ALL 29SP | 345435 7MAYWOOD 345 345445 7SKNKRVR 345 1 | P12:345:AMMO-ALTW::HUGHES:OTTUMWA:EHV | 0.05058 | Yes
GEN-2024-206 | 03 CENTRAL | G00ALL 29SP | 345435 7MAYWOOD 345 345445 7SKNKRVR 345 1 | P12:345:AMMO-ALTW::HUGHES:OTTUMWA5325:EHV: | 0.05058 | Yes
GEN-2024-206 | 03 CENTRAL | G00ALL 29SP | 631138 LAKEFLD3 345 635368 OBRIEN 3 345 1 | P12:345:ITCM-MEC:LEDYARD:KOSSUTH:1 | 0.0534 | Yes
GEN-2024-206 | 03 CENTRAL | G00ALL 29SP | 345445 7SKNKRVR 345 636645 SUB T HSK 3 345 1 | P12:345:ITCM-MEC:OTTUMWA:MONTEZUMA:1 | 0.0533 | Yes
GEN-2024-206 | 03 CENTRAL | G00ALL 29SP | 635018 NORTHBORO 3 345 635570 ORIENT 3 345 1 | P12:345:MEC:ARBOR HILL:FALLOW AVE:1 | 0.06067 | Yes
GEN-2024-206 | 03 CENTRAL | G00ALL 29SP | 635017 ATCHISON 3 345 640139 COOPER 3 345 1 | P12:345:MEC:ARBOR HILL:FALLOW AVE:1 | 0.06067 | Yes
GEN-2024-206 | 03 CENTRAL | G00ALL 29SP | 635017 ATCHISON 3 345 635018 NORTHBORO 3 345 1 | P12:345:MEC:ARBOR HILL:FALLOW AVE:1 | 0.06067 | Yes
GEN-2024-206 | 03 CENTRAL | G00ALL 29SP | 635200 RAUN 3 345 762779 G18-043 TAP 345 1 | P12:345:MEC:ARBOR HILL:FALLOW AVE:1 | 0.07681 | Yes
GEN-2024-206 | 03 CENTRAL | G00ALL 29SP | 635600 GRIMES 3 345 636003 BEAVER CRK 3 345 1 | P12:345:MEC:ARBOR HILL:FALLOW AVE:1 | 0.05951 | Yes
GEN-2024-206 | 03 CENTRAL | G00ALL 29SP | 635200 RAUN 3 345 645552 S3452 REACT3 345 1 | P12:345:MEC:ARBOR HILL:FALLOW AVE:1 | 0.0789 | Yes
GEN-2024-206 | 03 CENTRAL | G00ALL 29SP | 635200 RAUN 3 345 652564 SIOUXCY3 345 1 | P12:345:MEC:CHEROKEE:HIGHLAND:1 | 0.12204 | Yes
GEN-2024-206 | 03 CENTRAL | G00ALL 29SP | 601006 SPLT RK3 345 652864 SIOUXCY-LNX3 345 1 | P12:345:MEC:CHEROKEE:HIGHLAND:1 | 0.0522 | Yes
GEN-2024-206 | 03 CENTRAL | G00ALL 29SP | 635999 IRVINGTON3 345 636000 WEBSTER3 345 1 | P12:345:MEC:GARD AVE:LEHIGH:1REACTOR:EHV: | 0.05106 | Yes
GEN-2024-206 | 03 CENTRAL | G00ALL 29SP | 635369 KOSSUTH 3 345 635999 IRVINGTON3 345 1 | P12:345:MEC:GARD AVE:LEHIGH:1REACTOR:EHV: | 0.05106 | Yes
GEN-2024-206 | 03 CENTRAL | G00ALL 29SP | 635999 IRVINGTON3 345 636000 WEBSTER3 345 1 | P12:345:MEC:IDA CO:GARD AVE:1 | 0.05106 | Yes
GEN-2024-206 | 03 CENTRAL | G00ALL 29SP | 635369 KOSSUTH 3 345 635999 IRVINGTON3 345 1 | P12:345:MEC:IDA CO:GARD AVE:1 | 0.05106 | Yes
GEN-2024-206 | 03 CENTRAL | G00ALL 29SP | 635200 RAUN 3 345 652564 SIOUXCY3 345 1 | P12:345:MEC:OBRIEN:HIGHLAND:1REACTOR:EHV: | 0.12204 | Yes
GEN-2024-206 | 03 CENTRAL | G00ALL 29SP | 601006 SPLT RK3 345 652864 SIOUXCY-LNX3 345 1 | P12:345:MEC:OBRIEN:HIGHLAND:1REACTOR:EHV: | 0.0522 | Yes
GEN-2024-206 | 03 CENTRAL | G00ALL 29SP | 635018 NORTHBORO 3 345 635570 ORIENT 3 345 1 | P12:345:MEC:PONY CRK:ROLL HILLS:1 | 0.05659 | Yes
GEN-2024-206 | 03 CENTRAL | G00ALL 29SP | 635017 ATCHISON 3 345 640139 COOPER 3 345 1 | P12:345:MEC:PONY CRK:ROLL HILLS:1 | 0.05659 | Yes
GEN-2024-206 | 03 CENTRAL | G00ALL 29SP | 635017 ATCHISON 3 345 635018 NORTHBORO 3 345 1 | P12:345:MEC:PONY CRK:ROLL HILLS:1 | 0.05659 | Yes
GEN-2024-206 | 03 CENTRAL | G00ALL 29SP | 635018 NORTHBORO 3 345 635570 ORIENT 3 345 1 | P12:345:MEC:ROLL HILLS:ORIENT:1 | 0.05659 | Yes
GEN-2024-206 | 03 CENTRAL | G00ALL 29SP | 635017 ATCHISON 3 345 640139 COOPER 3 345 1 | P12:345:MEC:ROLL HILLS:ORIENT:1 | 0.05659 | Yes
GEN-2024-206 | 03 CENTRAL | G00ALL 29SP | 635017 ATCHISON 3 345 635018 NORTHBORO 3 345 1 | P12:345:MEC:ROLL HILLS:ORIENT:1 | 0.05659 | Yes
GEN-2024-206 | 03 CENTRAL | G00ALL 29SP | 635200 RAUN 3 345 652564 SIOUXCY3 345 1 | P12:345:MEC-ITCM:OBRIEN:LAKEFIELD:1REACTOR:EHV: | 0.12172 | Yes
GEN-2024-206 | 03 CENTRAL | G00ALL 29SP | 601006 SPLT RK3 345 652864 SIOUXCY-LNX3 345 1 | P12:345:MEC-ITCM:OBRIEN:LAKEFIELD:1REACTOR:EHV: | 0.05432 | Yes
GEN-2024-206 | 03 CENTRAL | G00ALL 29SP | 631193 HUNTLEY3 345 631197 LEDYARD3 345 1 | P12:345:MEC-ITCM:OBRIEN:LAKEFIELD:1REACTOR:EHV: | 0.07179 | Yes
GEN-2024-206 | 03 CENTRAL | G00ALL 29SP | 631138 LAKEFLD3 345 635368 OBRIEN 3 345 1 | P12:345:MEC-WAPA:RAUN:SIOUXCY:1 | 0.05786 | Yes
GEN-2024-206 | 03 CENTRAL | G00ALL 29SP | 635223 PLYMOUTH 5 161 652566 SIOUXCY5 161 1 | P12:345:MEC-WAPA:RAUN:SIOUXCY:1 | 0.07227 | Yes
GEN-2024-206 | 03 CENTRAL | G00ALL 29SP | 635200 RAUN 3 345 762779 G18-043 TAP 345 1 | P12:345:NPPD:L3521::NW68&HOLDREGE.COLUMBUSEAST.CKT1:: | 0.08551 | Yes
GEN-2024-206 | 03 CENTRAL | G00ALL 29SP | 635200 RAUN 3 345 645552 S3452 REACT3 345 1 | P12:345:NPPD:L3521::NW68&HOLDREGE.COLUMBUSEAST.CKT1:: | 0.08793 | Yes
GEN-2024-206 | 03 CENTRAL | G00ALL 29SP | 601003 PR ISLD3 345 601039 NROC 3 345 1 | P12:345:XEL:ASK-ECL | 0.05104 | Yes
GEN-2024-206 | 03 CENTRAL | G00ALL 29SP | 601048 LYON CO 3 345 601087 STEEP BK LK3 345 2 | P12:345:XEL:LYONCO3:HAWKSNEST3:1 | 0.05501 | Yes
GEN-2024-206 | 03 CENTRAL | G00ALL 29SP | 631138 LAKEFLD3 345 635368 OBRIEN 3 345 1 | P12:345:XEL-WAPA:SPLTRK3:SIOUXCY-LNX3:1 | 0.05497 | Yes
GEN-2024-206 | 03 CENTRAL | G00ALL 29SP | 601034 NOBLES 3 345 631138 LAKEFLD3 345 1 | P12:345:XEL-WAPA:SPLTRK3:SIOUXCY-LNX3:1 | 0.05428 | Yes
GEN-2024-206 | 03 CENTRAL | G00ALL 29SP | 301809 7BARNET 345 344327 7LOOSECRK 345 1 | P13:161-345:AMMO::MARIOSA:1 | 0.06272 | Yes
GEN-2024-206 | 03 CENTRAL | G00ALL 29SP | 631193 HUNTLEY3 345 631197 LEDYARD3 345 1 | P13:345:XEL:MNTCE31G:MNTCELO3:1 | 0.05409 | Yes
GEN-2024-206 | 03 CENTRAL | G00ALL 29SP | 631193 HUNTLEY3 345 631197 LEDYARD3 345 1 | P13:345:XEL:PRIS31G:PRISLD3:1 | 0.05409 | Yes
GEN-2024-206 | 03 CENTRAL | G00ALL 29SP | 631193 HUNTLEY3 345 631197 LEDYARD3 345 1 | P13:345:XEL:PRIS32G:PRISLD3:2 | 0.05409 | Yes
GEN-2024-206 | 03 CENTRAL | G00ALL 29SP | 601006 SPLT RK3 345 652864 SIOUXCY-LNX3 345 1 | P13:345-230.0:UMZ:# N-1 #:: 3WND SIOUXCY3-SIOUXCY2-SIOUXC29-1 652_ SC2 KU1B_:EHV: | 0.06301 | Yes
GEN-2024-206 | 03 CENTRAL | G00ALL 29SP | 602004 SPLT RK4 230 652523 SIOUXFL4 230 1 | P13:345-230.0:UMZ:# N-1 #:: 3WND SIOUXCY3-SIOUXCY2-SIOUXC29-1 652_ SC2 KU1B_:EHV: | 0.05379 | Yes
GEN-2024-206 | 03 CENTRAL | G00ALL 29SP | 603016 SPLT RK7 115 996521 SPLT RK4 115 7 | P13:345-230.0:UMZ:# N-1 #:: 3WND SIOUXCY3-SIOUXCY2-SIOUXC29-1 652_ SC2 KU1B_:EHV: | 0.05379 | Yes
GEN-2024-206 | 03 CENTRAL | G00ALL 29SP | 602004 SPLT RK4 230 996521 SPLT RK4 115 7 | P13:345-230.0:UMZ:# N-1 #:: 3WND SIOUXCY3-SIOUXCY2-SIOUXC29-1 652_ SC2 KU1B_:EHV: | 0.05379 | Yes
GEN-2024-206 | 03 CENTRAL | G00ALL 29SP | 635200 RAUN 3 345 652564 SIOUXCY3 345 1 | P14:345:ITCM-MEC:LAKEFLD-OBRIEN 50MVAR:MN-SS | 0.12172 | Yes
GEN-2024-206 | 03 CENTRAL | G00ALL 29SP | 601006 SPLT RK3 345 652864 SIOUXCY-LNX3 345 1 | P14:345:ITCM-MEC:LAKEFLD-OBRIEN 50MVAR:MN-SS | 0.05432 | Yes
GEN-2024-206 | 03 CENTRAL | G00ALL 29SP | 631193 HUNTLEY3 345 631197 LEDYARD3 345 1 | P14:345:ITCM-MEC:LAKEFLD-OBRIEN 50MVAR:MN-SS | 0.07179 | Yes
GEN-2024-206 | 03 CENTRAL | G00ALL 29SP | 300044 7MCCRED 345 345230 7MONTGMRY 345 1 | P21:345:AECI:THOMHL:THOMHLGSU3:1:: | 0.0683 | Yes
GEN-2024-206 | 03 CENTRAL | G00ALL 29SP | 345408 7OVERTON 345 541201 SIBLEY 7 345 1 | P21:345:AECI:THOMHL:THOMHLGSU3:1:: | 0.07716 | Yes
GEN-2024-206 | 03 CENTRAL | G00ALL 29SP | 345408 7OVERTON 345 541201 SIBLEY 7 345 1 | P23:345:AECI:7BLACKBERRY:6_2::: | 0.0776 | Yes
GEN-2024-206 | 03 CENTRAL | G00ALL 29SP | 345408 7OVERTON 345 541201 SIBLEY 7 345 1 | P23:345:AECI:7BLACKBERRY:6_3::: | 0.0776 | Yes
GEN-2024-206 | 03 CENTRAL | G00ALL 29SP | 345408 7OVERTON 345 541201 SIBLEY 7 345 1 | P23:345:AECI:7BLACKBERRY:653::: | 0.07746 | Yes
GEN-2024-206 | 03 CENTRAL | G00ALL 29SP | 344224 7CALAWY 1 345 344327 7LOOSECRK 345 1 | P23:345:AECI:7FRANKS:985,CASC_R1::: | 0.05136 | Yes
GEN-2024-206 | 03 CENTRAL | G00ALL 29SP | 344224 7CALAWY 1 345 344327 7LOOSECRK 345 1 | P23:345:AECI:7FRANKS:985::: | 0.05136 | Yes
GEN-2024-206 | 03 CENTRAL | G00ALL 29SP | 301809 7BARNET 345 344327 7LOOSECRK 345 1 | P23:345:AECI:7FRANKS:994::: | 0.05416 | Yes
GEN-2024-206 | 03 CENTRAL | G00ALL 29SP | 345408 7OVERTON 345 541201 SIBLEY 7 345 1 | P23:345:AECI:7MCCRED:312::: | 0.06554 | Yes
GEN-2024-206 | 03 CENTRAL | G00ALL 29SP | 345408 7OVERTON 345 541201 SIBLEY 7 345 1 | P23:345:AECI:7MCCRED:322::: | 0.06755 | Yes
GEN-2024-206 | 03 CENTRAL | G00ALL 29SP | 344224 7CALAWY 1 345 345230 7MONTGMRY 345 2 | P23:345:AMMO:::12MONTGOMERY:EHV: | 0.05154 | Yes
GEN-2024-206 | 03 CENTRAL | G00ALL 29SP | 345435 7MAYWOOD 345 345992 7SPENCER 345 1 | P23:345:AMMO:::20LOOSECREEK:EHV: | 0.05796 | Yes
GEN-2024-206 | 03 CENTRAL | G00ALL 29SP | 300044 7MCCRED 345 345408 7OVERTON 345 1 | P23:345:AMMO:::20LOOSECREEK:EHV: | 0.08026 | Yes
GEN-2024-206 | 03 CENTRAL | G00ALL 29SP | 300044 7MCCRED 345 345230 7MONTGMRY 345 1 | P23:345:AMMO:::20LOOSECREEK:EHV: | 0.09042 | Yes
GEN-2024-206 | 03 CENTRAL | G00ALL 29SP | 300044 7MCCRED 345 345230 7MONTGMRY 345 1 | P23:345:AMMO:::24SPENCERCREEK:EHV: | 0.05394 | Yes
GEN-2024-206 | 03 CENTRAL | G00ALL 29SP | 300044 7MCCRED 345 345408 7OVERTON 345 1 | P23:345:AMMO:::40MAYWOOD:EHV: | 0.05596 | Yes
GEN-2024-206 | 03 CENTRAL | G00ALL 29SP | 300044 7MCCRED 345 345230 7MONTGMRY 345 1 | P23:345:AMMO:::40MAYWOOD:EHV: | 0.05394 | Yes
GEN-2024-206 | 03 CENTRAL | G00ALL 29SP | 345435 7MAYWOOD 345 345445 7SKNKRVR 345 1 | P23:345:AMMO::HUGHES:V1:EHV: | 0.05058 | Yes
GEN-2024-206 | 03 CENTRAL | G00ALL 29SP | 345435 7MAYWOOD 345 345445 7SKNKRVR 345 1 | P23:345:AMMO::HUGHES:V5:EHV: | 0.05058 | Yes
GEN-2024-206 | 03 CENTRAL | G00ALL 29SP | 631138 LAKEFLD3 345 635368 OBRIEN 3 345 1 | P23:345:ITCM:HUNTLEY3 3659:IA-MVP::EHV: | 0.06322 | Yes
GEN-2024-206 | 03 CENTRAL | G00ALL 29SP | 601039 NROC 3 345 613060 BYRON 3 345 1 | P23:345:ITCM:HUNTLEY3 3659:IA-MVP::EHV: | 0.05095 | Yes
GEN-2024-206 | 03 CENTRAL | G00ALL 29SP | 635200 RAUN 3 345 652564 SIOUXCY3 345 1 | P23:345:ITCM:LAKEFLD 885:MN::EHV: | 0.12251 | Yes
GEN-2024-206 | 03 CENTRAL | G00ALL 29SP | 601006 SPLT RK3 345 652864 SIOUXCY-LNX3 345 1 | P23:345:ITCM:LAKEFLD 885:MN::EHV: | 0.05527 | Yes
GEN-2024-206 | 03 CENTRAL | G00ALL 29SP | 631193 HUNTLEY3 345 631197 LEDYARD3 345 1 | P23:345:ITCM:LAKEFLD 885:MN::EHV: | 0.07149 | Yes
GEN-2024-206 | 03 CENTRAL | G00ALL 29SP | 631138 LAKEFLD3 345 635368 OBRIEN 3 345 1 | P23:345:ITCM:LEDYARD3 5074:IA-MVP::EHV: | 0.06205 | Yes
GEN-2024-206 | 03 CENTRAL | G00ALL 29SP | 631138 LAKEFLD3 345 635368 OBRIEN 3 345 1 | P23:345:ITCM:LEDYARD3 5075:IA-MVP::EHV: | 0.06205 | Yes
GEN-2024-206 | 03 CENTRAL | G00ALL 29SP | 631138 LAKEFLD3 345 635368 OBRIEN 3 345 1 | P23:345:ITCM:LEDYARD3 5076:IA-MVP::EHV: | 0.0534 | Yes
GEN-2024-206 | 03 CENTRAL | G00ALL 29SP | 631148 MORGN VLLY 3 345 636420 TIFFIN 3 345 1 | P23:345:ITCM:ROCK CK3 XX1:IA-EC::EHV: | 0.05085 | Yes
GEN-2024-206 | 03 CENTRAL | G00ALL 29SP | 345445 7SKNKRVR 345 636645 SUB T HSK 3 345 1 | P23:345:ITCM-MEC:MNTZUMA3 901-902-903:IA-SW::EHV: | 0.05174 | Yes
GEN-2024-206 | 03 CENTRAL | G00ALL 29SP | 635018 NORTHBORO 3 345 635570 ORIENT 3 345 1 | P23:345:MEC:ARBOR HILL:901::EHV: | 0.06067 | Yes
GEN-2024-206 | 03 CENTRAL | G00ALL 29SP | 635017 ATCHISON 3 345 640139 COOPER 3 345 1 | P23:345:MEC:ARBOR HILL:901::EHV: | 0.06067 | Yes
GEN-2024-206 | 03 CENTRAL | G00ALL 29SP | 635017 ATCHISON 3 345 635018 NORTHBORO 3 345 1 | P23:345:MEC:ARBOR HILL:901::EHV: | 0.06067 | Yes
GEN-2024-206 | 03 CENTRAL | G00ALL 29SP | 635600 GRIMES 3 345 636003 BEAVER CRK 3 345 1 | P23:345:MEC:ARBOR HILL:901::EHV: | 0.05951 | Yes
GEN-2024-206 | 03 CENTRAL | G00ALL 29SP | 635200 RAUN 3 345 645552 S3452 REACT3 345 1 | P23:345:MEC:ARBOR HILL:901::EHV: | 0.0789 | Yes
GEN-2024-206 | 03 CENTRAL | G00ALL 29SP | 636003 BEAVER CRK 3 345 636010 LEHIGH 3 345 1 | P23:345:MEC:ARBOR HILL:901::EHV: | 0.05951 | Yes
GEN-2024-206 | 03 CENTRAL | G00ALL 29SP | 635018 NORTHBORO 3 345 635570 ORIENT 3 345 1 | P23:345:MEC:ARBOR HILL:902::EHV: | 0.06067 | Yes
GEN-2024-206 | 03 CENTRAL | G00ALL 29SP | 635017 ATCHISON 3 345 640139 COOPER 3 345 1 | P23:345:MEC:ARBOR HILL:902::EHV: | 0.06067 | Yes
GEN-2024-206 | 03 CENTRAL | G00ALL 29SP | 635017 ATCHISON 3 345 635018 NORTHBORO 3 345 1 | P23:345:MEC:ARBOR HILL:902::EHV: | 0.06067 | Yes
GEN-2024-206 | 03 CENTRAL | G00ALL 29SP | 635600 GRIMES 3 345 636003 BEAVER CRK 3 345 1 | P23:345:MEC:ARBOR HILL:902::EHV: | 0.05951 | Yes
GEN-2024-206 | 03 CENTRAL | G00ALL 29SP | 635200 RAUN 3 345 645552 S3452 REACT3 345 1 | P23:345:MEC:ARBOR HILL:902::EHV: | 0.0789 | Yes
GEN-2024-206 | 03 CENTRAL | G00ALL 29SP | 636003 BEAVER CRK 3 345 636010 LEHIGH 3 345 1 | P23:345:MEC:ARBOR HILL:902::EHV: | 0.05951 | Yes
GEN-2024-206 | 03 CENTRAL | G00ALL 29SP | 635018 NORTHBORO 3 345 635570 ORIENT 3 345 1 | P23:345:MEC:ARBOR HILL:903::EHV: | 0.06067 | Yes
GEN-2024-206 | 03 CENTRAL | G00ALL 29SP | 635017 ATCHISON 3 345 640139 COOPER 3 345 1 | P23:345:MEC:ARBOR HILL:903::EHV: | 0.06067 | Yes
GEN-2024-206 | 03 CENTRAL | G00ALL 29SP | 635017 ATCHISON 3 345 635018 NORTHBORO 3 345 1 | P23:345:MEC:ARBOR HILL:903::EHV: | 0.06067 | Yes
GEN-2024-206 | 03 CENTRAL | G00ALL 29SP | 635200 RAUN 3 345 762779 G18-043 TAP 345 1 | P23:345:MEC:ARBOR HILL:903::EHV: | 0.07681 | Yes
GEN-2024-206 | 03 CENTRAL | G00ALL 29SP | 635600 GRIMES 3 345 636003 BEAVER CRK 3 345 1 | P23:345:MEC:ARBOR HILL:903::EHV: | 0.05951 | Yes
GEN-2024-206 | 03 CENTRAL | G00ALL 29SP | 635200 RAUN 3 345 645552 S3452 REACT3 345 1 | P23:345:MEC:ARBOR HILL:903::EHV: | 0.0789 | Yes
GEN-2024-206 | 03 CENTRAL | G00ALL 29SP | 636003 BEAVER CRK 3 345 636010 LEHIGH 3 345 1 | P23:345:MEC:ARBOR HILL:903::EHV: | 0.05951 | Yes
GEN-2024-206 | 03 CENTRAL | G00ALL 29SP | 631139 HAZLTON3 345 631270 LASALLE 3 345 1 | P23:345:MEC:BLACK HAWK:902::EHV: | 0.05385 | Yes
GEN-2024-206 | 03 CENTRAL | G00ALL 29SP | 635200 RAUN 3 345 652564 SIOUXCY3 345 1 | P23:345:MEC:CHEROKEE:901::EHV: | 0.12204 | Yes
GEN-2024-206 | 03 CENTRAL | G00ALL 29SP | 635200 RAUN 3 345 652564 SIOUXCY3 345 1 | P23:345:MEC:CHEROKEE:902::EHV: | 0.12204 | Yes
GEN-2024-206 | 03 CENTRAL | G00ALL 29SP | 635200 RAUN 3 345 652564 SIOUXCY3 345 1 | P23:345:MEC:CHEROKEE:903::EHV: | 0.12204 | Yes
GEN-2024-206 | 03 CENTRAL | G00ALL 29SP | 635018 NORTHBORO 3 345 635570 ORIENT 3 345 1 | P23:345:MEC:FALLOW:901::EHV: | 0.06067 | Yes
GEN-2024-206 | 03 CENTRAL | G00ALL 29SP | 635017 ATCHISON 3 345 640139 COOPER 3 345 1 | P23:345:MEC:FALLOW:901::EHV: | 0.06067 | Yes
GEN-2024-206 | 03 CENTRAL | G00ALL 29SP | 635017 ATCHISON 3 345 635018 NORTHBORO 3 345 1 | P23:345:MEC:FALLOW:901::EHV: | 0.06067 | Yes
GEN-2024-206 | 03 CENTRAL | G00ALL 29SP | 635600 GRIMES 3 345 636003 BEAVER CRK 3 345 1 | P23:345:MEC:FALLOW:901::EHV: | 0.05951 | Yes
GEN-2024-206 | 03 CENTRAL | G00ALL 29SP | 635200 RAUN 3 345 645552 S3452 REACT3 345 1 | P23:345:MEC:FALLOW:901::EHV: | 0.0789 | Yes
GEN-2024-206 | 03 CENTRAL | G00ALL 29SP | 636003 BEAVER CRK 3 345 636010 LEHIGH 3 345 1 | P23:345:MEC:FALLOW:901::EHV: | 0.05951 | Yes
GEN-2024-206 | 03 CENTRAL | G00ALL 29SP | 635018 NORTHBORO 3 345 635570 ORIENT 3 345 1 | P23:345:MEC:FALLOW:902::EHV: | 0.06067 | Yes
GEN-2024-206 | 03 CENTRAL | G00ALL 29SP | 635017 ATCHISON 3 345 640139 COOPER 3 345 1 | P23:345:MEC:FALLOW:902::EHV: | 0.06067 | Yes
GEN-2024-206 | 03 CENTRAL | G00ALL 29SP | 635017 ATCHISON 3 345 635018 NORTHBORO 3 345 1 | P23:345:MEC:FALLOW:902::EHV: | 0.06067 | Yes
GEN-2024-206 | 03 CENTRAL | G00ALL 29SP | 635600 GRIMES 3 345 636003 BEAVER CRK 3 345 1 | P23:345:MEC:FALLOW:902::EHV: | 0.05951 | Yes
GEN-2024-206 | 03 CENTRAL | G00ALL 29SP | 636003 BEAVER CRK 3 345 636010 LEHIGH 3 345 1 | P23:345:MEC:FALLOW:902::EHV: | 0.05951 | Yes
GEN-2024-206 | 03 CENTRAL | G00ALL 29SP | 635600 GRIMES 3 345 636003 BEAVER CRK 3 345 1 | P23:345:MEC:FALLOW:903::EHV: | 0.05951 | Yes
GEN-2024-206 | 03 CENTRAL | G00ALL 29SP | 635999 IRVINGTON3 345 636000 WEBSTER3 345 1 | P23:345:MEC:GARD AVE:901::EHV: | 0.05106 | Yes
GEN-2024-206 | 03 CENTRAL | G00ALL 29SP | 636003 BEAVER CRK 3 345 636010 LEHIGH 3 345 1 | P23:345:MEC:GARD AVE:901::EHV: | 0.05376 | Yes
GEN-2024-206 | 03 CENTRAL | G00ALL 29SP | 635369 KOSSUTH 3 345 635999 IRVINGTON3 345 1 | P23:345:MEC:GARD AVE:901::EHV: | 0.05106 | Yes
GEN-2024-206 | 03 CENTRAL | G00ALL 29SP | 635999 IRVINGTON3 345 636000 WEBSTER3 345 1 | P23:345:MEC:GARD AVE:903::EHV: | 0.05106 | Yes
GEN-2024-206 | 03 CENTRAL | G00ALL 29SP | 636003 BEAVER CRK 3 345 636010 LEHIGH 3 345 1 | P23:345:MEC:GARD AVE:903::EHV: | 0.05376 | Yes
GEN-2024-206 | 03 CENTRAL | G00ALL 29SP | 635369 KOSSUTH 3 345 635999 IRVINGTON3 345 1 | P23:345:MEC:GARD AVE:903::EHV: | 0.05106 | Yes
GEN-2024-206 | 03 CENTRAL | G00ALL 29SP | 635999 IRVINGTON3 345 636000 WEBSTER3 345 1 | P23:345:MEC:GARD AVE:904::EHV: | 0.05106 | Yes
GEN-2024-206 | 03 CENTRAL | G00ALL 29SP | 635369 KOSSUTH 3 345 635999 IRVINGTON3 345 1 | P23:345:MEC:GARD AVE:904::EHV: | 0.05106 | Yes
GEN-2024-206 | 03 CENTRAL | G00ALL 29SP | 635600 GRIMES 3 345 636003 BEAVER CRK 3 345 1 | P23:345:MEC:GRIMES:903::EHV: | 0.05504 | Yes
GEN-2024-206 | 03 CENTRAL | G00ALL 29SP | 636003 BEAVER CRK 3 345 636010 LEHIGH 3 345 1 | P23:345:MEC:GRIMES:903::EHV: | 0.05504 | Yes
GEN-2024-206 | 03 CENTRAL | G00ALL 29SP | 635200 RAUN 3 345 652564 SIOUXCY3 345 1 | P23:345:MEC:HIGHLAND:901::EHV: | 0.12204 | Yes
GEN-2024-206 | 03 CENTRAL | G00ALL 29SP | 601006 SPLT RK3 345 652864 SIOUXCY-LNX3 345 1 | P23:345:MEC:HIGHLAND:901::EHV: | 0.0522 | Yes
GEN-2024-206 | 03 CENTRAL | G00ALL 29SP | 635200 RAUN 3 345 652564 SIOUXCY3 345 1 | P23:345:MEC:HIGHLAND:902::EHV: | 0.12204 | Yes
GEN-2024-206 | 03 CENTRAL | G00ALL 29SP | 601006 SPLT RK3 345 652864 SIOUXCY-LNX3 345 1 | P23:345:MEC:HIGHLAND:902::EHV: | 0.0522 | Yes
GEN-2024-206 | 03 CENTRAL | G00ALL 29SP | 635200 RAUN 3 345 652564 SIOUXCY3 345 1 | P23:345:MEC:HIGHLAND:903::EHV: | 0.12204 | Yes
GEN-2024-206 | 03 CENTRAL | G00ALL 29SP | 601006 SPLT RK3 345 652864 SIOUXCY-LNX3 345 1 | P23:345:MEC:HIGHLAND:903::EHV: | 0.0522 | Yes
GEN-2024-206 | 03 CENTRAL | G00ALL 29SP | 635200 RAUN 3 345 652564 SIOUXCY3 345 1 | P23:345:MEC:HIGHLAND:908::EHV: | 0.12204 | Yes
GEN-2024-206 | 03 CENTRAL | G00ALL 29SP | 601006 SPLT RK3 345 652864 SIOUXCY-LNX3 345 1 | P23:345:MEC:HIGHLAND:908::EHV: | 0.0522 | Yes
GEN-2024-206 | 03 CENTRAL | G00ALL 29SP | 635200 RAUN 3 345 652564 SIOUXCY3 345 1 | P23:345:MEC:LEHIGH:360::EHV: | 0.11265 | Yes
GEN-2024-206 | 03 CENTRAL | G00ALL 29SP | 635999 IRVINGTON3 345 636000 WEBSTER3 345 1 | P23:345:MEC:LEHIGH:390::EHV: | 0.05106 | Yes
GEN-2024-206 | 03 CENTRAL | G00ALL 29SP | 636003 BEAVER CRK 3 345 636010 LEHIGH 3 345 1 | P23:345:MEC:LEHIGH:390::EHV: | 0.05376 | Yes
GEN-2024-206 | 03 CENTRAL | G00ALL 29SP | 635369 KOSSUTH 3 345 635999 IRVINGTON3 345 1 | P23:345:MEC:LEHIGH:390::EHV: | 0.05106 | Yes
GEN-2024-206 | 03 CENTRAL | G00ALL 29SP | 345445 7SKNKRVR 345 636645 SUB T HSK 3 345 1 | P23:345:MEC:MONTEZUMA:901::EHV: | 0.05174 | Yes
GEN-2024-206 | 03 CENTRAL | G00ALL 29SP | 345445 7SKNKRVR 345 636645 SUB T HSK 3 345 1 | P23:345:MEC:MONTEZUMA:902::EHV: | 0.05174 | Yes
GEN-2024-206 | 03 CENTRAL | G00ALL 29SP | 345445 7SKNKRVR 345 636645 SUB T HSK 3 345 1 | P23:345:MEC:MONTEZUMA:903::EHV: | 0.0533 | Yes
GEN-2024-206 | 03 CENTRAL | G00ALL 29SP | 635600 GRIMES 3 345 636003 BEAVER CRK 3 345 1 | P23:345:MEC:NORTHBORO:901::EHV: | 0.05224 | Yes
GEN-2024-206 | 03 CENTRAL | G00ALL 29SP | 635200 RAUN 3 345 652564 SIOUXCY3 345 1 | P23:345:MEC:OBRIEN:903::EHV: | 0.12379 | Yes
GEN-2024-206 | 03 CENTRAL | G00ALL 29SP | 601006 SPLT RK3 345 652864 SIOUXCY-LNX3 345 1 | P23:345:MEC:OBRIEN:903::EHV: | 0.05526 | Yes
GEN-2024-206 | 03 CENTRAL | G00ALL 29SP | 631193 HUNTLEY3 345 631197 LEDYARD3 345 1 | P23:345:MEC:OBRIEN:903::EHV: | 0.06976 | Yes
GEN-2024-206 | 03 CENTRAL | G00ALL 29SP | 601006 SPLT RK3 345 652864 SIOUXCY-LNX3 345 1 | P23:345:MEC:OBRIEN:904::EHV: | 0.05432 | Yes
GEN-2024-206 | 03 CENTRAL | G00ALL 29SP | 631193 HUNTLEY3 345 631197 LEDYARD3 345 1 | P23:345:MEC:OBRIEN:904::EHV: | 0.07179 | Yes
GEN-2024-206 | 03 CENTRAL | G00ALL 29SP | 635200 RAUN 3 345 652564 SIOUXCY3 345 1 | P23:345:MEC:OBRIEN:906::EHV: | 0.12472 | Yes
GEN-2024-206 | 03 CENTRAL | G00ALL 29SP | 601006 SPLT RK3 345 652864 SIOUXCY-LNX3 345 1 | P23:345:MEC:OBRIEN:906::EHV: | 0.05431 | Yes
GEN-2024-206 | 03 CENTRAL | G00ALL 29SP | 631193 HUNTLEY3 345 631197 LEDYARD3 345 1 | P23:345:MEC:OBRIEN:906::EHV: | 0.07076 | Yes
GEN-2024-206 | 03 CENTRAL | G00ALL 29SP | 345435 7MAYWOOD 345 345992 7SPENCER 345 1 | P23:345:MEC:ORIENT:902::EHV: | 0.06621 | Yes
GEN-2024-206 | 03 CENTRAL | G00ALL 29SP | 635600 GRIMES 3 345 636003 BEAVER CRK 3 345 1 | P23:345:MEC:ORIENT:902::EHV: | 0.05179 | Yes
GEN-2024-206 | 03 CENTRAL | G00ALL 29SP | 636003 BEAVER CRK 3 345 636010 LEHIGH 3 345 1 | P23:345:MEC:ORIENT:902::EHV: | 0.05179 | Yes
GEN-2024-206 | 03 CENTRAL | G00ALL 29SP | 635568 S HILLS 3 345 635630 BOONEVILLE 3 345 1 | P23:345:MEC:ORIENT:905::EHV: | 0.05118 | Yes
GEN-2024-206 | 03 CENTRAL | G00ALL 29SP | 635568 S HILLS 3 345 635570 ORIENT 3 345 1 | P23:345:MEC:ORIENT:905::EHV: | 0.05118 | Yes
GEN-2024-206 | 03 CENTRAL | G00ALL 29SP | 635200 RAUN 3 345 652564 SIOUXCY3 345 1 | P23:345:MEC:RAUN:150::EHV: | 0.11805 | Yes
GEN-2024-206 | 03 CENTRAL | G00ALL 29SP | 601006 SPLT RK3 345 652864 SIOUXCY-LNX3 345 1 | P23:345:MEC:RAUN:150::EHV: | 0.05028 | Yes
GEN-2024-206 | 03 CENTRAL | G00ALL 29SP | 635018 NORTHBORO 3 345 635570 ORIENT 3 345 1 | P23:345:MEC:ROLLING HILLS:901::EHV: | 0.05659 | Yes
GEN-2024-206 | 03 CENTRAL | G00ALL 29SP | 635017 ATCHISON 3 345 640139 COOPER 3 345 1 | P23:345:MEC:ROLLING HILLS:901::EHV: | 0.05659 | Yes
GEN-2024-206 | 03 CENTRAL | G00ALL 29SP | 635017 ATCHISON 3 345 635018 NORTHBORO 3 345 1 | P23:345:MEC:ROLLING HILLS:901::EHV: | 0.05659 | Yes
GEN-2024-206 | 03 CENTRAL | G00ALL 29SP | 635018 NORTHBORO 3 345 635570 ORIENT 3 345 1 | P23:345:MEC:ROLLING HILLS:902::EHV: | 0.05659 | Yes
GEN-2024-206 | 03 CENTRAL | G00ALL 29SP | 635017 ATCHISON 3 345 640139 COOPER 3 345 1 | P23:345:MEC:ROLLING HILLS:902::EHV: | 0.05659 | Yes
GEN-2024-206 | 03 CENTRAL | G00ALL 29SP | 635017 ATCHISON 3 345 635018 NORTHBORO 3 345 1 | P23:345:MEC:ROLLING HILLS:902::EHV: | 0.05659 | Yes
GEN-2024-206 | 03 CENTRAL | G00ALL 29SP | 635018 NORTHBORO 3 345 635570 ORIENT 3 345 1 | P23:345:MEC:ROLLING HILLS:903::EHV: | 0.05659 | Yes
GEN-2024-206 | 03 CENTRAL | G00ALL 29SP | 635017 ATCHISON 3 345 640139 COOPER 3 345 1 | P23:345:MEC:ROLLING HILLS:903::EHV: | 0.05659 | Yes
GEN-2024-206 | 03 CENTRAL | G00ALL 29SP | 635017 ATCHISON 3 345 635018 NORTHBORO 3 345 1 | P23:345:MEC:ROLLING HILLS:903::EHV: | 0.05659 | Yes
GEN-2024-206 | 03 CENTRAL | G00ALL 29SP | 635018 NORTHBORO 3 345 635570 ORIENT 3 345 1 | P23:345:MEC:ROLLING HILLS:908::EHV: | 0.05659 | Yes
GEN-2024-206 | 03 CENTRAL | G00ALL 29SP | 635017 ATCHISON 3 345 640139 COOPER 3 345 1 | P23:345:MEC:ROLLING HILLS:908::EHV: | 0.05659 | Yes
GEN-2024-206 | 03 CENTRAL | G00ALL 29SP | 635017 ATCHISON 3 345 635018 NORTHBORO 3 345 1 | P23:345:MEC:ROLLING HILLS:908::EHV: | 0.05659 | Yes
GEN-2024-206 | 03 CENTRAL | G00ALL 29SP | 345435 7MAYWOOD 345 345992 7SPENCER 345 1 | P23:345:MEC:SUB 93:954::EHV: | 0.06233 | Yes
GEN-2024-206 | 03 CENTRAL | G00ALL 29SP | 345230 7MONTGMRY 345 345992 7SPENCER 345 1 | P23:345:MEC:SUB 93:954::EHV: | 0.06233 | Yes
GEN-2024-206 | 03 CENTRAL | G00ALL 29SP | 635018 NORTHBORO 3 345 635570 ORIENT 3 345 1 | P23:345:OPPD:FUTURE 56-55&56-58:::EHV: | 0.06807 | Yes
GEN-2024-206 | 03 CENTRAL | G00ALL 29SP | 635017 ATCHISON 3 345 640139 COOPER 3 345 1 | P23:345:OPPD:FUTURE 56-55&56-58:::EHV: | 0.06807 | Yes
GEN-2024-206 | 03 CENTRAL | G00ALL 29SP | 635017 ATCHISON 3 345 635018 NORTHBORO 3 345 1 | P23:345:OPPD:FUTURE 56-55&56-58:::EHV: | 0.06807 | Yes
GEN-2024-206 | 03 CENTRAL | G00ALL 29SP | 300044 7MCCRED 345 345408 7OVERTON 345 1 | P23:345:WERE:WOLF-345-50:EHV: | 0.06207 | Yes
GEN-2024-206 | 03 CENTRAL | G00ALL 29SP | 301809 7BARNET 345 344327 7LOOSECRK 345 1 | P23:345:WERE:WOLF-345-50:EHV: | 0.06076 | Yes
GEN-2024-206 | 03 CENTRAL | G00ALL 29SP | 601048 LYON CO 3 345 631138 LAKEFLD3 345 1 | P23:345:XEL:396 BKR SPK:::EHV: | 0.05969 | Yes
GEN-2024-206 | 03 CENTRAL | G00ALL 29SP | 631193 HUNTLEY3 345 631197 LEDYARD3 345 1 | P23:345:XEL:8N22 SHC:::EHV: | 0.05409 | Yes
GEN-2024-206 | 03 CENTRAL | G00ALL 29SP | 601048 LYON CO 3 345 601087 STEEP BK LK3 345 2 | P23:345:XEL:8N63 LYC:::EHV: | 0.05272 | Yes
GEN-2024-206 | 03 CENTRAL | G00ALL 29SP | 631193 HUNTLEY3 345 631197 LEDYARD3 345 1 | P23:345:XEL:8N8 MNN:::EHV: | 0.05409 | Yes
GEN-2024-206 | 03 CENTRAL | G00ALL 29SP | 601048 LYON CO 3 345 631138 LAKEFLD3 345 1 | P23:345:XEL:8S71 HNA:::EHV: | 0.05287 | Yes
GEN-2024-206 | 03 CENTRAL | G00ALL 29SP | 601039 NROC 3 345 601051 HMPT CNR3 345 1 | P23:345:XEL:8S98 NRH:::EHV: | 0.05048 | Yes
GEN-2024-206 | 03 CENTRAL | G00ALL 29SP | 601003 PR ISLD3 345 601039 NROC 3 345 1 | P23:345:XEL:FUTURE 8S49 HMP:::EHV: | 0.05286 | Yes
GEN-2024-206 | 03 CENTRAL | G00ALL 29SP | 601048 LYON CO 3 345 601087 STEEP BK LK3 345 2 | P23:345:XEL:HAWKSNEST3:8N82::EHV: | 0.05501 | Yes
GEN-2024-206 | 03 CENTRAL | G00ALL 29SP | 601048 LYON CO 3 345 631138 LAKEFLD3 345 1 | P23:345:XEL:HELENA3:8S71::EHV: | 0.05287 | Yes
GEN-2024-206 | 03 CENTRAL | G00ALL 29SP | 601048 LYON CO 3 345 601087 STEEP BK LK3 345 2 | P23:345:XEL:LYONCO3:8N63::EHV: | 0.05272 | Yes
GEN-2024-206 | 03 CENTRAL | G00ALL 29SP | 631193 HUNTLEY3 345 631197 LEDYARD3 345 1 | P23:345:XEL:PRISLD3:8H17::EHV: | 0.05405 | Yes
GEN-2024-206 | 03 CENTRAL | G00ALL 29SP | 601048 LYON CO 3 345 631138 LAKEFLD3 345 1 | P23:345:XEL:SHEASLK3:8S81::EHV: | 0.05001 | Yes
GEN-2024-206 | 03 CENTRAL | G00ALL 29SP | 601048 LYON CO 3 345 631138 LAKEFLD3 345 1 | P23:345:XEL:WILMART3:8S26 FUT::EHV: | 0.05098 | Yes
GEN-2024-206 | 03 CENTRAL | G00ALL 29SP | 635200 RAUN 3 345 762779 G18-043 TAP 345 1 | P42:345:LES:L1485::NW68&HOLDREGE.WAGENER.CB3006:: | 0.08555 | Yes
GEN-2024-206 | 03 CENTRAL | G00ALL 29SP | 635200 RAUN 3 345 645552 S3452 REACT3 345 1 | P42:345:LES:L1485::NW68&HOLDREGE.WAGENER.CB3006:: | 0.08797 | Yes
GEN-2024-206 | 03 CENTRAL | G00ALL 29SP | 635200 RAUN 3 345 645552 S3452 REACT3 345 1 | P42:345:LES:L3516::NW68&HOLDREGE.MOORE.CB3005:: | 0.08779 | Yes
GEN-2024-206 | 03 CENTRAL | G00ALL 29SP | 635200 RAUN 3 345 645552 S3452 REACT3 345 1 | P42:345:NPPD:LXXXX.COLMB E.SHELCRK.CB3306:::: | 0.08827 | Yes
GEN-2024-206 | 03 CENTRAL | G00ALL 29SP | 300044 7MCCRED 345 345408 7OVERTON 345 1 | P51:22:KCPL:LACYGNE7:::EHV: | 0.06768 | Yes
GEN-2024-206 | 03 CENTRAL | G00ALL 29SP | 301809 7BARNET 345 344327 7LOOSECRK 345 1 | P51:22:KCPL:LACYGNE7:::EHV: | 0.06994 | Yes
GEN-2024-206 | 03 CENTRAL | G00ALL 29SP | 300044 7MCCRED 345 345230 7MONTGMRY 345 1 | P51:22:KCPL:LACYGNE7:::EHV: | 0.07484 | Yes
GEN-2024-206 | 03 CENTRAL | G00ALL 29SP | 345408 7OVERTON 345 541201 SIBLEY 7 345 1 | P51:22:KCPL:LACYGNE7:::EHV: | 0.08284 | Yes
GEN-2024-206 | 03 CENTRAL | G00ALL 29SP | 300044 7MCCRED 345 345408 7OVERTON 345 1 | P51:25:WERE:WOLFCRK7:EHV: | 0.06355 | Yes
GEN-2024-206 | 03 CENTRAL | G00ALL 29SP | 301809 7BARNET 345 344327 7LOOSECRK 345 1 | P51:25:WERE:WOLFCRK7:EHV: | 0.06315 | Yes
GEN-2024-206 | 03 CENTRAL | G00ALL 29SP | 635018 NORTHBORO 3 345 635570 ORIENT 3 345 1 | P55:345:MEC:ARBOR HILL | 0.06067 | Yes
GEN-2024-206 | 03 CENTRAL | G00ALL 29SP | 635017 ATCHISON 3 345 640139 COOPER 3 345 1 | P55:345:MEC:ARBOR HILL | 0.06067 | Yes
GEN-2024-206 | 03 CENTRAL | G00ALL 29SP | 635017 ATCHISON 3 345 635018 NORTHBORO 3 345 1 | P55:345:MEC:ARBOR HILL | 0.06067 | Yes
GEN-2024-206 | 03 CENTRAL | G00ALL 29SP | 635200 RAUN 3 345 762779 G18-043 TAP 345 1 | P55:345:MEC:ARBOR HILL | 0.07681 | Yes
GEN-2024-206 | 03 CENTRAL | G00ALL 29SP | 635600 GRIMES 3 345 636003 BEAVER CRK 3 345 1 | P55:345:MEC:ARBOR HILL | 0.05951 | Yes
GEN-2024-206 | 03 CENTRAL | G00ALL 29SP | 635200 RAUN 3 345 645552 S3452 REACT3 345 1 | P55:345:MEC:ARBOR HILL | 0.0789 | Yes
GEN-2024-206 | 03 CENTRAL | G00ALL 29SP | 636003 BEAVER CRK 3 345 636010 LEHIGH 3 345 1 | P55:345:MEC:ARBOR HILL | 0.05951 | Yes
GEN-2024-206 | 03 CENTRAL | G00ALL 29SP | 635200 RAUN 3 345 652564 SIOUXCY3 345 1 | P55:345:MEC:CHEROKEE | 0.12204 | Yes
GEN-2024-206 | 03 CENTRAL | G00ALL 29SP | 345435 7MAYWOOD 345 345992 7SPENCER 345 1 | P55:345:MEC:CORDOVA | 0.06212 | Yes
GEN-2024-206 | 03 CENTRAL | G00ALL 29SP | 345230 7MONTGMRY 345 345992 7SPENCER 345 1 | P55:345:MEC:CORDOVA | 0.06212 | Yes
GEN-2024-206 | 03 CENTRAL | G00ALL 29SP | 635018 NORTHBORO 3 345 635570 ORIENT 3 345 1 | P55:345:MEC:FALLOW AVE | 0.06067 | Yes
GEN-2024-206 | 03 CENTRAL | G00ALL 29SP | 635017 ATCHISON 3 345 640139 COOPER 3 345 1 | P55:345:MEC:FALLOW AVE | 0.06067 | Yes
GEN-2024-206 | 03 CENTRAL | G00ALL 29SP | 635017 ATCHISON 3 345 635018 NORTHBORO 3 345 1 | P55:345:MEC:FALLOW AVE | 0.06067 | Yes
GEN-2024-206 | 03 CENTRAL | G00ALL 29SP | 635600 GRIMES 3 345 636003 BEAVER CRK 3 345 1 | P55:345:MEC:FALLOW AVE | 0.05951 | Yes
GEN-2024-206 | 03 CENTRAL | G00ALL 29SP | 636003 BEAVER CRK 3 345 636010 LEHIGH 3 345 1 | P55:345:MEC:FALLOW AVE | 0.05951 | Yes
GEN-2024-206 | 03 CENTRAL | G00ALL 29SP | 635999 IRVINGTON3 345 636000 WEBSTER3 345 1 | P55:345:MEC:GARD AVE | 0.05106 | Yes
GEN-2024-206 | 03 CENTRAL | G00ALL 29SP | 636003 BEAVER CRK 3 345 636010 LEHIGH 3 345 1 | P55:345:MEC:GARD AVE | 0.05376 | Yes
GEN-2024-206 | 03 CENTRAL | G00ALL 29SP | 635369 KOSSUTH 3 345 635999 IRVINGTON3 345 1 | P55:345:MEC:GARD AVE | 0.05106 | Yes
GEN-2024-206 | 03 CENTRAL | G00ALL 29SP | 635018 NORTHBORO 3 345 635570 ORIENT 3 345 1 | P55:345:MEC:GDMEC | 0.05974 | Yes
GEN-2024-206 | 03 CENTRAL | G00ALL 29SP | 635017 ATCHISON 3 345 640139 COOPER 3 345 1 | P55:345:MEC:GDMEC | 0.05974 | Yes
GEN-2024-206 | 03 CENTRAL | G00ALL 29SP | 635017 ATCHISON 3 345 635018 NORTHBORO 3 345 1 | P55:345:MEC:GDMEC | 0.05974 | Yes
GEN-2024-206 | 03 CENTRAL | G00ALL 29SP | 635600 GRIMES 3 345 636003 BEAVER CRK 3 345 1 | P55:345:MEC:GDMEC | 0.06024 | Yes
GEN-2024-206 | 03 CENTRAL | G00ALL 29SP | 635200 RAUN 3 345 652564 SIOUXCY3 345 1 | P55:345:MEC:HIGHLAND | 0.12204 | Yes
GEN-2024-206 | 03 CENTRAL | G00ALL 29SP | 601006 SPLT RK3 345 652864 SIOUXCY-LNX3 345 1 | P55:345:MEC:HIGHLAND | 0.0522 | Yes
GEN-2024-206 | 03 CENTRAL | G00ALL 29SP | 635600 GRIMES 3 345 636003 BEAVER CRK 3 345 1 | P55:345:MEC:NORTHBORO | 0.05224 | Yes
GEN-2024-206 | 03 CENTRAL | G00ALL 29SP | 345435 7MAYWOOD 345 345992 7SPENCER 345 1 | P55:345:MEC:ORIENT | 0.06677 | Yes
GEN-2024-206 | 03 CENTRAL | G00ALL 29SP | 345230 7MONTGMRY 345 345992 7SPENCER 345 1 | P55:345:MEC:ORIENT | 0.06677 | Yes
GEN-2024-206 | 03 CENTRAL | G00ALL 29SP | 635200 RAUN 3 345 762779 G18-043 TAP 345 1 | P55:345:MEC:ORIENT | 0.07944 | Yes
GEN-2024-206 | 03 CENTRAL | G00ALL 29SP | 635200 RAUN 3 345 645552 S3452 REACT3 345 1 | P55:345:MEC:ORIENT | 0.08162 | Yes
GEN-2024-206 | 03 CENTRAL | G00ALL 29SP | 635018 NORTHBORO 3 345 635570 ORIENT 3 345 1 | P55:345:MEC:PONY CREEK OR SOUTHLAND | 0.05659 | Yes
GEN-2024-206 | 03 CENTRAL | G00ALL 29SP | 635017 ATCHISON 3 345 640139 COOPER 3 345 1 | P55:345:MEC:PONY CREEK OR SOUTHLAND | 0.05659 | Yes
GEN-2024-206 | 03 CENTRAL | G00ALL 29SP | 635017 ATCHISON 3 345 635018 NORTHBORO 3 345 1 | P55:345:MEC:PONY CREEK OR SOUTHLAND | 0.05659 | Yes
GEN-2024-206 | 03 CENTRAL | G00ALL 29SP | 635200 RAUN 3 345 762779 G18-043 TAP 345 1 | P55:345:MEC:PONY CREEK OR SOUTHLAND | 0.07553 | Yes
GEN-2024-206 | 03 CENTRAL | G00ALL 29SP | 635200 RAUN 3 345 645552 S3452 REACT3 345 1 | P55:345:MEC:PONY CREEK OR SOUTHLAND | 0.07759 | Yes
GEN-2024-206 | 03 CENTRAL | G00ALL 29SP | 345408 7OVERTON 345 541201 SIBLEY 7 345 1 | P55:345:MEC:PONY CREEK OR SOUTHLAND | 0.077 | Yes
GEN-2024-206 | 03 CENTRAL | G00ALL 29SP | 635200 RAUN 3 345 762779 G18-043 TAP 345 1 | P55:345:MEC:RACCOON TRAIL | 0.078 | Yes
GEN-2024-206 | 03 CENTRAL | G00ALL 29SP | 635600 GRIMES 3 345 636003 BEAVER CRK 3 345 1 | P55:345:MEC:RACCOON TRAIL | 0.05512 | Yes
GEN-2024-206 | 03 CENTRAL | G00ALL 29SP | 635200 RAUN 3 345 645552 S3452 REACT3 345 1 | P55:345:MEC:RACCOON TRAIL | 0.08012 | Yes
GEN-2024-206 | 03 CENTRAL | G00ALL 29SP | 636003 BEAVER CRK 3 345 636010 LEHIGH 3 345 1 | P55:345:MEC:RACCOON TRAIL | 0.05512 | Yes
GEN-2024-206 | 03 CENTRAL | G00ALL 29SP | 635018 NORTHBORO 3 345 635570 ORIENT 3 345 1 | P55:345:MEC:ROLLING HILLS | 0.05659 | Yes
GEN-2024-206 | 03 CENTRAL | G00ALL 29SP | 635017 ATCHISON 3 345 640139 COOPER 3 345 1 | P55:345:MEC:ROLLING HILLS | 0.05659 | Yes
GEN-2024-206 | 03 CENTRAL | G00ALL 29SP | 635017 ATCHISON 3 345 635018 NORTHBORO 3 345 1 | P55:345:MEC:ROLLING HILLS | 0.05659 | Yes
GEN-2024-206 | 03 CENTRAL | G00ALL 29SP | 300044 7MCCRED 345 345408 7OVERTON 345 1 | P55:345:OPPD:S3740 3::FN13:EHV: | 0.0632 | Yes
GEN-2024-206 | 03 CENTRAL | G00ALL 29SP | 301809 7BARNET 345 344327 7LOOSECRK 345 1 | P55:345:OPPD:S3740 3::FN13:EHV: | 0.06154 | Yes
GEN-2024-206 | 03 CENTRAL | G00ALL 29SP | 300044 7MCCRED 345 345230 7MONTGMRY 345 1 | P55:345:OPPD:S3740 3::FN13:EHV: | 0.06978 | Yes
GEN-2024-206 | 03 CENTRAL | G00ALL 29SP | 345408 7OVERTON 345 541201 SIBLEY 7 345 1 | P55:345:OPPD:S3740 3::FN13:EHV: | 0.07914 | Yes
GEN-2024-206 | 03 CENTRAL | G00ALL 29SP | 601003 PR ISLD3 345 601039 NROC 3 345 1 | P55:345:XEL:HMP2 | 0.05299 | Yes
GEN-2024-206 | 03 CENTRAL | G00ALL 29SP | 601048 LYON CO 3 345 601087 STEEP BK LK3 345 2 | P55:345:XEL:HNL1 | 0.05501 | Yes
GEN-2024-206 | 03 CENTRAL | G00ALL 29SP | 631193 HUNTLEY3 345 631197 LEDYARD3 345 1 | P55:345:XEL:MNN1 | 0.05397 | Yes
GEN-2024-206 | 03 CENTRAL | G00ALL 29SP | 345435 7MAYWOOD 345 345992 7SPENCER 345 1 | P55:345:XEL:PRI1 | 0.06233 | Yes
GEN-2024-206 | 03 CENTRAL | G00ALL 29SP | 345230 7MONTGMRY 345 345992 7SPENCER 345 1 | P55:345:XEL:PRI1 | 0.06233 | Yes
GEN-2024-206 | 03 CENTRAL | G00ALL 29SP | 635200 RAUN 3 345 762779 G18-043 TAP 345 1 | P55:345:XEL:PRI1 | 0.07635 | Yes
GEN-2024-206 | 03 CENTRAL | G00ALL 29SP | 631193 HUNTLEY3 345 631197 LEDYARD3 345 1 | P55:345:XEL:PRI1 | 0.05405 | Yes
GEN-2024-206 | 03 CENTRAL | G00ALL 29SP | 635200 RAUN 3 345 645552 S3452 REACT3 345 1 | P55:345:XEL:PRI1 | 0.07843 | Yes
GEN-2024-206 | 03 CENTRAL | G00ALL 29SP | 300044 7MCCRED 345 345230 7MONTGMRY 345 1 | 300003 1THLG3 24.0 301503 7THOMHLGSU3 345 3 | 0.0683 | Yes
GEN-2024-206 | 03 CENTRAL | G00ALL 29SP | 345408 7OVERTON 345 541201 SIBLEY 7 345 1 | 300003 1THLG3 24.0 301503 7THOMHLGSU3 345 3 | 0.07716 | Yes
GEN-2024-206 | 03 CENTRAL | G00ALL 29SP | 300044 7MCCRED 345 345408 7OVERTON 345 1 | 300090 5KINGDMB1 161 300043 7KINGDM 345 1 | 0.06113 | Yes
GEN-2024-206 | 03 CENTRAL | G00ALL 29SP | 301809 7BARNET 345 344327 7LOOSECRK 345 1 | 344327 7LOOSECRK 345 345238 7MARIOSA 345 1 | 0.06272 | Yes
GEN-2024-206 | 03 CENTRAL | G00ALL 29SP | 345435 7MAYWOOD 345 345992 7SPENCER 345 1 | 344536 7ENON_TP 345 345217 7ROOTBEER 345 1 | 0.06514 | Yes
GEN-2024-206 | 03 CENTRAL | G00ALL 29SP | 345230 7MONTGMRY 345 345992 7SPENCER 345 1 | 344536 7ENON_TP 345 345217 7ROOTBEER 345 1 | 0.06514 | Yes
GEN-2024-206 | 03 CENTRAL | G00ALL 29SP | 345230 7MONTGMRY 345 345992 7SPENCER 345 1 | 345958 7HUCK FINN 345 345992 7SPENCER 345 1 | 0.06234 | Yes
GEN-2024-206 | 03 CENTRAL | G00ALL 29SP | 345230 7MONTGMRY 345 345992 7SPENCER 345 1 | 345968 7J1026 SUB 345 345992 7SPENCER 345 Z | 0.06234 | Yes
GEN-2024-206 | 03 CENTRAL | G00ALL 29SP | 601048 LYON CO 3 345 601077 HAWKSNEST 3 345 1 | 601048 LYON CO 3 345 601087 STEEP BK LK3 345 2 | 0.05493 | Yes
GEN-2024-206 | 03 CENTRAL | G00ALL 29SP | 601031 BRKNGCO3 345 601077 HAWKSNEST 3 345 1 | 601048 LYON CO 3 345 601087 STEEP BK LK3 345 2 | 0.05493 | Yes
GEN-2024-206 | 03 CENTRAL | G00ALL 29SP | 345435 7MAYWOOD 345 345992 7SPENCER 345 1 | 629074 ARNOLD1G 22.0 631088 ARNOLD 5 161 1 | 0.06234 | Yes
GEN-2024-206 | 03 CENTRAL | G00ALL 29SP | 345230 7MONTGMRY 345 345992 7SPENCER 345 1 | 629074 ARNOLD1G 22.0 631088 ARNOLD 5 161 1 | 0.06234 | Yes
GEN-2024-206 | 03 CENTRAL | G00ALL 29SP | 345435 7MAYWOOD 345 345992 7SPENCER 345 1 | 629075 OTTUMW1G 24.0 631115 OTTUMWA5 161 1 | 0.06234 | Yes
GEN-2024-206 | 03 CENTRAL | G00ALL 29SP | 345230 7MONTGMRY 345 345992 7SPENCER 345 1 | 629075 OTTUMW1G 24.0 631115 OTTUMWA5 161 1 | 0.06234 | Yes
GEN-2024-206 | 03 CENTRAL | G00ALL 29SP | 635200 RAUN 3 345 652564 SIOUXCY3 345 1 | 631138 LAKEFLD3 345 635368 OBRIEN 3 345 1 | 0.12172 | Yes
GEN-2024-206 | 03 CENTRAL | G00ALL 29SP | 601006 SPLT RK3 345 652864 SIOUXCY-LNX3 345 1 | 631138 LAKEFLD3 345 635368 OBRIEN 3 345 1 | 0.05432 | Yes
GEN-2024-206 | 03 CENTRAL | G00ALL 29SP | 631193 HUNTLEY3 345 631197 LEDYARD3 345 1 | 631138 LAKEFLD3 345 635368 OBRIEN 3 345 1 | 0.07179 | Yes
GEN-2024-206 | 03 CENTRAL | G00ALL 29SP | 631148 MORGN VLLY 3 345 636420 TIFFIN 3 345 1 | 631140 SALEM 3 345 631141 ROCK CK3 345 1 | 0.05085 | Yes
GEN-2024-206 | 03 CENTRAL | G00ALL 29SP | 631138 LAKEFLD3 345 635368 OBRIEN 3 345 1 | 631193 HUNTLEY3 345 631197 LEDYARD3 345 1 | 0.06356 | Yes
GEN-2024-206 | 03 CENTRAL | G00ALL 29SP | 635200 RAUN 3 345 762779 G18-043 TAP 345 1 | 635200 RAUN 3 345 645552 S3452 REACT3 345 1 | 0.10855 | Yes
GEN-2024-206 | 03 CENTRAL | G00ALL 29SP | 635200 RAUN 3 345 645552 S3452 REACT3 345 1 | 635200 RAUN 3 345 762779 G18-043 TAP 345 1 | 0.10963 | Yes
GEN-2024-206 | 03 CENTRAL | G00ALL 29SP | 635999 IRVINGTON3 345 636000 WEBSTER3 345 1 | 635219 GARD AVE 3 345 636017 LEHIGH GARX3 345 1 | 0.05106 | Yes
GEN-2024-206 | 03 CENTRAL | G00ALL 29SP | 636003 BEAVER CRK 3 345 636010 LEHIGH 3 345 1 | 635219 GARD AVE 3 345 636017 LEHIGH GARX3 345 1 | 0.05376 | Yes
GEN-2024-206 | 03 CENTRAL | G00ALL 29SP | 635369 KOSSUTH 3 345 635999 IRVINGTON3 345 1 | 635219 GARD AVE 3 345 636017 LEHIGH GARX3 345 1 | 0.05106 | Yes
GEN-2024-206 | 03 CENTRAL | G00ALL 29SP | 635200 RAUN 3 345 652564 SIOUXCY3 345 1 | 635368 OBRIEN 3 345 635400 HIGHLAND 3 345 1 | 0.12204 | Yes
GEN-2024-206 | 03 CENTRAL | G00ALL 29SP | 601006 SPLT RK3 345 652864 SIOUXCY-LNX3 345 1 | 635368 OBRIEN 3 345 635400 HIGHLAND 3 345 1 | 0.0522 | Yes
GEN-2024-206 | 03 CENTRAL | G00ALL 29SP | 635018 NORTHBORO 3 345 635570 ORIENT 3 345 1 | 635580 ARBOR HILL 3 345 635623 BADGER CRK 3 345 1 | 0.06067 | Yes
GEN-2024-206 | 03 CENTRAL | G00ALL 29SP | 635017 ATCHISON 3 345 640139 COOPER 3 345 1 | 635580 ARBOR HILL 3 345 635623 BADGER CRK 3 345 1 | 0.06067 | Yes
GEN-2024-206 | 03 CENTRAL | G00ALL 29SP | 635017 ATCHISON 3 345 635018 NORTHBORO 3 345 1 | 635580 ARBOR HILL 3 345 635623 BADGER CRK 3 345 1 | 0.06067 | Yes
GEN-2024-206 | 03 CENTRAL | G00ALL 29SP | 635200 RAUN 3 345 762779 G18-043 TAP 345 1 | 635580 ARBOR HILL 3 345 635623 BADGER CRK 3 345 1 | 0.07681 | Yes
GEN-2024-206 | 03 CENTRAL | G00ALL 29SP | 635600 GRIMES 3 345 636003 BEAVER CRK 3 345 1 | 635580 ARBOR HILL 3 345 635623 BADGER CRK 3 345 1 | 0.05951 | Yes
GEN-2024-206 | 03 CENTRAL | G00ALL 29SP | 635200 RAUN 3 345 645552 S3452 REACT3 345 1 | 635580 ARBOR HILL 3 345 635623 BADGER CRK 3 345 1 | 0.0789 | Yes
GEN-2024-206 | 03 CENTRAL | G00ALL 29SP | 636003 BEAVER CRK 3 345 636010 LEHIGH 3 345 1 | 635580 ARBOR HILL 3 345 635623 BADGER CRK 3 345 1 | 0.05951 | Yes
GEN-2024-206 | 03 CENTRAL | G00ALL 29SP | 635999 IRVINGTON3 345 636000 WEBSTER3 345 1 | 636010 LEHIGH 3 345 636017 LEHIGH GARX3 345 Z | 0.05106 | Yes
GEN-2024-206 | 03 CENTRAL | G00ALL 29SP | 636003 BEAVER CRK 3 345 636010 LEHIGH 3 345 1 | 636010 LEHIGH 3 345 636017 LEHIGH GARX3 345 Z | 0.05376 | Yes
GEN-2024-206 | 03 CENTRAL | G00ALL 29SP | 635369 KOSSUTH 3 345 635999 IRVINGTON3 345 1 | 636010 LEHIGH 3 345 636017 LEHIGH GARX3 345 Z | 0.05106 | Yes
GEN-2024-206 | 03 CENTRAL | G00ALL 29SP | 631139 HAZLTON3 345 631270 LASALLE 3 345 1 | 636197 N FRANKLIN 3 345 636198 BLCKHWKRX 3 345 1 | 0.05323 | Yes
GEN-2024-206 | 03 CENTRAL | G00ALL 29SP | 631139 HAZLTON3 345 631270 LASALLE 3 345 1 | 636198 BLCKHWKRX 3 345 636199 BLACKHAWK 3 345 Z | 0.05323 | Yes
GEN-2024-206 | 03 CENTRAL | G00ALL 29SP | 635200 RAUN 3 345 762779 G18-043 TAP 345 1 | 645452 S3452 3 345 645552 S3452 REACT3 345 Z1 | 0.10855 | Yes
GEN-2024-206 | 03 CENTRAL | G00ALL 29SP | 300044 7MCCRED 345 345408 7OVERTON 345 1 | 766260 GEN-2020-007 345 766261 G20-007-TAP 345 1 | 0.06173 | Yes
GEN-2024-206 | 03 CENTRAL | G00ALL 29SP | 301809 7BARNET 345 344327 7LOOSECRK 345 1 | 766260 GEN-2020-007 345 766261 G20-007-TAP 345 1 | 0.06029 | Yes
GEN-2024-206 | 03 CENTRAL | G00ALL 29SP | 635200 RAUN 3 345 652564 SIOUXCY3 345 1 | Base Case | 0.11342 | Yes
GEN-2024-206 | 03 CENTRAL | G00ALL 29SP | 345435 7MAYWOOD 345 345992 7SPENCER 345 1 | Base Case | 0.06234 | Yes
GEN-2024-206 | 03 CENTRAL | G00ALL 29SP | 635018 NORTHBORO 3 345 635570 ORIENT 3 345 1 | Base Case | 0.06 | Yes
GEN-2024-206 | 03 CENTRAL | G00ALL 29SP | 635017 ATCHISON 3 345 640139 COOPER 3 345 1 | Base Case | 0.06 | Yes
GEN-2024-206 | 03 CENTRAL | G00ALL 29SP | 635017 ATCHISON 3 345 635018 NORTHBORO 3 345 1 | Base Case | 0.06 | Yes
GEN-2024-206 | 03 CENTRAL | G00ALL 29SP | 345230 7MONTGMRY 345 345992 7SPENCER 345 1 | Base Case | 0.06234 | Yes
GEN-2024-206 | 03 CENTRAL | G00ALL 29SP | 635200 RAUN 3 345 762779 G18-043 TAP 345 1 | Base Case | 0.07636 | Yes
GEN-2024-206 | 03 CENTRAL | G00ALL 29SP | 300044 7MCCRED 345 345408 7OVERTON 345 1 | Base Case | 0.06173 | Yes
GEN-2024-206 | 03 CENTRAL | G00ALL 29SP | 631193 HUNTLEY3 345 631197 LEDYARD3 345 1 | Base Case | 0.05409 | Yes
GEN-2024-206 | 03 CENTRAL | G00ALL 29SP | 635200 RAUN 3 345 645552 S3452 REACT3 345 1 | Base Case | 0.07843 | Yes
GEN-2024-206 | 03 CENTRAL | G00ALL 29SP | 635600 GRIMES 3 345 636003 BEAVER CRK 3 345 1 | Base Case | 0.06035 | Yes
GEN-2024-206 | 03 CENTRAL | G00ALL 29SP | 301809 7BARNET 345 344327 7LOOSECRK 345 1 | Base Case | 0.06029 | Yes
GEN-2024-206 | 03 CENTRAL | G00ALL 29SP | 345408 7OVERTON 345 541201 SIBLEY 7 345 1 | Base Case | 0.07716 | Yes
GEN-2024-206 | 03 CENTRAL | G00ALL 29SP | 300044 7MCCRED 345 345230 7MONTGMRY 345 1 | Base Case | 0.0683 | Yes
GEN-2024-206 | 03 CENTRAL | G00ALL 29SP | 636003 BEAVER CRK 3 345 636010 LEHIGH 3 345 1 | Base Case | 0.06035 | Yes
GEN-2024-206 | 03 CENTRAL | G00ALL 29SP | 300044 7MCCRED 345 345408 7OVERTON 345 1 | GEN-2020-007_POI_766261_Generator_outage | 0.06173 | Yes
GEN-2024-206 | 03 CENTRAL | G00ALL 29SP | 301809 7BARNET 345 344327 7LOOSECRK 345 1 | GEN-2020-007_POI_766261_Generator_outage | 0.06029 | Yes
GEN-2024-206 | 03 CENTRAL | G00ALL 29SP | 300044 7MCCRED 345 345230 7MONTGMRY 345 1 | GEN300003 1 | 0.0683 | Yes
GEN-2024-206 | 03 CENTRAL | G00ALL 29SP | 345408 7OVERTON 345 541201 SIBLEY 7 345 1 | GEN300003 1 | 0.07716 | Yes
GEN-2024-206 | 03 CENTRAL | G00ALL 29SP | 300044 7MCCRED 345 345230 7MONTGMRY 345 1 | GEN300003 1_Dup1 | 0.0683 | Yes
GEN-2024-206 | 03 CENTRAL | G00ALL 29SP | 345408 7OVERTON 345 541201 SIBLEY 7 345 1 | GEN300003 1_Dup1 | 0.07716 | Yes
GEN-2024-206 | 03 CENTRAL | G00ALL 29SP | 300044 7MCCRED 345 345408 7OVERTON 345 1 | GEN532751 1 | 0.06173 | Yes
GEN-2024-206 | 03 CENTRAL | G00ALL 29SP | 301809 7BARNET 345 344327 7LOOSECRK 345 1 | GEN532751 1 | 0.06029 | Yes
GEN-2024-206 | 03 CENTRAL | G00ALL 29SP | 300044 7MCCRED 345 345230 7MONTGMRY 345 1 | GEN532751 1 | 0.0683 | Yes
GEN-2024-206 | 03 CENTRAL | G00ALL 29SP | 345408 7OVERTON 345 541201 SIBLEY 7 345 1 | GEN532751 1 | 0.07716 | Yes
GEN-2024-206 | 03 CENTRAL | G00ALL 29SP | 300044 7MCCRED 345 345408 7OVERTON 345 1 | GEN532751 1_Dup1 | 0.06173 | Yes
GEN-2024-206 | 03 CENTRAL | G00ALL 29SP | 301809 7BARNET 345 344327 7LOOSECRK 345 1 | GEN532751 1_Dup1 | 0.06029 | Yes
GEN-2024-206 | 03 CENTRAL | G00ALL 29SP | 300044 7MCCRED 345 345230 7MONTGMRY 345 1 | GEN532751 1_Dup1 | 0.0683 | Yes
GEN-2024-206 | 03 CENTRAL | G00ALL 29SP | 345408 7OVERTON 345 541201 SIBLEY 7 345 1 | GEN532751 1_Dup1 | 0.07716 | Yes
GEN-2024-206 | 03 CENTRAL | G00ALL 29SP | 300044 7MCCRED 345 345408 7OVERTON 345 1 | GEN640009 1 | 0.06173 | Yes
GEN-2024-206 | 03 CENTRAL | G00ALL 29SP | 301809 7BARNET 345 344327 7LOOSECRK 345 1 | GEN640009 1 | 0.06029 | Yes
GEN-2024-206 | 03 CENTRAL | G00ALL 29SP | 300044 7MCCRED 345 345408 7OVERTON 345 1 | GEN640009 1_Dup1 | 0.06173 | Yes
GEN-2024-206 | 03 CENTRAL | G00ALL 29SP | 301809 7BARNET 345 344327 7LOOSECRK 345 1 | GEN640009 1_Dup1 | 0.06029 | Yes
GEN-2024-207 | 03 CENTRAL | G00ALL 29SP | 631193 HUNTLEY3 345 631197 LEDYARD3 345 1 | P11:20:XEL:PR_ISLD:31G | 0.0541 | Yes
GEN-2024-207 | 03 CENTRAL | G00ALL 29SP | 631193 HUNTLEY3 345 631197 LEDYARD3 345 1 | P11:20:XEL:PR_ISLD:32G | 0.0541 | Yes
GEN-2024-207 | 03 CENTRAL | G00ALL 29SP | 300044 7MCCRED 345 345230 7MONTGMRY 345 1 | P11:24:AECI:1THLG3:1::: | 0.06838 | Yes
GEN-2024-207 | 03 CENTRAL | G00ALL 29SP | 345408 7OVERTON 345 541201 SIBLEY 7 345 1 | P11:24:AECI:1THLG3:1::: | 0.07716 | Yes
GEN-2024-207 | 03 CENTRAL | G00ALL 29SP | 631193 HUNTLEY3 345 631197 LEDYARD3 345 1 | P11:24:XEL:SHERCO31G:1 | 0.0541 | Yes
GEN-2024-207 | 03 CENTRAL | G00ALL 29SP | 635200 RAUN 3 345 645552 S3452 REACT3 345 1 | P11:24:XEL:SHERCO31G:1 | 0.07843 | Yes
GEN-2024-207 | 03 CENTRAL | G00ALL 29SP | 631193 HUNTLEY3 345 631197 LEDYARD3 345 1 | P11:24:XEL:SHERCO32G:2 | 0.0541 | Yes
GEN-2024-207 | 03 CENTRAL | G00ALL 29SP | 345435 7MAYWOOD 345 345992 7SPENCER 345 1 | P11:26:XEL:SHERCO33G:3 | 0.06237 | Yes
GEN-2024-207 | 03 CENTRAL | G00ALL 29SP | 345230 7MONTGMRY 345 345992 7SPENCER 345 1 | P11:26:XEL:SHERCO33G:3 | 0.06237 | Yes
GEN-2024-207 | 03 CENTRAL | G00ALL 29SP | 635200 RAUN 3 345 762779 G18-043 TAP 345 1 | P11:26:XEL:SHERCO33G:3 | 0.07635 | Yes
GEN-2024-207 | 03 CENTRAL | G00ALL 29SP | 631193 HUNTLEY3 345 631197 LEDYARD3 345 1 | P11:26:XEL:SHERCO33G:3 | 0.0541 | Yes
GEN-2024-207 | 03 CENTRAL | G00ALL 29SP | 635200 RAUN 3 345 645552 S3452 REACT3 345 1 | P11:26:XEL:SHERCO33G:3 | 0.07843 | Yes
GEN-2024-207 | 03 CENTRAL | G00ALL 29SP | 345408 7OVERTON 345 541201 SIBLEY 7 345 1 | P11:345:AMMO::CALLAWAY:1 | 0.07716 | Yes
GEN-2024-207 | 03 CENTRAL | G00ALL 29SP | 300044 7MCCRED 345 345230 7MONTGMRY 345 1 | P11:345:AMMO::CALLAWAY:1 | 0.06838 | Yes
GEN-2024-207 | 03 CENTRAL | G00ALL 29SP | 635018 NORTHBORO 3 345 635570 ORIENT 3 345 1 | P11:345:MEC:GDMEC:3:ST | 0.05996 | Yes
GEN-2024-207 | 03 CENTRAL | G00ALL 29SP | 635017 ATCHISON 3 345 640139 COOPER 3 345 1 | P11:345:MEC:GDMEC:3:ST | 0.05996 | Yes
GEN-2024-207 | 03 CENTRAL | G00ALL 29SP | 635017 ATCHISON 3 345 635018 NORTHBORO 3 345 1 | P11:345:MEC:GDMEC:3:ST | 0.05996 | Yes
GEN-2024-207 | 03 CENTRAL | G00ALL 29SP | 635600 GRIMES 3 345 636003 BEAVER CRK 3 345 1 | P11:345:MEC:GDMEC:3:ST | 0.06035 | Yes
GEN-2024-207 | 03 CENTRAL | G00ALL 29SP | 345435 7MAYWOOD 345 345992 7SPENCER 345 1 | P11:345:MEC:LOUISA:1 | 0.06237 | Yes
GEN-2024-207 | 03 CENTRAL | G00ALL 29SP | 345230 7MONTGMRY 345 345992 7SPENCER 345 1 | P11:345:MEC:LOUISA:1 | 0.06237 | Yes
GEN-2024-207 | 03 CENTRAL | G00ALL 29SP | 635200 RAUN 3 345 762779 G18-043 TAP 345 1 | P11:345:MEC:NEAL:3 | 0.07635 | Yes
GEN-2024-207 | 03 CENTRAL | G00ALL 29SP | 635200 RAUN 3 345 645552 S3452 REACT3 345 1 | P11:345:MEC:NEAL:3 | 0.07843 | Yes
GEN-2024-207 | 03 CENTRAL | G00ALL 29SP | 635200 RAUN 3 345 762779 G18-043 TAP 345 1 | P11:345:MEC:NEAL:4 | 0.07635 | Yes
GEN-2024-207 | 03 CENTRAL | G00ALL 29SP | 635200 RAUN 3 345 645552 S3452 REACT3 345 1 | P11:345:MEC:NEAL:4 | 0.07843 | Yes
GEN-2024-207 | 03 CENTRAL | G00ALL 29SP | 300044 7MCCRED 345 345408 7OVERTON 345 1 | P11:345:WERE:WOLFU1-GEN:EHV: | 0.06174 | Yes
GEN-2024-207 | 03 CENTRAL | G00ALL 29SP | 301809 7BARNET 345 344327 7LOOSECRK 345 1 | P11:345:WERE:WOLFU1-GEN:EHV: | 0.06031 | Yes
GEN-2024-207 | 03 CENTRAL | G00ALL 29SP | 345435 7MAYWOOD 345 345992 7SPENCER 345 1 | P12:161:AECI-AMMO:THHILL:ADR:1,CASC_R1:: | 0.07004 | Yes
GEN-2024-207 | 03 CENTRAL | G00ALL 29SP | 345230 7MONTGMRY 345 345992 7SPENCER 345 1 | P12:161:AECI-AMMO:THHILL:ADR:1,CASC_R1:: | 0.07004 | Yes
GEN-2024-207 | 03 CENTRAL | G00ALL 29SP | 345435 7MAYWOOD 345 345992 7SPENCER 345 1 | P12:161:AECI-AMMO:THHILL:ADR:1:: | 0.07004 | Yes
GEN-2024-207 | 03 CENTRAL | G00ALL 29SP | 345230 7MONTGMRY 345 345992 7SPENCER 345 1 | P12:161:AECI-AMMO:THHILL:ADR:1:: | 0.07004 | Yes
GEN-2024-207 | 03 CENTRAL | G00ALL 29SP | 301809 7BARNET 345 344327 7LOOSECRK 345 1 | P12:161:AMMO::LOOSECREEK:MARIOSADELTA1:HV: | 0.06274 | Yes
GEN-2024-207 | 03 CENTRAL | G00ALL 29SP | 345435 7MAYWOOD 345 345992 7SPENCER 345 1 | P12:161:AMMO-AECI::THOMASHILL:ADAIR:HV | 0.07004 | Yes
GEN-2024-207 | 03 CENTRAL | G00ALL 29SP | 345230 7MONTGMRY 345 345992 7SPENCER 345 1 | P12:161:AMMO-AECI::THOMASHILL:ADAIR:HV | 0.07004 | Yes
GEN-2024-207 | 03 CENTRAL | G00ALL 29SP | 345435 7MAYWOOD 345 345992 7SPENCER 345 1 | P12:161:AMMO-AECI::THOMASHILL:ADAIR1:HV: | 0.07004 | Yes
GEN-2024-207 | 03 CENTRAL | G00ALL 29SP | 345230 7MONTGMRY 345 345992 7SPENCER 345 1 | P12:161:AMMO-AECI::THOMASHILL:ADAIR1:HV: | 0.07004 | Yes
GEN-2024-207 | 03 CENTRAL | G00ALL 29SP | 602004 SPLT RK4 230 652523 SIOUXFL4 230 1 | P12:230.0:UMZ:# N-1 #:: LINE PAHOJA__-BE4-EAGLE___-NI4-1 :HV: | 0.06317 | Yes
GEN-2024-207 | 03 CENTRAL | G00ALL 29SP | 603016 SPLT RK7 115 996521 SPLT RK4 115 7 | P12:230.0:UMZ:# N-1 #:: LINE PAHOJA__-BE4-EAGLE___-NI4-1 :HV: | 0.06317 | Yes
GEN-2024-207 | 03 CENTRAL | G00ALL 29SP | 602004 SPLT RK4 230 996521 SPLT RK4 115 7 | P12:230.0:UMZ:# N-1 #:: LINE PAHOJA__-BE4-EAGLE___-NI4-1 :HV: | 0.06317 | Yes
GEN-2024-207 | 03 CENTRAL | G00ALL 29SP | 601006 SPLT RK3 345 652864 SIOUXCY-LNX3 345 1 | P12:230.0:UMZ:# N-1 #:: LINE SIOUXCY2-EAGLE___-NI4-1 :HV: | 0.05407 | Yes
GEN-2024-207 | 03 CENTRAL | G00ALL 29SP | 602004 SPLT RK4 230 652523 SIOUXFL4 230 1 | P12:230.0:UMZ:# N-1 #:: LINE SIOUXCY2-EAGLE___-NI4-1 :HV: | 0.05402 | Yes
GEN-2024-207 | 03 CENTRAL | G00ALL 29SP | 603016 SPLT RK7 115 996521 SPLT RK4 115 7 | P12:230.0:UMZ:# N-1 #:: LINE SIOUXCY2-EAGLE___-NI4-1 :HV: | 0.05402 | Yes
GEN-2024-207 | 03 CENTRAL | G00ALL 29SP | 602004 SPLT RK4 230 996521 SPLT RK4 115 7 | P12:230.0:UMZ:# N-1 #:: LINE SIOUXCY2-EAGLE___-NI4-1 :HV: | 0.05402 | Yes
GEN-2024-207 | 03 CENTRAL | G00ALL 29SP | 602004 SPLT RK4 230 652523 SIOUXFL4 230 1 | P12:230.0:UMZ:# N-1 #:: LINE SIOUXCY4-RASMUSN-ER4-1 :HV: | 0.05419 | Yes
GEN-2024-207 | 03 CENTRAL | G00ALL 29SP | 603016 SPLT RK7 115 996521 SPLT RK4 115 7 | P12:230.0:UMZ:# N-1 #:: LINE SIOUXCY4-RASMUSN-ER4-1 :HV: | 0.05419 | Yes
GEN-2024-207 | 03 CENTRAL | G00ALL 29SP | 602004 SPLT RK4 230 996521 SPLT RK4 115 7 | P12:230.0:UMZ:# N-1 #:: LINE SIOUXCY4-RASMUSN-ER4-1 :HV: | 0.05419 | Yes
GEN-2024-207 | 03 CENTRAL | G00ALL 29SP | 602004 SPLT RK4 230 652523 SIOUXFL4 230 1 | P12:230.0:UMZ:# N-1 #:: LINE SIOUXFL4-PAHOJA__-BE4-1 :HV: | 0.06317 | Yes
GEN-2024-207 | 03 CENTRAL | G00ALL 29SP | 603016 SPLT RK7 115 996521 SPLT RK4 115 7 | P12:230.0:UMZ:# N-1 #:: LINE SIOUXFL4-PAHOJA__-BE4-1 :HV: | 0.06317 | Yes
GEN-2024-207 | 03 CENTRAL | G00ALL 29SP | 602004 SPLT RK4 230 996521 SPLT RK4 115 7 | P12:230.0:UMZ:# N-1 #:: LINE SIOUXFL4-PAHOJA__-BE4-1 :HV: | 0.06317 | Yes
GEN-2024-207 | 03 CENTRAL | G00ALL 29SP | 602004 SPLT RK4 230 652523 SIOUXFL4 230 1 | P12:230.0:UMZ:# N-1 #:: LINE UTICAJC4-RASMUSN-ER4-1 :HV: | 0.05419 | Yes
GEN-2024-207 | 03 CENTRAL | G00ALL 29SP | 603016 SPLT RK7 115 996521 SPLT RK4 115 7 | P12:230.0:UMZ:# N-1 #:: LINE UTICAJC4-RASMUSN-ER4-1 :HV: | 0.05419 | Yes
GEN-2024-207 | 03 CENTRAL | G00ALL 29SP | 602004 SPLT RK4 230 996521 SPLT RK4 115 7 | P12:230.0:UMZ:# N-1 #:: LINE UTICAJC4-RASMUSN-ER4-1 :HV: | 0.05419 | Yes
GEN-2024-207 | 03 CENTRAL | G00ALL 29SP | 345408 7OVERTON 345 541201 SIBLEY 7 345 1 | P12:25:EES:7CALAWY 1:1CAL G1:1:HV: | 0.07716 | Yes
GEN-2024-207 | 03 CENTRAL | G00ALL 29SP | 631138 LAKEFLD3 345 635368 OBRIEN 3 345 1 | P12:345.0:UMZ:# N-1 #:: LINE RAUN 3-SIOUXCY3-1 :EHV: | 0.05786 | Yes
GEN-2024-207 | 03 CENTRAL | G00ALL 29SP | 635223 PLYMOUTH 5 161 652566 SIOUXCY5 161 1 | P12:345.0:UMZ:# N-1 #:: LINE RAUN 3-SIOUXCY3-1 :EHV: | 0.07226 | Yes
GEN-2024-207 | 03 CENTRAL | G00ALL 29SP | 631138 LAKEFLD3 345 635368 OBRIEN 3 345 1 | P12:345.0:UMZ:# N-1 #:: LINE SIOUXCY3-SIOUXCY-LNX3-Z :EHV: | 0.05497 | Yes
GEN-2024-207 | 03 CENTRAL | G00ALL 29SP | 601034 NOBLES 3 345 631138 LAKEFLD3 345 1 | P12:345.0:UMZ:# N-1 #:: LINE SIOUXCY3-SIOUXCY-LNX3-Z :EHV: | 0.05428 | Yes
GEN-2024-207 | 03 CENTRAL | G00ALL 29SP | 631138 LAKEFLD3 345 635368 OBRIEN 3 345 1 | P12:345.0:UMZ:# N-1 #:: LINE SPLT RK3-SIOUXCY-LNX3-1 :EHV: | 0.05497 | Yes
GEN-2024-207 | 03 CENTRAL | G00ALL 29SP | 601034 NOBLES 3 345 631138 LAKEFLD3 345 1 | P12:345.0:UMZ:# N-1 #:: LINE SPLT RK3-SIOUXCY-LNX3-1 :EHV: | 0.05428 | Yes
GEN-2024-207 | 03 CENTRAL | G00ALL 29SP | 300044 7MCCRED 345 345408 7OVERTON 345 1 | P12:345:AECI::MCCREDIE:KINGDOMCITY:EHV | 0.06114 | Yes
GEN-2024-207 | 03 CENTRAL | G00ALL 29SP | 300044 7MCCRED 345 345230 7MONTGMRY 345 1 | P12:345:AECI::MCCREDIE:THOMASHILL:EHV | 0.0649 | Yes
GEN-2024-207 | 03 CENTRAL | G00ALL 29SP | 300044 7MCCRED 345 345230 7MONTGMRY 345 1 | P12:345:AECI:MCCREDIE:TH_HILL:1:: | 0.0649 | Yes
GEN-2024-207 | 03 CENTRAL | G00ALL 29SP | 345435 7MAYWOOD 345 345992 7SPENCER 345 1 | P12:345:AECI-AMMO:BLL:MONTGUE:1:: | 0.06539 | Yes
GEN-2024-207 | 03 CENTRAL | G00ALL 29SP | 345230 7MONTGMRY 345 345992 7SPENCER 345 1 | P12:345:AECI-AMMO:BLL:MONTGUE:1:: | 0.06539 | Yes
GEN-2024-207 | 03 CENTRAL | G00ALL 29SP | 344224 7CALAWY 1 345 344327 7LOOSECRK 345 1 | P12:345:AECI-AMMO:FRANKS:BLAND:1:: | 0.05163 | Yes
GEN-2024-207 | 03 CENTRAL | G00ALL 29SP | 345408 7OVERTON 345 541201 SIBLEY 7 345 1 | P12:345:AECI-AMMO:MCCRD:OVRTN:1,CASC_R1:: | 0.06545 | Yes
GEN-2024-207 | 03 CENTRAL | G00ALL 29SP | 344224 7CALAWY 1 345 344327 7LOOSECRK 345 1 | P12:345:AMMO::BLAND:FRANKS:EHV | 0.05163 | Yes
GEN-2024-207 | 03 CENTRAL | G00ALL 29SP | 344224 7CALAWY 1 345 344327 7LOOSECRK 345 1 | P12:345:AMMO::BLAND:FRANKS3:EHV: | 0.05163 | Yes
GEN-2024-207 | 03 CENTRAL | G00ALL 29SP | 345435 7MAYWOOD 345 345992 7SPENCER 345 1 | P12:345:AMMO::CALLAWAY:LOOSECREEK:EHV | 0.05877 | Yes
GEN-2024-207 | 03 CENTRAL | G00ALL 29SP | 345230 7MONTGMRY 345 345992 7SPENCER 345 1 | P12:345:AMMO::CALLAWAY:LOOSECREEK:EHV | 0.05877 | Yes
GEN-2024-207 | 03 CENTRAL | G00ALL 29SP | 300044 7MCCRED 345 345408 7OVERTON 345 1 | P12:345:AMMO::CALLAWAY:LOOSECREEK:EHV | 0.07054 | Yes
GEN-2024-207 | 03 CENTRAL | G00ALL 29SP | 300044 7MCCRED 345 345230 7MONTGMRY 345 1 | P12:345:AMMO::CALLAWAY:LOOSECREEK:EHV | 0.07984 | Yes
GEN-2024-207 | 03 CENTRAL | G00ALL 29SP | 345435 7MAYWOOD 345 345992 7SPENCER 345 1 | P12:345:AMMO::CALLAWAY:LOOSECREEK1:EHV: | 0.05877 | Yes
GEN-2024-207 | 03 CENTRAL | G00ALL 29SP | 345230 7MONTGMRY 345 345992 7SPENCER 345 1 | P12:345:AMMO::CALLAWAY:LOOSECREEK1:EHV: | 0.05877 | Yes
GEN-2024-207 | 03 CENTRAL | G00ALL 29SP | 300044 7MCCRED 345 345408 7OVERTON 345 1 | P12:345:AMMO::CALLAWAY:LOOSECREEK1:EHV: | 0.07054 | Yes
GEN-2024-207 | 03 CENTRAL | G00ALL 29SP | 300044 7MCCRED 345 345230 7MONTGMRY 345 1 | P12:345:AMMO::CALLAWAY:LOOSECREEK1:EHV: | 0.07984 | Yes
GEN-2024-207 | 03 CENTRAL | G00ALL 29SP | 301809 7BARNET 345 344327 7LOOSECRK 345 1 | P12:345:AMMO::LOOSECREEK:FRANKS:EHV | 0.05447 | Yes
GEN-2024-207 | 03 CENTRAL | G00ALL 29SP | 301809 7BARNET 345 344327 7LOOSECRK 345 1 | P12:345:AMMO::LOOSECREEK:FRANKS1:EHV: | 0.05447 | Yes
GEN-2024-207 | 03 CENTRAL | G00ALL 29SP | 301809 7BARNET 345 344327 7LOOSECRK 345 1 | P12:345:AMMO::LOOSECREEK:MARIOSADELTA:HV | 0.06274 | Yes
GEN-2024-207 | 03 CENTRAL | G00ALL 29SP | 300044 7MCCRED 345 345408 7OVERTON 345 1 | P12:345:AMMO::MAYWOOD:SPENCERCREEK:EHV | 0.05596 | Yes
GEN-2024-207 | 03 CENTRAL | G00ALL 29SP | 300044 7MCCRED 345 345230 7MONTGMRY 345 1 | P12:345:AMMO::MAYWOOD:SPENCERCREEK:EHV | 0.05401 | Yes
GEN-2024-207 | 03 CENTRAL | G00ALL 29SP | 300044 7MCCRED 345 345408 7OVERTON 345 1 | P12:345:AMMO::MAYWOOD:SPENCERCREEK4590:EHV: | 0.05596 | Yes
GEN-2024-207 | 03 CENTRAL | G00ALL 29SP | 300044 7MCCRED 345 345230 7MONTGMRY 345 1 | P12:345:AMMO::MAYWOOD:SPENCERCREEK4590:EHV: | 0.05401 | Yes
GEN-2024-207 | 03 CENTRAL | G00ALL 29SP | 345435 7MAYWOOD 345 345992 7SPENCER 345 1 | P12:345:AMMO-AECI::BELLEAU:MONTGOMERY:HV | 0.06539 | Yes
GEN-2024-207 | 03 CENTRAL | G00ALL 29SP | 345230 7MONTGMRY 345 345992 7SPENCER 345 1 | P12:345:AMMO-AECI::BELLEAU:MONTGOMERY:HV | 0.06539 | Yes
GEN-2024-207 | 03 CENTRAL | G00ALL 29SP | 345435 7MAYWOOD 345 345992 7SPENCER 345 1 | P12:345:AMMO-AECI::BELLEAU:MONTGOMERY6:EHV: | 0.06539 | Yes
GEN-2024-207 | 03 CENTRAL | G00ALL 29SP | 345230 7MONTGMRY 345 345992 7SPENCER 345 1 | P12:345:AMMO-AECI::BELLEAU:MONTGOMERY6:EHV: | 0.06539 | Yes
GEN-2024-207 | 03 CENTRAL | G00ALL 29SP | 345408 7OVERTON 345 541201 SIBLEY 7 345 1 | P12:345:AMMO-AECI::MCCREDIE:OVERTON:EHV | 0.06545 | Yes
GEN-2024-207 | 03 CENTRAL | G00ALL 29SP | 345408 7OVERTON 345 541201 SIBLEY 7 345 1 | P12:345:AMMO-AECI::MCCREDIE:OVERTON5475:EHV: | 0.06545 | Yes
GEN-2024-207 | 03 CENTRAL | G00ALL 29SP | 345435 7MAYWOOD 345 345445 7SKNKRVR 345 1 | P12:345:AMMO-ALTW::HUGHES:OTTUMWA:EHV | 0.05061 | Yes
GEN-2024-207 | 03 CENTRAL | G00ALL 29SP | 345435 7MAYWOOD 345 345445 7SKNKRVR 345 1 | P12:345:AMMO-ALTW::HUGHES:OTTUMWA5325:EHV: | 0.05061 | Yes
GEN-2024-207 | 03 CENTRAL | G00ALL 29SP | 631138 LAKEFLD3 345 635368 OBRIEN 3 345 1 | P12:345:ITCM-MEC:LEDYARD:KOSSUTH:1 | 0.05339 | Yes
GEN-2024-207 | 03 CENTRAL | G00ALL 29SP | 345445 7SKNKRVR 345 636645 SUB T HSK 3 345 1 | P12:345:ITCM-MEC:OTTUMWA:MONTEZUMA:1 | 0.05333 | Yes
GEN-2024-207 | 03 CENTRAL | G00ALL 29SP | 635018 NORTHBORO 3 345 635570 ORIENT 3 345 1 | P12:345:MEC:ARBOR HILL:FALLOW AVE:1 | 0.06064 | Yes
GEN-2024-207 | 03 CENTRAL | G00ALL 29SP | 635017 ATCHISON 3 345 640139 COOPER 3 345 1 | P12:345:MEC:ARBOR HILL:FALLOW AVE:1 | 0.06064 | Yes
GEN-2024-207 | 03 CENTRAL | G00ALL 29SP | 635017 ATCHISON 3 345 635018 NORTHBORO 3 345 1 | P12:345:MEC:ARBOR HILL:FALLOW AVE:1 | 0.06064 | Yes
GEN-2024-207 | 03 CENTRAL | G00ALL 29SP | 635200 RAUN 3 345 762779 G18-043 TAP 345 1 | P12:345:MEC:ARBOR HILL:FALLOW AVE:1 | 0.0768 | Yes
GEN-2024-207 | 03 CENTRAL | G00ALL 29SP | 635600 GRIMES 3 345 636003 BEAVER CRK 3 345 1 | P12:345:MEC:ARBOR HILL:FALLOW AVE:1 | 0.05952 | Yes
GEN-2024-207 | 03 CENTRAL | G00ALL 29SP | 635200 RAUN 3 345 645552 S3452 REACT3 345 1 | P12:345:MEC:ARBOR HILL:FALLOW AVE:1 | 0.07889 | Yes
GEN-2024-207 | 03 CENTRAL | G00ALL 29SP | 635200 RAUN 3 345 652564 SIOUXCY3 345 1 | P12:345:MEC:CHEROKEE:HIGHLAND:1 | 0.12203 | Yes
GEN-2024-207 | 03 CENTRAL | G00ALL 29SP | 601006 SPLT RK3 345 652864 SIOUXCY-LNX3 345 1 | P12:345:MEC:CHEROKEE:HIGHLAND:1 | 0.05219 | Yes
GEN-2024-207 | 03 CENTRAL | G00ALL 29SP | 635999 IRVINGTON3 345 636000 WEBSTER3 345 1 | P12:345:MEC:GARD AVE:LEHIGH:1REACTOR:EHV: | 0.05107 | Yes
GEN-2024-207 | 03 CENTRAL | G00ALL 29SP | 635369 KOSSUTH 3 345 635999 IRVINGTON3 345 1 | P12:345:MEC:GARD AVE:LEHIGH:1REACTOR:EHV: | 0.05107 | Yes
GEN-2024-207 | 03 CENTRAL | G00ALL 29SP | 635999 IRVINGTON3 345 636000 WEBSTER3 345 1 | P12:345:MEC:IDA CO:GARD AVE:1 | 0.05107 | Yes
GEN-2024-207 | 03 CENTRAL | G00ALL 29SP | 635369 KOSSUTH 3 345 635999 IRVINGTON3 345 1 | P12:345:MEC:IDA CO:GARD AVE:1 | 0.05107 | Yes
GEN-2024-207 | 03 CENTRAL | G00ALL 29SP | 635200 RAUN 3 345 652564 SIOUXCY3 345 1 | P12:345:MEC:OBRIEN:HIGHLAND:1REACTOR:EHV: | 0.12203 | Yes
GEN-2024-207 | 03 CENTRAL | G00ALL 29SP | 601006 SPLT RK3 345 652864 SIOUXCY-LNX3 345 1 | P12:345:MEC:OBRIEN:HIGHLAND:1REACTOR:EHV: | 0.05219 | Yes
GEN-2024-207 | 03 CENTRAL | G00ALL 29SP | 635018 NORTHBORO 3 345 635570 ORIENT 3 345 1 | P12:345:MEC:PONY CRK:ROLL HILLS:1 | 0.05655 | Yes
GEN-2024-207 | 03 CENTRAL | G00ALL 29SP | 635017 ATCHISON 3 345 640139 COOPER 3 345 1 | P12:345:MEC:PONY CRK:ROLL HILLS:1 | 0.05655 | Yes
GEN-2024-207 | 03 CENTRAL | G00ALL 29SP | 635017 ATCHISON 3 345 635018 NORTHBORO 3 345 1 | P12:345:MEC:PONY CRK:ROLL HILLS:1 | 0.05655 | Yes
GEN-2024-207 | 03 CENTRAL | G00ALL 29SP | 635018 NORTHBORO 3 345 635570 ORIENT 3 345 1 | P12:345:MEC:ROLL HILLS:ORIENT:1 | 0.05655 | Yes
GEN-2024-207 | 03 CENTRAL | G00ALL 29SP | 635017 ATCHISON 3 345 640139 COOPER 3 345 1 | P12:345:MEC:ROLL HILLS:ORIENT:1 | 0.05655 | Yes
GEN-2024-207 | 03 CENTRAL | G00ALL 29SP | 635017 ATCHISON 3 345 635018 NORTHBORO 3 345 1 | P12:345:MEC:ROLL HILLS:ORIENT:1 | 0.05655 | Yes
GEN-2024-207 | 03 CENTRAL | G00ALL 29SP | 635200 RAUN 3 345 652564 SIOUXCY3 345 1 | P12:345:MEC-ITCM:OBRIEN:LAKEFIELD:1REACTOR:EHV: | 0.12172 | Yes
GEN-2024-207 | 03 CENTRAL | G00ALL 29SP | 601006 SPLT RK3 345 652864 SIOUXCY-LNX3 345 1 | P12:345:MEC-ITCM:OBRIEN:LAKEFIELD:1REACTOR:EHV: | 0.05432 | Yes
GEN-2024-207 | 03 CENTRAL | G00ALL 29SP | 631193 HUNTLEY3 345 631197 LEDYARD3 345 1 | P12:345:MEC-ITCM:OBRIEN:LAKEFIELD:1REACTOR:EHV: | 0.07179 | Yes
GEN-2024-207 | 03 CENTRAL | G00ALL 29SP | 631138 LAKEFLD3 345 635368 OBRIEN 3 345 1 | P12:345:MEC-WAPA:RAUN:SIOUXCY:1 | 0.05786 | Yes
GEN-2024-207 | 03 CENTRAL | G00ALL 29SP | 635223 PLYMOUTH 5 161 652566 SIOUXCY5 161 1 | P12:345:MEC-WAPA:RAUN:SIOUXCY:1 | 0.07226 | Yes
GEN-2024-207 | 03 CENTRAL | G00ALL 29SP | 635200 RAUN 3 345 762779 G18-043 TAP 345 1 | P12:345:NPPD:L3521::NW68&HOLDREGE.COLUMBUSEAST.CKT1:: | 0.0855 | Yes
GEN-2024-207 | 03 CENTRAL | G00ALL 29SP | 635200 RAUN 3 345 645552 S3452 REACT3 345 1 | P12:345:NPPD:L3521::NW68&HOLDREGE.COLUMBUSEAST.CKT1:: | 0.08792 | Yes
GEN-2024-207 | 03 CENTRAL | G00ALL 29SP | 601003 PR ISLD3 345 601039 NROC 3 345 1 | P12:345:XEL:ASK-ECL | 0.05104 | Yes
GEN-2024-207 | 03 CENTRAL | G00ALL 29SP | 601048 LYON CO 3 345 601087 STEEP BK LK3 345 2 | P12:345:XEL:LYONCO3:HAWKSNEST3:1 | 0.05501 | Yes
GEN-2024-207 | 03 CENTRAL | G00ALL 29SP | 631138 LAKEFLD3 345 635368 OBRIEN 3 345 1 | P12:345:XEL-WAPA:SPLTRK3:SIOUXCY-LNX3:1 | 0.05497 | Yes
GEN-2024-207 | 03 CENTRAL | G00ALL 29SP | 601034 NOBLES 3 345 631138 LAKEFLD3 345 1 | P12:345:XEL-WAPA:SPLTRK3:SIOUXCY-LNX3:1 | 0.05428 | Yes
GEN-2024-207 | 03 CENTRAL | G00ALL 29SP | 301809 7BARNET 345 344327 7LOOSECRK 345 1 | P13:161-345:AMMO::MARIOSA:1 | 0.06274 | Yes
GEN-2024-207 | 03 CENTRAL | G00ALL 29SP | 631193 HUNTLEY3 345 631197 LEDYARD3 345 1 | P13:345:XEL:MNTCE31G:MNTCELO3:1 | 0.0541 | Yes
GEN-2024-207 | 03 CENTRAL | G00ALL 29SP | 631193 HUNTLEY3 345 631197 LEDYARD3 345 1 | P13:345:XEL:PRIS31G:PRISLD3:1 | 0.0541 | Yes
GEN-2024-207 | 03 CENTRAL | G00ALL 29SP | 631193 HUNTLEY3 345 631197 LEDYARD3 345 1 | P13:345:XEL:PRIS32G:PRISLD3:2 | 0.0541 | Yes
GEN-2024-207 | 03 CENTRAL | G00ALL 29SP | 601006 SPLT RK3 345 652864 SIOUXCY-LNX3 345 1 | P13:345-230.0:UMZ:# N-1 #:: 3WND SIOUXCY3-SIOUXCY2-SIOUXC29-1 652_ SC2 KU1B_:EHV: | 0.063 | Yes
GEN-2024-207 | 03 CENTRAL | G00ALL 29SP | 602004 SPLT RK4 230 652523 SIOUXFL4 230 1 | P13:345-230.0:UMZ:# N-1 #:: 3WND SIOUXCY3-SIOUXCY2-SIOUXC29-1 652_ SC2 KU1B_:EHV: | 0.05379 | Yes
GEN-2024-207 | 03 CENTRAL | G00ALL 29SP | 603016 SPLT RK7 115 996521 SPLT RK4 115 7 | P13:345-230.0:UMZ:# N-1 #:: 3WND SIOUXCY3-SIOUXCY2-SIOUXC29-1 652_ SC2 KU1B_:EHV: | 0.05379 | Yes
GEN-2024-207 | 03 CENTRAL | G00ALL 29SP | 602004 SPLT RK4 230 996521 SPLT RK4 115 7 | P13:345-230.0:UMZ:# N-1 #:: 3WND SIOUXCY3-SIOUXCY2-SIOUXC29-1 652_ SC2 KU1B_:EHV: | 0.05379 | Yes
GEN-2024-207 | 03 CENTRAL | G00ALL 29SP | 635200 RAUN 3 345 652564 SIOUXCY3 345 1 | P14:345:ITCM-MEC:LAKEFLD-OBRIEN 50MVAR:MN-SS | 0.12172 | Yes
GEN-2024-207 | 03 CENTRAL | G00ALL 29SP | 601006 SPLT RK3 345 652864 SIOUXCY-LNX3 345 1 | P14:345:ITCM-MEC:LAKEFLD-OBRIEN 50MVAR:MN-SS | 0.05432 | Yes
GEN-2024-207 | 03 CENTRAL | G00ALL 29SP | 631193 HUNTLEY3 345 631197 LEDYARD3 345 1 | P14:345:ITCM-MEC:LAKEFLD-OBRIEN 50MVAR:MN-SS | 0.07179 | Yes
GEN-2024-207 | 03 CENTRAL | G00ALL 29SP | 300044 7MCCRED 345 345230 7MONTGMRY 345 1 | P21:345:AECI:THOMHL:THOMHLGSU3:1:: | 0.06838 | Yes
GEN-2024-207 | 03 CENTRAL | G00ALL 29SP | 345408 7OVERTON 345 541201 SIBLEY 7 345 1 | P21:345:AECI:THOMHL:THOMHLGSU3:1:: | 0.07716 | Yes
GEN-2024-207 | 03 CENTRAL | G00ALL 29SP | 345408 7OVERTON 345 541201 SIBLEY 7 345 1 | P23:345:AECI:7BLACKBERRY:6_2::: | 0.07759 | Yes
GEN-2024-207 | 03 CENTRAL | G00ALL 29SP | 345408 7OVERTON 345 541201 SIBLEY 7 345 1 | P23:345:AECI:7BLACKBERRY:6_3::: | 0.07759 | Yes
GEN-2024-207 | 03 CENTRAL | G00ALL 29SP | 345408 7OVERTON 345 541201 SIBLEY 7 345 1 | P23:345:AECI:7BLACKBERRY:653::: | 0.07745 | Yes
GEN-2024-207 | 03 CENTRAL | G00ALL 29SP | 344224 7CALAWY 1 345 344327 7LOOSECRK 345 1 | P23:345:AECI:7FRANKS:985,CASC_R1::: | 0.05136 | Yes
GEN-2024-207 | 03 CENTRAL | G00ALL 29SP | 344224 7CALAWY 1 345 344327 7LOOSECRK 345 1 | P23:345:AECI:7FRANKS:985::: | 0.05136 | Yes
GEN-2024-207 | 03 CENTRAL | G00ALL 29SP | 301809 7BARNET 345 344327 7LOOSECRK 345 1 | P23:345:AECI:7FRANKS:994::: | 0.05417 | Yes
GEN-2024-207 | 03 CENTRAL | G00ALL 29SP | 345408 7OVERTON 345 541201 SIBLEY 7 345 1 | P23:345:AECI:7MCCRED:312::: | 0.06554 | Yes
GEN-2024-207 | 03 CENTRAL | G00ALL 29SP | 345408 7OVERTON 345 541201 SIBLEY 7 345 1 | P23:345:AECI:7MCCRED:322::: | 0.06755 | Yes
GEN-2024-207 | 03 CENTRAL | G00ALL 29SP | 344224 7CALAWY 1 345 345230 7MONTGMRY 345 2 | P23:345:AMMO:::12MONTGOMERY:EHV: | 0.05155 | Yes
GEN-2024-207 | 03 CENTRAL | G00ALL 29SP | 345435 7MAYWOOD 345 345992 7SPENCER 345 1 | P23:345:AMMO:::20LOOSECREEK:EHV: | 0.05798 | Yes
GEN-2024-207 | 03 CENTRAL | G00ALL 29SP | 300044 7MCCRED 345 345408 7OVERTON 345 1 | P23:345:AMMO:::20LOOSECREEK:EHV: | 0.08028 | Yes
GEN-2024-207 | 03 CENTRAL | G00ALL 29SP | 300044 7MCCRED 345 345230 7MONTGMRY 345 1 | P23:345:AMMO:::20LOOSECREEK:EHV: | 0.09051 | Yes
GEN-2024-207 | 03 CENTRAL | G00ALL 29SP | 300044 7MCCRED 345 345230 7MONTGMRY 345 1 | P23:345:AMMO:::24SPENCERCREEK:EHV: | 0.05401 | Yes
GEN-2024-207 | 03 CENTRAL | G00ALL 29SP | 300044 7MCCRED 345 345408 7OVERTON 345 1 | P23:345:AMMO:::40MAYWOOD:EHV: | 0.05596 | Yes
GEN-2024-207 | 03 CENTRAL | G00ALL 29SP | 300044 7MCCRED 345 345230 7MONTGMRY 345 1 | P23:345:AMMO:::40MAYWOOD:EHV: | 0.05401 | Yes
GEN-2024-207 | 03 CENTRAL | G00ALL 29SP | 345435 7MAYWOOD 345 345445 7SKNKRVR 345 1 | P23:345:AMMO::HUGHES:V1:EHV: | 0.05061 | Yes
GEN-2024-207 | 03 CENTRAL | G00ALL 29SP | 345435 7MAYWOOD 345 345445 7SKNKRVR 345 1 | P23:345:AMMO::HUGHES:V5:EHV: | 0.05061 | Yes
GEN-2024-207 | 03 CENTRAL | G00ALL 29SP | 631138 LAKEFLD3 345 635368 OBRIEN 3 345 1 | P23:345:ITCM:HUNTLEY3 3659:IA-MVP::EHV: | 0.06322 | Yes
GEN-2024-207 | 03 CENTRAL | G00ALL 29SP | 601039 NROC 3 345 613060 BYRON 3 345 1 | P23:345:ITCM:HUNTLEY3 3659:IA-MVP::EHV: | 0.05096 | Yes
GEN-2024-207 | 03 CENTRAL | G00ALL 29SP | 635200 RAUN 3 345 652564 SIOUXCY3 345 1 | P23:345:ITCM:LAKEFLD 885:MN::EHV: | 0.12251 | Yes
GEN-2024-207 | 03 CENTRAL | G00ALL 29SP | 601006 SPLT RK3 345 652864 SIOUXCY-LNX3 345 1 | P23:345:ITCM:LAKEFLD 885:MN::EHV: | 0.05526 | Yes
GEN-2024-207 | 03 CENTRAL | G00ALL 29SP | 631193 HUNTLEY3 345 631197 LEDYARD3 345 1 | P23:345:ITCM:LAKEFLD 885:MN::EHV: | 0.07149 | Yes
GEN-2024-207 | 03 CENTRAL | G00ALL 29SP | 631138 LAKEFLD3 345 635368 OBRIEN 3 345 1 | P23:345:ITCM:LEDYARD3 5074:IA-MVP::EHV: | 0.06204 | Yes
GEN-2024-207 | 03 CENTRAL | G00ALL 29SP | 631138 LAKEFLD3 345 635368 OBRIEN 3 345 1 | P23:345:ITCM:LEDYARD3 5075:IA-MVP::EHV: | 0.06204 | Yes
GEN-2024-207 | 03 CENTRAL | G00ALL 29SP | 631138 LAKEFLD3 345 635368 OBRIEN 3 345 1 | P23:345:ITCM:LEDYARD3 5076:IA-MVP::EHV: | 0.05339 | Yes
GEN-2024-207 | 03 CENTRAL | G00ALL 29SP | 631148 MORGN VLLY 3 345 636420 TIFFIN 3 345 1 | P23:345:ITCM:ROCK CK3 XX1:IA-EC::EHV: | 0.05086 | Yes
GEN-2024-207 | 03 CENTRAL | G00ALL 29SP | 345445 7SKNKRVR 345 636645 SUB T HSK 3 345 1 | P23:345:ITCM-MEC:MNTZUMA3 901-902-903:IA-SW::EHV: | 0.05177 | Yes
GEN-2024-207 | 03 CENTRAL | G00ALL 29SP | 635018 NORTHBORO 3 345 635570 ORIENT 3 345 1 | P23:345:MEC:ARBOR HILL:901::EHV: | 0.06064 | Yes
GEN-2024-207 | 03 CENTRAL | G00ALL 29SP | 635017 ATCHISON 3 345 640139 COOPER 3 345 1 | P23:345:MEC:ARBOR HILL:901::EHV: | 0.06064 | Yes
GEN-2024-207 | 03 CENTRAL | G00ALL 29SP | 635017 ATCHISON 3 345 635018 NORTHBORO 3 345 1 | P23:345:MEC:ARBOR HILL:901::EHV: | 0.06064 | Yes
GEN-2024-207 | 03 CENTRAL | G00ALL 29SP | 635600 GRIMES 3 345 636003 BEAVER CRK 3 345 1 | P23:345:MEC:ARBOR HILL:901::EHV: | 0.05952 | Yes
GEN-2024-207 | 03 CENTRAL | G00ALL 29SP | 635200 RAUN 3 345 645552 S3452 REACT3 345 1 | P23:345:MEC:ARBOR HILL:901::EHV: | 0.07889 | Yes
GEN-2024-207 | 03 CENTRAL | G00ALL 29SP | 636003 BEAVER CRK 3 345 636010 LEHIGH 3 345 1 | P23:345:MEC:ARBOR HILL:901::EHV: | 0.05952 | Yes
GEN-2024-207 | 03 CENTRAL | G00ALL 29SP | 635018 NORTHBORO 3 345 635570 ORIENT 3 345 1 | P23:345:MEC:ARBOR HILL:902::EHV: | 0.06064 | Yes
GEN-2024-207 | 03 CENTRAL | G00ALL 29SP | 635017 ATCHISON 3 345 640139 COOPER 3 345 1 | P23:345:MEC:ARBOR HILL:902::EHV: | 0.06064 | Yes
GEN-2024-207 | 03 CENTRAL | G00ALL 29SP | 635017 ATCHISON 3 345 635018 NORTHBORO 3 345 1 | P23:345:MEC:ARBOR HILL:902::EHV: | 0.06064 | Yes
GEN-2024-207 | 03 CENTRAL | G00ALL 29SP | 635600 GRIMES 3 345 636003 BEAVER CRK 3 345 1 | P23:345:MEC:ARBOR HILL:902::EHV: | 0.05952 | Yes
GEN-2024-207 | 03 CENTRAL | G00ALL 29SP | 635200 RAUN 3 345 645552 S3452 REACT3 345 1 | P23:345:MEC:ARBOR HILL:902::EHV: | 0.07889 | Yes
GEN-2024-207 | 03 CENTRAL | G00ALL 29SP | 636003 BEAVER CRK 3 345 636010 LEHIGH 3 345 1 | P23:345:MEC:ARBOR HILL:902::EHV: | 0.05952 | Yes
GEN-2024-207 | 03 CENTRAL | G00ALL 29SP | 635018 NORTHBORO 3 345 635570 ORIENT 3 345 1 | P23:345:MEC:ARBOR HILL:903::EHV: | 0.06064 | Yes
GEN-2024-207 | 03 CENTRAL | G00ALL 29SP | 635017 ATCHISON 3 345 640139 COOPER 3 345 1 | P23:345:MEC:ARBOR HILL:903::EHV: | 0.06064 | Yes
GEN-2024-207 | 03 CENTRAL | G00ALL 29SP | 635017 ATCHISON 3 345 635018 NORTHBORO 3 345 1 | P23:345:MEC:ARBOR HILL:903::EHV: | 0.06064 | Yes
GEN-2024-207 | 03 CENTRAL | G00ALL 29SP | 635200 RAUN 3 345 762779 G18-043 TAP 345 1 | P23:345:MEC:ARBOR HILL:903::EHV: | 0.0768 | Yes
GEN-2024-207 | 03 CENTRAL | G00ALL 29SP | 635600 GRIMES 3 345 636003 BEAVER CRK 3 345 1 | P23:345:MEC:ARBOR HILL:903::EHV: | 0.05952 | Yes
GEN-2024-207 | 03 CENTRAL | G00ALL 29SP | 635200 RAUN 3 345 645552 S3452 REACT3 345 1 | P23:345:MEC:ARBOR HILL:903::EHV: | 0.07889 | Yes
GEN-2024-207 | 03 CENTRAL | G00ALL 29SP | 636003 BEAVER CRK 3 345 636010 LEHIGH 3 345 1 | P23:345:MEC:ARBOR HILL:903::EHV: | 0.05952 | Yes
GEN-2024-207 | 03 CENTRAL | G00ALL 29SP | 631139 HAZLTON3 345 631270 LASALLE 3 345 1 | P23:345:MEC:BLACK HAWK:902::EHV: | 0.05386 | Yes
GEN-2024-207 | 03 CENTRAL | G00ALL 29SP | 635200 RAUN 3 345 652564 SIOUXCY3 345 1 | P23:345:MEC:CHEROKEE:901::EHV: | 0.12203 | Yes
GEN-2024-207 | 03 CENTRAL | G00ALL 29SP | 635200 RAUN 3 345 652564 SIOUXCY3 345 1 | P23:345:MEC:CHEROKEE:902::EHV: | 0.12203 | Yes
GEN-2024-207 | 03 CENTRAL | G00ALL 29SP | 635200 RAUN 3 345 652564 SIOUXCY3 345 1 | P23:345:MEC:CHEROKEE:903::EHV: | 0.12203 | Yes
GEN-2024-207 | 03 CENTRAL | G00ALL 29SP | 635018 NORTHBORO 3 345 635570 ORIENT 3 345 1 | P23:345:MEC:FALLOW:901::EHV: | 0.06064 | Yes
GEN-2024-207 | 03 CENTRAL | G00ALL 29SP | 635017 ATCHISON 3 345 640139 COOPER 3 345 1 | P23:345:MEC:FALLOW:901::EHV: | 0.06064 | Yes
GEN-2024-207 | 03 CENTRAL | G00ALL 29SP | 635017 ATCHISON 3 345 635018 NORTHBORO 3 345 1 | P23:345:MEC:FALLOW:901::EHV: | 0.06064 | Yes
GEN-2024-207 | 03 CENTRAL | G00ALL 29SP | 635600 GRIMES 3 345 636003 BEAVER CRK 3 345 1 | P23:345:MEC:FALLOW:901::EHV: | 0.05952 | Yes
GEN-2024-207 | 03 CENTRAL | G00ALL 29SP | 635200 RAUN 3 345 645552 S3452 REACT3 345 1 | P23:345:MEC:FALLOW:901::EHV: | 0.07889 | Yes
GEN-2024-207 | 03 CENTRAL | G00ALL 29SP | 636003 BEAVER CRK 3 345 636010 LEHIGH 3 345 1 | P23:345:MEC:FALLOW:901::EHV: | 0.05952 | Yes
GEN-2024-207 | 03 CENTRAL | G00ALL 29SP | 635018 NORTHBORO 3 345 635570 ORIENT 3 345 1 | P23:345:MEC:FALLOW:902::EHV: | 0.06064 | Yes
GEN-2024-207 | 03 CENTRAL | G00ALL 29SP | 635017 ATCHISON 3 345 640139 COOPER 3 345 1 | P23:345:MEC:FALLOW:902::EHV: | 0.06064 | Yes
GEN-2024-207 | 03 CENTRAL | G00ALL 29SP | 635017 ATCHISON 3 345 635018 NORTHBORO 3 345 1 | P23:345:MEC:FALLOW:902::EHV: | 0.06064 | Yes
GEN-2024-207 | 03 CENTRAL | G00ALL 29SP | 635600 GRIMES 3 345 636003 BEAVER CRK 3 345 1 | P23:345:MEC:FALLOW:902::EHV: | 0.05952 | Yes
GEN-2024-207 | 03 CENTRAL | G00ALL 29SP | 636003 BEAVER CRK 3 345 636010 LEHIGH 3 345 1 | P23:345:MEC:FALLOW:902::EHV: | 0.05952 | Yes
GEN-2024-207 | 03 CENTRAL | G00ALL 29SP | 635600 GRIMES 3 345 636003 BEAVER CRK 3 345 1 | P23:345:MEC:FALLOW:903::EHV: | 0.05952 | Yes
GEN-2024-207 | 03 CENTRAL | G00ALL 29SP | 635999 IRVINGTON3 345 636000 WEBSTER3 345 1 | P23:345:MEC:GARD AVE:901::EHV: | 0.05107 | Yes
GEN-2024-207 | 03 CENTRAL | G00ALL 29SP | 636003 BEAVER CRK 3 345 636010 LEHIGH 3 345 1 | P23:345:MEC:GARD AVE:901::EHV: | 0.05375 | Yes
GEN-2024-207 | 03 CENTRAL | G00ALL 29SP | 635369 KOSSUTH 3 345 635999 IRVINGTON3 345 1 | P23:345:MEC:GARD AVE:901::EHV: | 0.05107 | Yes
GEN-2024-207 | 03 CENTRAL | G00ALL 29SP | 635999 IRVINGTON3 345 636000 WEBSTER3 345 1 | P23:345:MEC:GARD AVE:903::EHV: | 0.05107 | Yes
GEN-2024-207 | 03 CENTRAL | G00ALL 29SP | 636003 BEAVER CRK 3 345 636010 LEHIGH 3 345 1 | P23:345:MEC:GARD AVE:903::EHV: | 0.05375 | Yes
GEN-2024-207 | 03 CENTRAL | G00ALL 29SP | 635369 KOSSUTH 3 345 635999 IRVINGTON3 345 1 | P23:345:MEC:GARD AVE:903::EHV: | 0.05107 | Yes
GEN-2024-207 | 03 CENTRAL | G00ALL 29SP | 635999 IRVINGTON3 345 636000 WEBSTER3 345 1 | P23:345:MEC:GARD AVE:904::EHV: | 0.05107 | Yes
GEN-2024-207 | 03 CENTRAL | G00ALL 29SP | 635369 KOSSUTH 3 345 635999 IRVINGTON3 345 1 | P23:345:MEC:GARD AVE:904::EHV: | 0.05107 | Yes
GEN-2024-207 | 03 CENTRAL | G00ALL 29SP | 635600 GRIMES 3 345 636003 BEAVER CRK 3 345 1 | P23:345:MEC:GRIMES:903::EHV: | 0.05504 | Yes
GEN-2024-207 | 03 CENTRAL | G00ALL 29SP | 636003 BEAVER CRK 3 345 636010 LEHIGH 3 345 1 | P23:345:MEC:GRIMES:903::EHV: | 0.05504 | Yes
GEN-2024-207 | 03 CENTRAL | G00ALL 29SP | 635200 RAUN 3 345 652564 SIOUXCY3 345 1 | P23:345:MEC:HIGHLAND:901::EHV: | 0.12203 | Yes
GEN-2024-207 | 03 CENTRAL | G00ALL 29SP | 601006 SPLT RK3 345 652864 SIOUXCY-LNX3 345 1 | P23:345:MEC:HIGHLAND:901::EHV: | 0.05219 | Yes
GEN-2024-207 | 03 CENTRAL | G00ALL 29SP | 635200 RAUN 3 345 652564 SIOUXCY3 345 1 | P23:345:MEC:HIGHLAND:902::EHV: | 0.12203 | Yes
GEN-2024-207 | 03 CENTRAL | G00ALL 29SP | 601006 SPLT RK3 345 652864 SIOUXCY-LNX3 345 1 | P23:345:MEC:HIGHLAND:902::EHV: | 0.05219 | Yes
GEN-2024-207 | 03 CENTRAL | G00ALL 29SP | 635200 RAUN 3 345 652564 SIOUXCY3 345 1 | P23:345:MEC:HIGHLAND:903::EHV: | 0.12203 | Yes
GEN-2024-207 | 03 CENTRAL | G00ALL 29SP | 601006 SPLT RK3 345 652864 SIOUXCY-LNX3 345 1 | P23:345:MEC:HIGHLAND:903::EHV: | 0.05219 | Yes
GEN-2024-207 | 03 CENTRAL | G00ALL 29SP | 635200 RAUN 3 345 652564 SIOUXCY3 345 1 | P23:345:MEC:HIGHLAND:908::EHV: | 0.12203 | Yes
GEN-2024-207 | 03 CENTRAL | G00ALL 29SP | 601006 SPLT RK3 345 652864 SIOUXCY-LNX3 345 1 | P23:345:MEC:HIGHLAND:908::EHV: | 0.05219 | Yes
GEN-2024-207 | 03 CENTRAL | G00ALL 29SP | 635200 RAUN 3 345 652564 SIOUXCY3 345 1 | P23:345:MEC:LEHIGH:360::EHV: | 0.11264 | Yes
GEN-2024-207 | 03 CENTRAL | G00ALL 29SP | 635999 IRVINGTON3 345 636000 WEBSTER3 345 1 | P23:345:MEC:LEHIGH:390::EHV: | 0.05107 | Yes
GEN-2024-207 | 03 CENTRAL | G00ALL 29SP | 636003 BEAVER CRK 3 345 636010 LEHIGH 3 345 1 | P23:345:MEC:LEHIGH:390::EHV: | 0.05375 | Yes
GEN-2024-207 | 03 CENTRAL | G00ALL 29SP | 635369 KOSSUTH 3 345 635999 IRVINGTON3 345 1 | P23:345:MEC:LEHIGH:390::EHV: | 0.05107 | Yes
GEN-2024-207 | 03 CENTRAL | G00ALL 29SP | 345445 7SKNKRVR 345 636645 SUB T HSK 3 345 1 | P23:345:MEC:MONTEZUMA:901::EHV: | 0.05177 | Yes
GEN-2024-207 | 03 CENTRAL | G00ALL 29SP | 345445 7SKNKRVR 345 636645 SUB T HSK 3 345 1 | P23:345:MEC:MONTEZUMA:902::EHV: | 0.05177 | Yes
GEN-2024-207 | 03 CENTRAL | G00ALL 29SP | 345445 7SKNKRVR 345 636645 SUB T HSK 3 345 1 | P23:345:MEC:MONTEZUMA:903::EHV: | 0.05333 | Yes
GEN-2024-207 | 03 CENTRAL | G00ALL 29SP | 635600 GRIMES 3 345 636003 BEAVER CRK 3 345 1 | P23:345:MEC:NORTHBORO:901::EHV: | 0.05224 | Yes
GEN-2024-207 | 03 CENTRAL | G00ALL 29SP | 635200 RAUN 3 345 652564 SIOUXCY3 345 1 | P23:345:MEC:OBRIEN:903::EHV: | 0.12378 | Yes
GEN-2024-207 | 03 CENTRAL | G00ALL 29SP | 601006 SPLT RK3 345 652864 SIOUXCY-LNX3 345 1 | P23:345:MEC:OBRIEN:903::EHV: | 0.05526 | Yes
GEN-2024-207 | 03 CENTRAL | G00ALL 29SP | 631193 HUNTLEY3 345 631197 LEDYARD3 345 1 | P23:345:MEC:OBRIEN:903::EHV: | 0.06976 | Yes
GEN-2024-207 | 03 CENTRAL | G00ALL 29SP | 601006 SPLT RK3 345 652864 SIOUXCY-LNX3 345 1 | P23:345:MEC:OBRIEN:904::EHV: | 0.05432 | Yes
GEN-2024-207 | 03 CENTRAL | G00ALL 29SP | 631193 HUNTLEY3 345 631197 LEDYARD3 345 1 | P23:345:MEC:OBRIEN:904::EHV: | 0.07179 | Yes
GEN-2024-207 | 03 CENTRAL | G00ALL 29SP | 635200 RAUN 3 345 652564 SIOUXCY3 345 1 | P23:345:MEC:OBRIEN:906::EHV: | 0.12471 | Yes
GEN-2024-207 | 03 CENTRAL | G00ALL 29SP | 601006 SPLT RK3 345 652864 SIOUXCY-LNX3 345 1 | P23:345:MEC:OBRIEN:906::EHV: | 0.0543 | Yes
GEN-2024-207 | 03 CENTRAL | G00ALL 29SP | 631193 HUNTLEY3 345 631197 LEDYARD3 345 1 | P23:345:MEC:OBRIEN:906::EHV: | 0.07076 | Yes
GEN-2024-207 | 03 CENTRAL | G00ALL 29SP | 345435 7MAYWOOD 345 345992 7SPENCER 345 1 | P23:345:MEC:ORIENT:902::EHV: | 0.06623 | Yes
GEN-2024-207 | 03 CENTRAL | G00ALL 29SP | 635600 GRIMES 3 345 636003 BEAVER CRK 3 345 1 | P23:345:MEC:ORIENT:902::EHV: | 0.05179 | Yes
GEN-2024-207 | 03 CENTRAL | G00ALL 29SP | 636003 BEAVER CRK 3 345 636010 LEHIGH 3 345 1 | P23:345:MEC:ORIENT:902::EHV: | 0.05179 | Yes
GEN-2024-207 | 03 CENTRAL | G00ALL 29SP | 635568 S HILLS 3 345 635630 BOONEVILLE 3 345 1 | P23:345:MEC:ORIENT:905::EHV: | 0.05115 | Yes
GEN-2024-207 | 03 CENTRAL | G00ALL 29SP | 635568 S HILLS 3 345 635570 ORIENT 3 345 1 | P23:345:MEC:ORIENT:905::EHV: | 0.05115 | Yes
GEN-2024-207 | 03 CENTRAL | G00ALL 29SP | 635200 RAUN 3 345 652564 SIOUXCY3 345 1 | P23:345:MEC:RAUN:150::EHV: | 0.11804 | Yes
GEN-2024-207 | 03 CENTRAL | G00ALL 29SP | 601006 SPLT RK3 345 652864 SIOUXCY-LNX3 345 1 | P23:345:MEC:RAUN:150::EHV: | 0.05028 | Yes
GEN-2024-207 | 03 CENTRAL | G00ALL 29SP | 635018 NORTHBORO 3 345 635570 ORIENT 3 345 1 | P23:345:MEC:ROLLING HILLS:901::EHV: | 0.05655 | Yes
GEN-2024-207 | 03 CENTRAL | G00ALL 29SP | 635017 ATCHISON 3 345 640139 COOPER 3 345 1 | P23:345:MEC:ROLLING HILLS:901::EHV: | 0.05655 | Yes
GEN-2024-207 | 03 CENTRAL | G00ALL 29SP | 635017 ATCHISON 3 345 635018 NORTHBORO 3 345 1 | P23:345:MEC:ROLLING HILLS:901::EHV: | 0.05655 | Yes
GEN-2024-207 | 03 CENTRAL | G00ALL 29SP | 635018 NORTHBORO 3 345 635570 ORIENT 3 345 1 | P23:345:MEC:ROLLING HILLS:902::EHV: | 0.05655 | Yes
GEN-2024-207 | 03 CENTRAL | G00ALL 29SP | 635017 ATCHISON 3 345 640139 COOPER 3 345 1 | P23:345:MEC:ROLLING HILLS:902::EHV: | 0.05655 | Yes
GEN-2024-207 | 03 CENTRAL | G00ALL 29SP | 635017 ATCHISON 3 345 635018 NORTHBORO 3 345 1 | P23:345:MEC:ROLLING HILLS:902::EHV: | 0.05655 | Yes
GEN-2024-207 | 03 CENTRAL | G00ALL 29SP | 635018 NORTHBORO 3 345 635570 ORIENT 3 345 1 | P23:345:MEC:ROLLING HILLS:903::EHV: | 0.05655 | Yes
GEN-2024-207 | 03 CENTRAL | G00ALL 29SP | 635017 ATCHISON 3 345 640139 COOPER 3 345 1 | P23:345:MEC:ROLLING HILLS:903::EHV: | 0.05655 | Yes
GEN-2024-207 | 03 CENTRAL | G00ALL 29SP | 635017 ATCHISON 3 345 635018 NORTHBORO 3 345 1 | P23:345:MEC:ROLLING HILLS:903::EHV: | 0.05655 | Yes
GEN-2024-207 | 03 CENTRAL | G00ALL 29SP | 635018 NORTHBORO 3 345 635570 ORIENT 3 345 1 | P23:345:MEC:ROLLING HILLS:908::EHV: | 0.05655 | Yes
GEN-2024-207 | 03 CENTRAL | G00ALL 29SP | 635017 ATCHISON 3 345 640139 COOPER 3 345 1 | P23:345:MEC:ROLLING HILLS:908::EHV: | 0.05655 | Yes
GEN-2024-207 | 03 CENTRAL | G00ALL 29SP | 635017 ATCHISON 3 345 635018 NORTHBORO 3 345 1 | P23:345:MEC:ROLLING HILLS:908::EHV: | 0.05655 | Yes
GEN-2024-207 | 03 CENTRAL | G00ALL 29SP | 345435 7MAYWOOD 345 345992 7SPENCER 345 1 | P23:345:MEC:SUB 93:954::EHV: | 0.06236 | Yes
GEN-2024-207 | 03 CENTRAL | G00ALL 29SP | 345230 7MONTGMRY 345 345992 7SPENCER 345 1 | P23:345:MEC:SUB 93:954::EHV: | 0.06236 | Yes
GEN-2024-207 | 03 CENTRAL | G00ALL 29SP | 635018 NORTHBORO 3 345 635570 ORIENT 3 345 1 | P23:345:OPPD:FUTURE 56-55&56-58:::EHV: | 0.06804 | Yes
GEN-2024-207 | 03 CENTRAL | G00ALL 29SP | 635017 ATCHISON 3 345 640139 COOPER 3 345 1 | P23:345:OPPD:FUTURE 56-55&56-58:::EHV: | 0.06804 | Yes
GEN-2024-207 | 03 CENTRAL | G00ALL 29SP | 635017 ATCHISON 3 345 635018 NORTHBORO 3 345 1 | P23:345:OPPD:FUTURE 56-55&56-58:::EHV: | 0.06804 | Yes
GEN-2024-207 | 03 CENTRAL | G00ALL 29SP | 300044 7MCCRED 345 345408 7OVERTON 345 1 | P23:345:WERE:WOLF-345-50:EHV: | 0.06207 | Yes
GEN-2024-207 | 03 CENTRAL | G00ALL 29SP | 301809 7BARNET 345 344327 7LOOSECRK 345 1 | P23:345:WERE:WOLF-345-50:EHV: | 0.06078 | Yes
GEN-2024-207 | 03 CENTRAL | G00ALL 29SP | 601048 LYON CO 3 345 631138 LAKEFLD3 345 1 | P23:345:XEL:396 BKR SPK:::EHV: | 0.05969 | Yes
GEN-2024-207 | 03 CENTRAL | G00ALL 29SP | 631193 HUNTLEY3 345 631197 LEDYARD3 345 1 | P23:345:XEL:8N22 SHC:::EHV: | 0.0541 | Yes
GEN-2024-207 | 03 CENTRAL | G00ALL 29SP | 601048 LYON CO 3 345 601087 STEEP BK LK3 345 2 | P23:345:XEL:8N63 LYC:::EHV: | 0.05273 | Yes
GEN-2024-207 | 03 CENTRAL | G00ALL 29SP | 631193 HUNTLEY3 345 631197 LEDYARD3 345 1 | P23:345:XEL:8N8 MNN:::EHV: | 0.0541 | Yes
GEN-2024-207 | 03 CENTRAL | G00ALL 29SP | 601048 LYON CO 3 345 631138 LAKEFLD3 345 1 | P23:345:XEL:8S71 HNA:::EHV: | 0.05287 | Yes
GEN-2024-207 | 03 CENTRAL | G00ALL 29SP | 601039 NROC 3 345 601051 HMPT CNR3 345 1 | P23:345:XEL:8S98 NRH:::EHV: | 0.05049 | Yes
GEN-2024-207 | 03 CENTRAL | G00ALL 29SP | 601003 PR ISLD3 345 601039 NROC 3 345 1 | P23:345:XEL:FUTURE 8S49 HMP:::EHV: | 0.05287 | Yes
GEN-2024-207 | 03 CENTRAL | G00ALL 29SP | 601048 LYON CO 3 345 601087 STEEP BK LK3 345 2 | P23:345:XEL:HAWKSNEST3:8N82::EHV: | 0.05501 | Yes
GEN-2024-207 | 03 CENTRAL | G00ALL 29SP | 601048 LYON CO 3 345 631138 LAKEFLD3 345 1 | P23:345:XEL:HELENA3:8S71::EHV: | 0.05287 | Yes
GEN-2024-207 | 03 CENTRAL | G00ALL 29SP | 601048 LYON CO 3 345 601087 STEEP BK LK3 345 2 | P23:345:XEL:LYONCO3:8N63::EHV: | 0.05272 | Yes
GEN-2024-207 | 03 CENTRAL | G00ALL 29SP | 631193 HUNTLEY3 345 631197 LEDYARD3 345 1 | P23:345:XEL:PRISLD3:8H17::EHV: | 0.05405 | Yes
GEN-2024-207 | 03 CENTRAL | G00ALL 29SP | 601048 LYON CO 3 345 631138 LAKEFLD3 345 1 | P23:345:XEL:SHEASLK3:8S81::EHV: | 0.05001 | Yes
GEN-2024-207 | 03 CENTRAL | G00ALL 29SP | 601048 LYON CO 3 345 631138 LAKEFLD3 345 1 | P23:345:XEL:WILMART3:8S26 FUT::EHV: | 0.05098 | Yes
GEN-2024-207 | 03 CENTRAL | G00ALL 29SP | 635200 RAUN 3 345 762779 G18-043 TAP 345 1 | P42:345:LES:L1485::NW68&HOLDREGE.WAGENER.CB3006:: | 0.08554 | Yes
GEN-2024-207 | 03 CENTRAL | G00ALL 29SP | 635200 RAUN 3 345 645552 S3452 REACT3 345 1 | P42:345:LES:L1485::NW68&HOLDREGE.WAGENER.CB3006:: | 0.08796 | Yes
GEN-2024-207 | 03 CENTRAL | G00ALL 29SP | 635200 RAUN 3 345 645552 S3452 REACT3 345 1 | P42:345:LES:L3516::NW68&HOLDREGE.MOORE.CB3005:: | 0.08778 | Yes
GEN-2024-207 | 03 CENTRAL | G00ALL 29SP | 635200 RAUN 3 345 645552 S3452 REACT3 345 1 | P42:345:NPPD:LXXXX.COLMB E.SHELCRK.CB3306:::: | 0.08826 | Yes
GEN-2024-207 | 03 CENTRAL | G00ALL 29SP | 300044 7MCCRED 345 345408 7OVERTON 345 1 | P51:22:KCPL:LACYGNE7:::EHV: | 0.06769 | Yes
GEN-2024-207 | 03 CENTRAL | G00ALL 29SP | 301809 7BARNET 345 344327 7LOOSECRK 345 1 | P51:22:KCPL:LACYGNE7:::EHV: | 0.06996 | Yes
GEN-2024-207 | 03 CENTRAL | G00ALL 29SP | 300044 7MCCRED 345 345230 7MONTGMRY 345 1 | P51:22:KCPL:LACYGNE7:::EHV: | 0.07491 | Yes
GEN-2024-207 | 03 CENTRAL | G00ALL 29SP | 345408 7OVERTON 345 541201 SIBLEY 7 345 1 | P51:22:KCPL:LACYGNE7:::EHV: | 0.08283 | Yes
GEN-2024-207 | 03 CENTRAL | G00ALL 29SP | 300044 7MCCRED 345 345408 7OVERTON 345 1 | P51:25:WERE:WOLFCRK7:EHV: | 0.06356 | Yes
GEN-2024-207 | 03 CENTRAL | G00ALL 29SP | 301809 7BARNET 345 344327 7LOOSECRK 345 1 | P51:25:WERE:WOLFCRK7:EHV: | 0.06317 | Yes
GEN-2024-207 | 03 CENTRAL | G00ALL 29SP | 635018 NORTHBORO 3 345 635570 ORIENT 3 345 1 | P55:345:MEC:ARBOR HILL | 0.06064 | Yes
GEN-2024-207 | 03 CENTRAL | G00ALL 29SP | 635017 ATCHISON 3 345 640139 COOPER 3 345 1 | P55:345:MEC:ARBOR HILL | 0.06064 | Yes
GEN-2024-207 | 03 CENTRAL | G00ALL 29SP | 635017 ATCHISON 3 345 635018 NORTHBORO 3 345 1 | P55:345:MEC:ARBOR HILL | 0.06064 | Yes
GEN-2024-207 | 03 CENTRAL | G00ALL 29SP | 635200 RAUN 3 345 762779 G18-043 TAP 345 1 | P55:345:MEC:ARBOR HILL | 0.0768 | Yes
GEN-2024-207 | 03 CENTRAL | G00ALL 29SP | 635600 GRIMES 3 345 636003 BEAVER CRK 3 345 1 | P55:345:MEC:ARBOR HILL | 0.05952 | Yes
GEN-2024-207 | 03 CENTRAL | G00ALL 29SP | 635200 RAUN 3 345 645552 S3452 REACT3 345 1 | P55:345:MEC:ARBOR HILL | 0.07889 | Yes
GEN-2024-207 | 03 CENTRAL | G00ALL 29SP | 636003 BEAVER CRK 3 345 636010 LEHIGH 3 345 1 | P55:345:MEC:ARBOR HILL | 0.05952 | Yes
GEN-2024-207 | 03 CENTRAL | G00ALL 29SP | 635200 RAUN 3 345 652564 SIOUXCY3 345 1 | P55:345:MEC:CHEROKEE | 0.12203 | Yes
GEN-2024-207 | 03 CENTRAL | G00ALL 29SP | 345435 7MAYWOOD 345 345992 7SPENCER 345 1 | P55:345:MEC:CORDOVA | 0.06215 | Yes
GEN-2024-207 | 03 CENTRAL | G00ALL 29SP | 345230 7MONTGMRY 345 345992 7SPENCER 345 1 | P55:345:MEC:CORDOVA | 0.06215 | Yes
GEN-2024-207 | 03 CENTRAL | G00ALL 29SP | 635018 NORTHBORO 3 345 635570 ORIENT 3 345 1 | P55:345:MEC:FALLOW AVE | 0.06064 | Yes
GEN-2024-207 | 03 CENTRAL | G00ALL 29SP | 635017 ATCHISON 3 345 640139 COOPER 3 345 1 | P55:345:MEC:FALLOW AVE | 0.06064 | Yes
GEN-2024-207 | 03 CENTRAL | G00ALL 29SP | 635017 ATCHISON 3 345 635018 NORTHBORO 3 345 1 | P55:345:MEC:FALLOW AVE | 0.06064 | Yes
GEN-2024-207 | 03 CENTRAL | G00ALL 29SP | 635600 GRIMES 3 345 636003 BEAVER CRK 3 345 1 | P55:345:MEC:FALLOW AVE | 0.05952 | Yes
GEN-2024-207 | 03 CENTRAL | G00ALL 29SP | 636003 BEAVER CRK 3 345 636010 LEHIGH 3 345 1 | P55:345:MEC:FALLOW AVE | 0.05952 | Yes
GEN-2024-207 | 03 CENTRAL | G00ALL 29SP | 635999 IRVINGTON3 345 636000 WEBSTER3 345 1 | P55:345:MEC:GARD AVE | 0.05107 | Yes
GEN-2024-207 | 03 CENTRAL | G00ALL 29SP | 636003 BEAVER CRK 3 345 636010 LEHIGH 3 345 1 | P55:345:MEC:GARD AVE | 0.05375 | Yes
GEN-2024-207 | 03 CENTRAL | G00ALL 29SP | 635369 KOSSUTH 3 345 635999 IRVINGTON3 345 1 | P55:345:MEC:GARD AVE | 0.05107 | Yes
GEN-2024-207 | 03 CENTRAL | G00ALL 29SP | 635018 NORTHBORO 3 345 635570 ORIENT 3 345 1 | P55:345:MEC:GDMEC | 0.05971 | Yes
GEN-2024-207 | 03 CENTRAL | G00ALL 29SP | 635017 ATCHISON 3 345 640139 COOPER 3 345 1 | P55:345:MEC:GDMEC | 0.05971 | Yes
GEN-2024-207 | 03 CENTRAL | G00ALL 29SP | 635017 ATCHISON 3 345 635018 NORTHBORO 3 345 1 | P55:345:MEC:GDMEC | 0.05971 | Yes
GEN-2024-207 | 03 CENTRAL | G00ALL 29SP | 635600 GRIMES 3 345 636003 BEAVER CRK 3 345 1 | P55:345:MEC:GDMEC | 0.06024 | Yes
GEN-2024-207 | 03 CENTRAL | G00ALL 29SP | 635200 RAUN 3 345 652564 SIOUXCY3 345 1 | P55:345:MEC:HIGHLAND | 0.12203 | Yes
GEN-2024-207 | 03 CENTRAL | G00ALL 29SP | 601006 SPLT RK3 345 652864 SIOUXCY-LNX3 345 1 | P55:345:MEC:HIGHLAND | 0.05219 | Yes
GEN-2024-207 | 03 CENTRAL | G00ALL 29SP | 635600 GRIMES 3 345 636003 BEAVER CRK 3 345 1 | P55:345:MEC:NORTHBORO | 0.05224 | Yes
GEN-2024-207 | 03 CENTRAL | G00ALL 29SP | 345435 7MAYWOOD 345 345992 7SPENCER 345 1 | P55:345:MEC:ORIENT | 0.0668 | Yes
GEN-2024-207 | 03 CENTRAL | G00ALL 29SP | 345230 7MONTGMRY 345 345992 7SPENCER 345 1 | P55:345:MEC:ORIENT | 0.0668 | Yes
GEN-2024-207 | 03 CENTRAL | G00ALL 29SP | 635200 RAUN 3 345 762779 G18-043 TAP 345 1 | P55:345:MEC:ORIENT | 0.07943 | Yes
GEN-2024-207 | 03 CENTRAL | G00ALL 29SP | 635200 RAUN 3 345 645552 S3452 REACT3 345 1 | P55:345:MEC:ORIENT | 0.0816 | Yes
GEN-2024-207 | 03 CENTRAL | G00ALL 29SP | 635018 NORTHBORO 3 345 635570 ORIENT 3 345 1 | P55:345:MEC:PONY CREEK OR SOUTHLAND | 0.05655 | Yes
GEN-2024-207 | 03 CENTRAL | G00ALL 29SP | 635017 ATCHISON 3 345 640139 COOPER 3 345 1 | P55:345:MEC:PONY CREEK OR SOUTHLAND | 0.05655 | Yes
GEN-2024-207 | 03 CENTRAL | G00ALL 29SP | 635017 ATCHISON 3 345 635018 NORTHBORO 3 345 1 | P55:345:MEC:PONY CREEK OR SOUTHLAND | 0.05655 | Yes
GEN-2024-207 | 03 CENTRAL | G00ALL 29SP | 635200 RAUN 3 345 762779 G18-043 TAP 345 1 | P55:345:MEC:PONY CREEK OR SOUTHLAND | 0.07552 | Yes
GEN-2024-207 | 03 CENTRAL | G00ALL 29SP | 635200 RAUN 3 345 645552 S3452 REACT3 345 1 | P55:345:MEC:PONY CREEK OR SOUTHLAND | 0.07758 | Yes
GEN-2024-207 | 03 CENTRAL | G00ALL 29SP | 345408 7OVERTON 345 541201 SIBLEY 7 345 1 | P55:345:MEC:PONY CREEK OR SOUTHLAND | 0.077 | Yes
GEN-2024-207 | 03 CENTRAL | G00ALL 29SP | 635200 RAUN 3 345 762779 G18-043 TAP 345 1 | P55:345:MEC:RACCOON TRAIL | 0.07799 | Yes
GEN-2024-207 | 03 CENTRAL | G00ALL 29SP | 635600 GRIMES 3 345 636003 BEAVER CRK 3 345 1 | P55:345:MEC:RACCOON TRAIL | 0.05513 | Yes
GEN-2024-207 | 03 CENTRAL | G00ALL 29SP | 635200 RAUN 3 345 645552 S3452 REACT3 345 1 | P55:345:MEC:RACCOON TRAIL | 0.08011 | Yes
GEN-2024-207 | 03 CENTRAL | G00ALL 29SP | 636003 BEAVER CRK 3 345 636010 LEHIGH 3 345 1 | P55:345:MEC:RACCOON TRAIL | 0.05513 | Yes
GEN-2024-207 | 03 CENTRAL | G00ALL 29SP | 635018 NORTHBORO 3 345 635570 ORIENT 3 345 1 | P55:345:MEC:ROLLING HILLS | 0.05655 | Yes
GEN-2024-207 | 03 CENTRAL | G00ALL 29SP | 635017 ATCHISON 3 345 640139 COOPER 3 345 1 | P55:345:MEC:ROLLING HILLS | 0.05655 | Yes
GEN-2024-207 | 03 CENTRAL | G00ALL 29SP | 635017 ATCHISON 3 345 635018 NORTHBORO 3 345 1 | P55:345:MEC:ROLLING HILLS | 0.05655 | Yes
GEN-2024-207 | 03 CENTRAL | G00ALL 29SP | 300044 7MCCRED 345 345408 7OVERTON 345 1 | P55:345:OPPD:S3740 3::FN13:EHV: | 0.0632 | Yes
GEN-2024-207 | 03 CENTRAL | G00ALL 29SP | 301809 7BARNET 345 344327 7LOOSECRK 345 1 | P55:345:OPPD:S3740 3::FN13:EHV: | 0.06157 | Yes
GEN-2024-207 | 03 CENTRAL | G00ALL 29SP | 300044 7MCCRED 345 345230 7MONTGMRY 345 1 | P55:345:OPPD:S3740 3::FN13:EHV: | 0.06986 | Yes
GEN-2024-207 | 03 CENTRAL | G00ALL 29SP | 345408 7OVERTON 345 541201 SIBLEY 7 345 1 | P55:345:OPPD:S3740 3::FN13:EHV: | 0.07914 | Yes
GEN-2024-207 | 03 CENTRAL | G00ALL 29SP | 601003 PR ISLD3 345 601039 NROC 3 345 1 | P55:345:XEL:HMP2 | 0.053 | Yes
GEN-2024-207 | 03 CENTRAL | G00ALL 29SP | 601048 LYON CO 3 345 601087 STEEP BK LK3 345 2 | P55:345:XEL:HNL1 | 0.05501 | Yes
GEN-2024-207 | 03 CENTRAL | G00ALL 29SP | 631193 HUNTLEY3 345 631197 LEDYARD3 345 1 | P55:345:XEL:MNN1 | 0.05397 | Yes
GEN-2024-207 | 03 CENTRAL | G00ALL 29SP | 345435 7MAYWOOD 345 345992 7SPENCER 345 1 | P55:345:XEL:PRI1 | 0.06235 | Yes
GEN-2024-207 | 03 CENTRAL | G00ALL 29SP | 345230 7MONTGMRY 345 345992 7SPENCER 345 1 | P55:345:XEL:PRI1 | 0.06235 | Yes
GEN-2024-207 | 03 CENTRAL | G00ALL 29SP | 635200 RAUN 3 345 762779 G18-043 TAP 345 1 | P55:345:XEL:PRI1 | 0.07635 | Yes
GEN-2024-207 | 03 CENTRAL | G00ALL 29SP | 631193 HUNTLEY3 345 631197 LEDYARD3 345 1 | P55:345:XEL:PRI1 | 0.05405 | Yes
GEN-2024-207 | 03 CENTRAL | G00ALL 29SP | 635200 RAUN 3 345 645552 S3452 REACT3 345 1 | P55:345:XEL:PRI1 | 0.07842 | Yes
GEN-2024-207 | 03 CENTRAL | G00ALL 29SP | 300044 7MCCRED 345 345230 7MONTGMRY 345 1 | 300003 1THLG3 24.0 301503 7THOMHLGSU3 345 3 | 0.06838 | Yes
GEN-2024-207 | 03 CENTRAL | G00ALL 29SP | 345408 7OVERTON 345 541201 SIBLEY 7 345 1 | 300003 1THLG3 24.0 301503 7THOMHLGSU3 345 3 | 0.07716 | Yes
GEN-2024-207 | 03 CENTRAL | G00ALL 29SP | 300044 7MCCRED 345 345408 7OVERTON 345 1 | 300090 5KINGDMB1 161 300043 7KINGDM 345 1 | 0.06114 | Yes
GEN-2024-207 | 03 CENTRAL | G00ALL 29SP | 301809 7BARNET 345 344327 7LOOSECRK 345 1 | 344327 7LOOSECRK 345 345238 7MARIOSA 345 1 | 0.06274 | Yes
GEN-2024-207 | 03 CENTRAL | G00ALL 29SP | 345435 7MAYWOOD 345 345992 7SPENCER 345 1 | 344536 7ENON_TP 345 345217 7ROOTBEER 345 1 | 0.06517 | Yes
GEN-2024-207 | 03 CENTRAL | G00ALL 29SP | 345230 7MONTGMRY 345 345992 7SPENCER 345 1 | 344536 7ENON_TP 345 345217 7ROOTBEER 345 1 | 0.06517 | Yes
GEN-2024-207 | 03 CENTRAL | G00ALL 29SP | 345230 7MONTGMRY 345 345992 7SPENCER 345 1 | 345958 7HUCK FINN 345 345992 7SPENCER 345 1 | 0.06237 | Yes
GEN-2024-207 | 03 CENTRAL | G00ALL 29SP | 345230 7MONTGMRY 345 345992 7SPENCER 345 1 | 345968 7J1026 SUB 345 345992 7SPENCER 345 Z | 0.06237 | Yes
GEN-2024-207 | 03 CENTRAL | G00ALL 29SP | 601048 LYON CO 3 345 601077 HAWKSNEST 3 345 1 | 601048 LYON CO 3 345 601087 STEEP BK LK3 345 2 | 0.05494 | Yes
GEN-2024-207 | 03 CENTRAL | G00ALL 29SP | 601031 BRKNGCO3 345 601077 HAWKSNEST 3 345 1 | 601048 LYON CO 3 345 601087 STEEP BK LK3 345 2 | 0.05494 | Yes
GEN-2024-207 | 03 CENTRAL | G00ALL 29SP | 345435 7MAYWOOD 345 345992 7SPENCER 345 1 | 629074 ARNOLD1G 22.0 631088 ARNOLD 5 161 1 | 0.06237 | Yes
GEN-2024-207 | 03 CENTRAL | G00ALL 29SP | 345230 7MONTGMRY 345 345992 7SPENCER 345 1 | 629074 ARNOLD1G 22.0 631088 ARNOLD 5 161 1 | 0.06237 | Yes
GEN-2024-207 | 03 CENTRAL | G00ALL 29SP | 345435 7MAYWOOD 345 345992 7SPENCER 345 1 | 629075 OTTUMW1G 24.0 631115 OTTUMWA5 161 1 | 0.06237 | Yes
GEN-2024-207 | 03 CENTRAL | G00ALL 29SP | 345230 7MONTGMRY 345 345992 7SPENCER 345 1 | 629075 OTTUMW1G 24.0 631115 OTTUMWA5 161 1 | 0.06237 | Yes
GEN-2024-207 | 03 CENTRAL | G00ALL 29SP | 635200 RAUN 3 345 652564 SIOUXCY3 345 1 | 631138 LAKEFLD3 345 635368 OBRIEN 3 345 1 | 0.12172 | Yes
GEN-2024-207 | 03 CENTRAL | G00ALL 29SP | 601006 SPLT RK3 345 652864 SIOUXCY-LNX3 345 1 | 631138 LAKEFLD3 345 635368 OBRIEN 3 345 1 | 0.05432 | Yes
GEN-2024-207 | 03 CENTRAL | G00ALL 29SP | 631193 HUNTLEY3 345 631197 LEDYARD3 345 1 | 631138 LAKEFLD3 345 635368 OBRIEN 3 345 1 | 0.07179 | Yes
GEN-2024-207 | 03 CENTRAL | G00ALL 29SP | 631148 MORGN VLLY 3 345 636420 TIFFIN 3 345 1 | 631140 SALEM 3 345 631141 ROCK CK3 345 1 | 0.05086 | Yes
GEN-2024-207 | 03 CENTRAL | G00ALL 29SP | 631138 LAKEFLD3 345 635368 OBRIEN 3 345 1 | 631193 HUNTLEY3 345 631197 LEDYARD3 345 1 | 0.06356 | Yes
GEN-2024-207 | 03 CENTRAL | G00ALL 29SP | 635200 RAUN 3 345 762779 G18-043 TAP 345 1 | 635200 RAUN 3 345 645552 S3452 REACT3 345 1 | 0.10854 | Yes
GEN-2024-207 | 03 CENTRAL | G00ALL 29SP | 635200 RAUN 3 345 645552 S3452 REACT3 345 1 | 635200 RAUN 3 345 762779 G18-043 TAP 345 1 | 0.10962 | Yes
GEN-2024-207 | 03 CENTRAL | G00ALL 29SP | 635999 IRVINGTON3 345 636000 WEBSTER3 345 1 | 635219 GARD AVE 3 345 636017 LEHIGH GARX3 345 1 | 0.05107 | Yes
GEN-2024-207 | 03 CENTRAL | G00ALL 29SP | 636003 BEAVER CRK 3 345 636010 LEHIGH 3 345 1 | 635219 GARD AVE 3 345 636017 LEHIGH GARX3 345 1 | 0.05375 | Yes
GEN-2024-207 | 03 CENTRAL | G00ALL 29SP | 635369 KOSSUTH 3 345 635999 IRVINGTON3 345 1 | 635219 GARD AVE 3 345 636017 LEHIGH GARX3 345 1 | 0.05107 | Yes
GEN-2024-207 | 03 CENTRAL | G00ALL 29SP | 635200 RAUN 3 345 652564 SIOUXCY3 345 1 | 635368 OBRIEN 3 345 635400 HIGHLAND 3 345 1 | 0.12203 | Yes
GEN-2024-207 | 03 CENTRAL | G00ALL 29SP | 601006 SPLT RK3 345 652864 SIOUXCY-LNX3 345 1 | 635368 OBRIEN 3 345 635400 HIGHLAND 3 345 1 | 0.05219 | Yes
GEN-2024-207 | 03 CENTRAL | G00ALL 29SP | 635018 NORTHBORO 3 345 635570 ORIENT 3 345 1 | 635580 ARBOR HILL 3 345 635623 BADGER CRK 3 345 1 | 0.06064 | Yes
GEN-2024-207 | 03 CENTRAL | G00ALL 29SP | 635017 ATCHISON 3 345 640139 COOPER 3 345 1 | 635580 ARBOR HILL 3 345 635623 BADGER CRK 3 345 1 | 0.06064 | Yes
GEN-2024-207 | 03 CENTRAL | G00ALL 29SP | 635017 ATCHISON 3 345 635018 NORTHBORO 3 345 1 | 635580 ARBOR HILL 3 345 635623 BADGER CRK 3 345 1 | 0.06064 | Yes
GEN-2024-207 | 03 CENTRAL | G00ALL 29SP | 635200 RAUN 3 345 762779 G18-043 TAP 345 1 | 635580 ARBOR HILL 3 345 635623 BADGER CRK 3 345 1 | 0.0768 | Yes
GEN-2024-207 | 03 CENTRAL | G00ALL 29SP | 635600 GRIMES 3 345 636003 BEAVER CRK 3 345 1 | 635580 ARBOR HILL 3 345 635623 BADGER CRK 3 345 1 | 0.05952 | Yes
GEN-2024-207 | 03 CENTRAL | G00ALL 29SP | 635200 RAUN 3 345 645552 S3452 REACT3 345 1 | 635580 ARBOR HILL 3 345 635623 BADGER CRK 3 345 1 | 0.07889 | Yes
GEN-2024-207 | 03 CENTRAL | G00ALL 29SP | 636003 BEAVER CRK 3 345 636010 LEHIGH 3 345 1 | 635580 ARBOR HILL 3 345 635623 BADGER CRK 3 345 1 | 0.05952 | Yes
GEN-2024-207 | 03 CENTRAL | G00ALL 29SP | 635999 IRVINGTON3 345 636000 WEBSTER3 345 1 | 636010 LEHIGH 3 345 636017 LEHIGH GARX3 345 Z | 0.05107 | Yes
GEN-2024-207 | 03 CENTRAL | G00ALL 29SP | 636003 BEAVER CRK 3 345 636010 LEHIGH 3 345 1 | 636010 LEHIGH 3 345 636017 LEHIGH GARX3 345 Z | 0.05375 | Yes
GEN-2024-207 | 03 CENTRAL | G00ALL 29SP | 635369 KOSSUTH 3 345 635999 IRVINGTON3 345 1 | 636010 LEHIGH 3 345 636017 LEHIGH GARX3 345 Z | 0.05107 | Yes
GEN-2024-207 | 03 CENTRAL | G00ALL 29SP | 631139 HAZLTON3 345 631270 LASALLE 3 345 1 | 636197 N FRANKLIN 3 345 636198 BLCKHWKRX 3 345 1 | 0.05324 | Yes
GEN-2024-207 | 03 CENTRAL | G00ALL 29SP | 631139 HAZLTON3 345 631270 LASALLE 3 345 1 | 636198 BLCKHWKRX 3 345 636199 BLACKHAWK 3 345 Z | 0.05324 | Yes
GEN-2024-207 | 03 CENTRAL | G00ALL 29SP | 635200 RAUN 3 345 762779 G18-043 TAP 345 1 | 645452 S3452 3 345 645552 S3452 REACT3 345 Z1 | 0.10854 | Yes
GEN-2024-207 | 03 CENTRAL | G00ALL 29SP | 300044 7MCCRED 345 345408 7OVERTON 345 1 | 766260 GEN-2020-007 345 766261 G20-007-TAP 345 1 | 0.06174 | Yes
GEN-2024-207 | 03 CENTRAL | G00ALL 29SP | 301809 7BARNET 345 344327 7LOOSECRK 345 1 | 766260 GEN-2020-007 345 766261 G20-007-TAP 345 1 | 0.06031 | Yes
GEN-2024-207 | 03 CENTRAL | G00ALL 29SP | 635200 RAUN 3 345 652564 SIOUXCY3 345 1 | Base Case | 0.11342 | Yes
GEN-2024-207 | 03 CENTRAL | G00ALL 29SP | 345435 7MAYWOOD 345 345992 7SPENCER 345 1 | Base Case | 0.06237 | Yes
GEN-2024-207 | 03 CENTRAL | G00ALL 29SP | 635018 NORTHBORO 3 345 635570 ORIENT 3 345 1 | Base Case | 0.05996 | Yes
GEN-2024-207 | 03 CENTRAL | G00ALL 29SP | 635017 ATCHISON 3 345 640139 COOPER 3 345 1 | Base Case | 0.05996 | Yes
GEN-2024-207 | 03 CENTRAL | G00ALL 29SP | 635017 ATCHISON 3 345 635018 NORTHBORO 3 345 1 | Base Case | 0.05996 | Yes
GEN-2024-207 | 03 CENTRAL | G00ALL 29SP | 345230 7MONTGMRY 345 345992 7SPENCER 345 1 | Base Case | 0.06237 | Yes
GEN-2024-207 | 03 CENTRAL | G00ALL 29SP | 635200 RAUN 3 345 762779 G18-043 TAP 345 1 | Base Case | 0.07635 | Yes
GEN-2024-207 | 03 CENTRAL | G00ALL 29SP | 300044 7MCCRED 345 345408 7OVERTON 345 1 | Base Case | 0.06174 | Yes
GEN-2024-207 | 03 CENTRAL | G00ALL 29SP | 631193 HUNTLEY3 345 631197 LEDYARD3 345 1 | Base Case | 0.0541 | Yes
GEN-2024-207 | 03 CENTRAL | G00ALL 29SP | 635200 RAUN 3 345 645552 S3452 REACT3 345 1 | Base Case | 0.07843 | Yes
GEN-2024-207 | 03 CENTRAL | G00ALL 29SP | 635600 GRIMES 3 345 636003 BEAVER CRK 3 345 1 | Base Case | 0.06035 | Yes
GEN-2024-207 | 03 CENTRAL | G00ALL 29SP | 301809 7BARNET 345 344327 7LOOSECRK 345 1 | Base Case | 0.06031 | Yes
GEN-2024-207 | 03 CENTRAL | G00ALL 29SP | 345408 7OVERTON 345 541201 SIBLEY 7 345 1 | Base Case | 0.07716 | Yes
GEN-2024-207 | 03 CENTRAL | G00ALL 29SP | 300044 7MCCRED 345 345230 7MONTGMRY 345 1 | Base Case | 0.06838 | Yes
GEN-2024-207 | 03 CENTRAL | G00ALL 29SP | 636003 BEAVER CRK 3 345 636010 LEHIGH 3 345 1 | Base Case | 0.06035 | Yes
GEN-2024-207 | 03 CENTRAL | G00ALL 29SP | 300044 7MCCRED 345 345408 7OVERTON 345 1 | GEN-2020-007_POI_766261_Generator_outage | 0.06174 | Yes
GEN-2024-207 | 03 CENTRAL | G00ALL 29SP | 301809 7BARNET 345 344327 7LOOSECRK 345 1 | GEN-2020-007_POI_766261_Generator_outage | 0.06031 | Yes
GEN-2024-207 | 03 CENTRAL | G00ALL 29SP | 300044 7MCCRED 345 345230 7MONTGMRY 345 1 | GEN300003 1 | 0.06838 | Yes
GEN-2024-207 | 03 CENTRAL | G00ALL 29SP | 345408 7OVERTON 345 541201 SIBLEY 7 345 1 | GEN300003 1 | 0.07716 | Yes
GEN-2024-207 | 03 CENTRAL | G00ALL 29SP | 300044 7MCCRED 345 345230 7MONTGMRY 345 1 | GEN300003 1_Dup1 | 0.06838 | Yes
GEN-2024-207 | 03 CENTRAL | G00ALL 29SP | 345408 7OVERTON 345 541201 SIBLEY 7 345 1 | GEN300003 1_Dup1 | 0.07716 | Yes
GEN-2024-207 | 03 CENTRAL | G00ALL 29SP | 300044 7MCCRED 345 345408 7OVERTON 345 1 | GEN532751 1 | 0.06174 | Yes
GEN-2024-207 | 03 CENTRAL | G00ALL 29SP | 301809 7BARNET 345 344327 7LOOSECRK 345 1 | GEN532751 1 | 0.06031 | Yes
GEN-2024-207 | 03 CENTRAL | G00ALL 29SP | 300044 7MCCRED 345 345230 7MONTGMRY 345 1 | GEN532751 1 | 0.06838 | Yes
GEN-2024-207 | 03 CENTRAL | G00ALL 29SP | 345408 7OVERTON 345 541201 SIBLEY 7 345 1 | GEN532751 1 | 0.07716 | Yes
GEN-2024-207 | 03 CENTRAL | G00ALL 29SP | 300044 7MCCRED 345 345408 7OVERTON 345 1 | GEN532751 1_Dup1 | 0.06174 | Yes
GEN-2024-207 | 03 CENTRAL | G00ALL 29SP | 301809 7BARNET 345 344327 7LOOSECRK 345 1 | GEN532751 1_Dup1 | 0.06031 | Yes
GEN-2024-207 | 03 CENTRAL | G00ALL 29SP | 300044 7MCCRED 345 345230 7MONTGMRY 345 1 | GEN532751 1_Dup1 | 0.06838 | Yes
GEN-2024-207 | 03 CENTRAL | G00ALL 29SP | 345408 7OVERTON 345 541201 SIBLEY 7 345 1 | GEN532751 1_Dup1 | 0.07716 | Yes
GEN-2024-207 | 03 CENTRAL | G00ALL 29SP | 300044 7MCCRED 345 345408 7OVERTON 345 1 | GEN640009 1 | 0.06174 | Yes
GEN-2024-207 | 03 CENTRAL | G00ALL 29SP | 301809 7BARNET 345 344327 7LOOSECRK 345 1 | GEN640009 1 | 0.06031 | Yes
GEN-2024-207 | 03 CENTRAL | G00ALL 29SP | 300044 7MCCRED 345 345408 7OVERTON 345 1 | GEN640009 1_Dup1 | 0.06174 | Yes
GEN-2024-207 | 03 CENTRAL | G00ALL 29SP | 301809 7BARNET 345 344327 7LOOSECRK 345 1 | GEN640009 1_Dup1 | 0.06031 | Yes
GEN-2024-209 | 03 CENTRAL | G03 29SP | 635200 RAUN 3 345 652564 SIOUXCY3 345 1 | P23:345:MEC:OBRIEN:903::EHV: | 0.0507 | Yes
GEN-2024-209 | 03 CENTRAL | G03 29SP | 635200 RAUN 3 345 652564 SIOUXCY3 345 1 | P23:345:MEC:OBRIEN:906::EHV: | 0.05104 | Yes
GEN-2024-209 | 03 CENTRAL | G03 29SP | 635018 NORTHBORO 3 345 635570 ORIENT 3 345 1 | P55:345:OPPD:S3458 3::FN13:EHV: | 0.05321 | Yes
GEN-2024-209 | 03 CENTRAL | G03 29SP | 635017 ATCHISON 3 345 640139 COOPER 3 345 1 | P55:345:OPPD:S3458 3::FN13:EHV: | 0.05322 | Yes
GEN-2024-209 | 03 CENTRAL | G03 29SP | 635017 ATCHISON 3 345 635018 NORTHBORO 3 345 1 | P55:345:OPPD:S3458 3::FN13:EHV: | 0.05321 | Yes
GEN-2024-215 | 03 CENTRAL | G03 29SP | 635200 RAUN 3 345 652564 SIOUXCY3 345 1 | P12:345:MEC:OBRIEN:HIGHLAND:1REACTOR:EHV: | 0.05155 | Yes
GEN-2024-215 | 03 CENTRAL | G03 29SP | 635200 RAUN 3 345 652564 SIOUXCY3 345 1 | P23:345:MEC:HIGHLAND:902::EHV: | 0.05155 | Yes
GEN-2024-215 | 03 CENTRAL | G03 29SP | 635200 RAUN 3 345 652564 SIOUXCY3 345 1 | P23:345:MEC:HIGHLAND:903::EHV: | 0.05155 | Yes
GEN-2024-215 | 03 CENTRAL | G03 29SP | 635200 RAUN 3 345 652564 SIOUXCY3 345 1 | P23:345:MEC:HIGHLAND:908::EHV: | 0.05155 | Yes
GEN-2024-215 | 03 CENTRAL | G03 29SP | 635200 RAUN 3 345 652564 SIOUXCY3 345 1 | P23:345:MEC:OBRIEN:903::EHV: | 0.05231 | Yes
GEN-2024-215 | 03 CENTRAL | G03 29SP | 635200 RAUN 3 345 652564 SIOUXCY3 345 1 | P23:345:MEC:OBRIEN:906::EHV: | 0.05259 | Yes
GEN-2024-215 | 03 CENTRAL | G03 29SP | 635200 RAUN 3 345 652564 SIOUXCY3 345 1 | P55:345:MEC:HIGHLAND | 0.05155 | Yes
GEN-2024-215 | 03 CENTRAL | G03 29SP | 635200 RAUN 3 345 652564 SIOUXCY3 345 1 | 635368 OBRIEN 3 345 635400 HIGHLAND 3 345 1 | 0.05155 | Yes
GEN-2024-217 | 03 CENTRAL | G03 29SP | 345408 7OVERTON 345 541201 SIBLEY 7 345 1 | P11:022:NPPD:COOPER1G:1:983:: | 0.12273 | Yes
GEN-2024-217 | 03 CENTRAL | G03 29SP | 300044 7MCCRED 345 345230 7MONTGMRY 345 1 | P11:24:AECI:1THLG3:1::: | 0.06069 | Yes
GEN-2024-217 | 03 CENTRAL | G03 29SP | 345408 7OVERTON 345 541201 SIBLEY 7 345 1 | P11:345:AMMO::CALLAWAY:1 | 0.12273 | Yes
GEN-2024-217 | 03 CENTRAL | G03 29SP | 300044 7MCCRED 345 345408 7OVERTON 345 1 | P11:345:WERE:WOLFU1-GEN:EHV: | 0.06423 | Yes
GEN-2024-217 | 03 CENTRAL | G03 29SP | 300044 7MCCRED 345 345230 7MONTGMRY 345 1 | P11:345:WERE:WOLFU1-GEN:EHV: | 0.06069 | Yes
GEN-2024-217 | 03 CENTRAL | G03 29SP | 345408 7OVERTON 345 541201 SIBLEY 7 345 1 | P11:345:WERE:WOLFU1-GEN:EHV: | 0.12273 | Yes
GEN-2024-217 | 03 CENTRAL | G03 29SP | 301809 7BARNET 345 344327 7LOOSECRK 345 1 | P12:161:AMMO::LOOSECREEK:MARIOSADELTA1:HV: | 0.05007 | Yes
GEN-2024-217 | 03 CENTRAL | G03 29SP | 345408 7OVERTON 345 541201 SIBLEY 7 345 1 | P12:25:EES:7CALAWY 1:1CAL G1:1:HV: | 0.12273 | Yes
GEN-2024-217 | 03 CENTRAL | G03 29SP | 300044 7MCCRED 345 345408 7OVERTON 345 1 | P12:345:AECI::MCCREDIE:KINGDOMCITY:EHV | 0.06323 | Yes
GEN-2024-217 | 03 CENTRAL | G03 29SP | 300044 7MCCRED 345 345230 7MONTGMRY 345 1 | P12:345:AECI::MCCREDIE:THOMASHILL:EHV | 0.06103 | Yes
GEN-2024-217 | 03 CENTRAL | G03 29SP | 300044 7MCCRED 345 345230 7MONTGMRY 345 1 | P12:345:AECI:MCCREDIE:TH_HILL:1:: | 0.06103 | Yes
GEN-2024-217 | 03 CENTRAL | G03 29SP | 345408 7OVERTON 345 345418 7BARNET 345 1 | P12:345:AECI-AMMO:MCCRD:OVRTN:1,CASC_R1:: | 0.05596 | Yes
GEN-2024-217 | 03 CENTRAL | G03 29SP | 345408 7OVERTON 345 345418 7BARNET 345 1 | P12:345:AECI-AMMO:MCCRD:OVRTN:1:: | 0.05596 | Yes
GEN-2024-217 | 03 CENTRAL | G03 29SP | 300044 7MCCRED 345 345408 7OVERTON 345 1 | P12:345:AMMO::CALLAWAY:LOOSECREEK:EHV | 0.06981 | Yes
GEN-2024-217 | 03 CENTRAL | G03 29SP | 300044 7MCCRED 345 345230 7MONTGMRY 345 1 | P12:345:AMMO::CALLAWAY:LOOSECREEK:EHV | 0.06796 | Yes
GEN-2024-217 | 03 CENTRAL | G03 29SP | 300044 7MCCRED 345 345408 7OVERTON 345 1 | P12:345:AMMO::CALLAWAY:LOOSECREEK1:EHV: | 0.06981 | Yes
GEN-2024-217 | 03 CENTRAL | G03 29SP | 300044 7MCCRED 345 345230 7MONTGMRY 345 1 | P12:345:AMMO::CALLAWAY:LOOSECREEK1:EHV: | 0.06796 | Yes
GEN-2024-217 | 03 CENTRAL | G03 29SP | 301809 7BARNET 345 344327 7LOOSECRK 345 1 | P12:345:AMMO::LOOSECREEK:MARIOSADELTA:HV | 0.05007 | Yes
GEN-2024-217 | 03 CENTRAL | G03 29SP | 300044 7MCCRED 345 345408 7OVERTON 345 1 | P12:345:AMMO::MAYWOOD:SPENCERCREEK:EHV | 0.06036 | Yes
GEN-2024-217 | 03 CENTRAL | G03 29SP | 300044 7MCCRED 345 345230 7MONTGMRY 345 1 | P12:345:AMMO::MAYWOOD:SPENCERCREEK:EHV | 0.05108 | Yes
GEN-2024-217 | 03 CENTRAL | G03 29SP | 300044 7MCCRED 345 345408 7OVERTON 345 1 | P12:345:AMMO::MAYWOOD:SPENCERCREEK4590:EHV: | 0.06036 | Yes
GEN-2024-217 | 03 CENTRAL | G03 29SP | 300044 7MCCRED 345 345230 7MONTGMRY 345 1 | P12:345:AMMO::MAYWOOD:SPENCERCREEK4590:EHV: | 0.05108 | Yes
GEN-2024-217 | 03 CENTRAL | G03 29SP | 300044 7MCCRED 345 345230 7MONTGMRY 345 1 | P12:345:AMMO::MONTGOMERY:SPENCERCREEK:EHV | 0.05108 | Yes
GEN-2024-217 | 03 CENTRAL | G03 29SP | 300044 7MCCRED 345 345230 7MONTGMRY 345 1 | P12:345:AMMO::MONTGOMERY:SPENCERCREEK1:EHV: | 0.05108 | Yes
GEN-2024-217 | 03 CENTRAL | G03 29SP | 345408 7OVERTON 345 345418 7BARNET 345 1 | P12:345:AMMO-AECI::MCCREDIE:OVERTON:EHV | 0.05596 | Yes
GEN-2024-217 | 03 CENTRAL | G03 29SP | 345408 7OVERTON 345 345418 7BARNET 345 1 | P12:345:AMMO-AECI::MCCREDIE:OVERTON5475:EHV: | 0.05596 | Yes
GEN-2024-217 | 03 CENTRAL | G03 29SP | 301809 7BARNET 345 344327 7LOOSECRK 345 1 | P13:161-345:AMMO::MARIOSA:1 | 0.05007 | Yes
GEN-2024-217 | 03 CENTRAL | G03 29SP | 300044 7MCCRED 345 345230 7MONTGMRY 345 1 | P21:345:AECI:THOMHL:THOMHLGSU3:1:: | 0.06069 | Yes
GEN-2024-217 | 03 CENTRAL | G03 29SP | 345408 7OVERTON 345 345418 7BARNET 345 1 | P23:345:AECI:7MCCRED:312::: | 0.05739 | Yes
GEN-2024-217 | 03 CENTRAL | G03 29SP | 345408 7OVERTON 345 345418 7BARNET 345 1 | P23:345:AECI:7MCCRED:322::: | 0.05253 | Yes
GEN-2024-217 | 03 CENTRAL | G03 29SP | 300044 7MCCRED 345 345408 7OVERTON 345 1 | P23:345:AMMO:::20LOOSECREEK:EHV: | 0.0786 | Yes
GEN-2024-217 | 03 CENTRAL | G03 29SP | 300044 7MCCRED 345 345230 7MONTGMRY 345 1 | P23:345:AMMO:::20LOOSECREEK:EHV: | 0.07759 | Yes
GEN-2024-217 | 03 CENTRAL | G03 29SP | 300044 7MCCRED 345 345230 7MONTGMRY 345 1 | P23:345:AMMO:::24SPENCERCREEK:EHV: | 0.05108 | Yes
GEN-2024-217 | 03 CENTRAL | G03 29SP | 300044 7MCCRED 345 345408 7OVERTON 345 1 | P23:345:AMMO:::40MAYWOOD:EHV: | 0.06036 | Yes
GEN-2024-217 | 03 CENTRAL | G03 29SP | 300044 7MCCRED 345 345230 7MONTGMRY 345 1 | P23:345:AMMO:::40MAYWOOD:EHV: | 0.05108 | Yes
GEN-2024-217 | 03 CENTRAL | G03 29SP | 300044 7MCCRED 345 345408 7OVERTON 345 1 | P23:345:KCPL:LACYGNE-R2-5:::EHV: | 0.0682 | Yes
GEN-2024-217 | 03 CENTRAL | G03 29SP | 301809 7BARNET 345 344327 7LOOSECRK 345 1 | P23:345:KCPL:LACYGNE-R2-5:::EHV: | 0.05356 | Yes
GEN-2024-217 | 03 CENTRAL | G03 29SP | 300044 7MCCRED 345 345408 7OVERTON 345 1 | P23:345:KCPL-WERE:237LACYGNE-R1-6:::EHV: | 0.06725 | Yes
GEN-2024-217 | 03 CENTRAL | G03 29SP | 301809 7BARNET 345 344327 7LOOSECRK 345 1 | P23:345:KCPL-WERE:237LACYGNE-R1-6:::EHV: | 0.05207 | Yes
GEN-2024-217 | 03 CENTRAL | G03 29SP | 301809 7BARNET 345 344327 7LOOSECRK 345 1 | P23:345:KCPL-WERE:237LACYGNE-R1-6:EHV: | 0.05207 | Yes
GEN-2024-217 | 03 CENTRAL | G03 29SP | 345408 7OVERTON 345 541201 SIBLEY 7 345 1 | P23:345:WERE:JEC-345-16:EHV: | 0.12579 | Yes
GEN-2024-217 | 03 CENTRAL | G03 29SP | 300044 7MCCRED 345 345408 7OVERTON 345 1 | P23:345:WERE:WOLF-345-50:EHV: | 0.06449 | Yes
GEN-2024-217 | 03 CENTRAL | G03 29SP | 345408 7OVERTON 345 541201 SIBLEY 7 345 1 | P23:345:WERE:WOLF-345-50:EHV: | 0.12297 | Yes
GEN-2024-217 | 03 CENTRAL | G03 29SP | 345408 7OVERTON 345 541201 SIBLEY 7 345 1 | P42:345:NPPD:BKR-CPR-3310:::: | 0.12273 | Yes
GEN-2024-217 | 03 CENTRAL | G03 29SP | 300044 7MCCRED 345 345408 7OVERTON 345 1 | P51:22:KCPL:LACYGNE7:::EHV: | 0.07259 | Yes
GEN-2024-217 | 03 CENTRAL | G03 29SP | 301809 7BARNET 345 344327 7LOOSECRK 345 1 | P51:22:KCPL:LACYGNE7:::EHV: | 0.06004 | Yes
GEN-2024-217 | 03 CENTRAL | G03 29SP | 300044 7MCCRED 345 345230 7MONTGMRY 345 1 | P51:22:KCPL:LACYGNE7:::EHV: | 0.06976 | Yes
GEN-2024-217 | 03 CENTRAL | G03 29SP | 345408 7OVERTON 345 541201 SIBLEY 7 345 1 | P51:22:KCPL:LACYGNE7:::EHV: | 0.13025 | Yes
GEN-2024-217 | 03 CENTRAL | G03 29SP | 300044 7MCCRED 345 345408 7OVERTON 345 1 | P51:25:WERE:WOLFCRK7:EHV: | 0.0657 | Yes
GEN-2024-217 | 03 CENTRAL | G03 29SP | 635018 NORTHBORO 3 345 635570 ORIENT 3 345 1 | P55:345:OPPD:S3458 3::FN13:EHV: | 0.06337 | Yes
GEN-2024-217 | 03 CENTRAL | G03 29SP | 635017 ATCHISON 3 345 640139 COOPER 3 345 1 | P55:345:OPPD:S3458 3::FN13:EHV: | 0.06337 | Yes
GEN-2024-217 | 03 CENTRAL | G03 29SP | 635017 ATCHISON 3 345 635018 NORTHBORO 3 345 1 | P55:345:OPPD:S3458 3::FN13:EHV: | 0.06337 | Yes
GEN-2024-217 | 03 CENTRAL | G03 29SP | 345435 7MAYWOOD 345 345992 7SPENCER 345 1 | P55:345:OPPD:S3458 3::FN13:EHV: | 0.0524 | Yes
GEN-2024-217 | 03 CENTRAL | G03 29SP | 345230 7MONTGMRY 345 345992 7SPENCER 345 1 | P55:345:OPPD:S3458 3::FN13:EHV: | 0.05244 | Yes
GEN-2024-217 | 03 CENTRAL | G03 29SP | 300044 7MCCRED 345 345230 7MONTGMRY 345 1 | 300003 1THLG3 24.0 301503 7THOMHLGSU3 345 3 | 0.06069 | Yes
GEN-2024-217 | 03 CENTRAL | G03 29SP | 300044 7MCCRED 345 345408 7OVERTON 345 1 | 300090 5KINGDMB1 161 300043 7KINGDM 345 1 | 0.06323 | Yes
GEN-2024-217 | 03 CENTRAL | G03 29SP | 301809 7BARNET 345 344327 7LOOSECRK 345 1 | 344327 7LOOSECRK 345 345238 7MARIOSA 345 1 | 0.05007 | Yes
GEN-2024-217 | 03 CENTRAL | G03 29SP | 345408 7OVERTON 345 541201 SIBLEY 7 345 1 | 541200 PHILL 7 345 541201 SIBLEY 7 345 1 | 0.16217 | Yes
GEN-2024-217 | 03 CENTRAL | G03 29SP | 345408 7OVERTON 345 345418 7BARNET 345 1 | 541200 PHILL 7 345 541201 SIBLEY 7 345 1 | 0.05326 | Yes
GEN-2024-217 | 03 CENTRAL | G03 29SP | 345408 7OVERTON 345 541201 SIBLEY 7 345 1 | 542957 IAT G1 1 24.0 542982 IATAN 7 345 1 | 0.12466 | Yes
GEN-2024-217 | 03 CENTRAL | G03 29SP | 300044 7MCCRED 345 345408 7OVERTON 345 1 | 542962 IAT G2 1 24.5 542982 IATAN 7 345 1 | 0.06541 | Yes
GEN-2024-217 | 03 CENTRAL | G03 29SP | 345408 7OVERTON 345 541201 SIBLEY 7 345 1 | 542962 IAT G2 1 24.5 542982 IATAN 7 345 1 | 0.12418 | Yes
GEN-2024-217 | 03 CENTRAL | G03 29SP | 301809 7BARNET 345 344327 7LOOSECRK 345 1 | 542968 STILWEL7 345 765571 G21-029-TAP 345 1 | 0.05217 | Yes
GEN-2024-217 | 03 CENTRAL | G03 29SP | 635018 NORTHBORO 3 345 635570 ORIENT 3 345 1 | 640139 COOPER 3 345 778170 G24-040-TAP 345 1 | 0.0502 | Yes
GEN-2024-217 | 03 CENTRAL | G03 29SP | 635017 ATCHISON 3 345 640139 COOPER 3 345 1 | 640139 COOPER 3 345 778170 G24-040-TAP 345 1 | 0.0502 | Yes
GEN-2024-217 | 03 CENTRAL | G03 29SP | 635017 ATCHISON 3 345 635018 NORTHBORO 3 345 1 | 640139 COOPER 3 345 778170 G24-040-TAP 345 1 | 0.0502 | Yes
GEN-2024-217 | 03 CENTRAL | G03 29SP | 635018 NORTHBORO 3 345 635570 ORIENT 3 345 1 | 645458 S3458 3 345 778170 G24-040-TAP 345 1 | 0.0502 | Yes
GEN-2024-217 | 03 CENTRAL | G03 29SP | 635017 ATCHISON 3 345 640139 COOPER 3 345 1 | 645458 S3458 3 345 778170 G24-040-TAP 345 1 | 0.0502 | Yes
GEN-2024-217 | 03 CENTRAL | G03 29SP | 635017 ATCHISON 3 345 635018 NORTHBORO 3 345 1 | 645458 S3458 3 345 778170 G24-040-TAP 345 1 | 0.0502 | Yes
GEN-2024-217 | 03 CENTRAL | G03 29SP | 300044 7MCCRED 345 345408 7OVERTON 345 1 | Base Case | 0.06423 | Yes
GEN-2024-217 | 03 CENTRAL | G03 29SP | 300044 7MCCRED 345 345230 7MONTGMRY 345 1 | Base Case | 0.06069 | Yes
GEN-2024-217 | 03 CENTRAL | G03 29SP | 345408 7OVERTON 345 541201 SIBLEY 7 345 1 | Base Case | 0.12273 | Yes
GEN-2024-217 | 03 CENTRAL | G03 29SP | 300044 7MCCRED 345 345230 7MONTGMRY 345 1 | GEN300003 1 | 0.06069 | Yes
GEN-2024-217 | 03 CENTRAL | G03 29SP | 300044 7MCCRED 345 345230 7MONTGMRY 345 1 | GEN300003 1_Dup1 | 0.06069 | Yes
GEN-2024-217 | 03 CENTRAL | G03 29SP | 300044 7MCCRED 345 345408 7OVERTON 345 1 | GEN532751 1 | 0.06423 | Yes
GEN-2024-217 | 03 CENTRAL | G03 29SP | 300044 7MCCRED 345 345230 7MONTGMRY 345 1 | GEN532751 1 | 0.06069 | Yes
GEN-2024-217 | 03 CENTRAL | G03 29SP | 345408 7OVERTON 345 541201 SIBLEY 7 345 1 | GEN532751 1 | 0.12273 | Yes
GEN-2024-217 | 03 CENTRAL | G03 29SP | 300044 7MCCRED 345 345408 7OVERTON 345 1 | GEN532751 1_Dup1 | 0.06423 | Yes
GEN-2024-217 | 03 CENTRAL | G03 29SP | 300044 7MCCRED 345 345230 7MONTGMRY 345 1 | GEN532751 1_Dup1 | 0.06069 | Yes
GEN-2024-217 | 03 CENTRAL | G03 29SP | 345408 7OVERTON 345 541201 SIBLEY 7 345 1 | GEN532751 1_Dup1 | 0.12273 | Yes
GEN-2024-217 | 03 CENTRAL | G03 29SP | 345408 7OVERTON 345 541201 SIBLEY 7 345 1 | GEN542957 1 | 0.12273 | Yes
GEN-2024-217 | 03 CENTRAL | G03 29SP | 345408 7OVERTON 345 541201 SIBLEY 7 345 1 | GEN542957 1_Dup1 | 0.12273 | Yes
GEN-2024-217 | 03 CENTRAL | G03 29SP | 300044 7MCCRED 345 345408 7OVERTON 345 1 | GEN542962 2 | 0.06423 | Yes
GEN-2024-217 | 03 CENTRAL | G03 29SP | 345408 7OVERTON 345 541201 SIBLEY 7 345 1 | GEN542962 2 | 0.12273 | Yes
GEN-2024-217 | 03 CENTRAL | G03 29SP | 300044 7MCCRED 345 345408 7OVERTON 345 1 | GEN542962 2_Dup1 | 0.06423 | Yes
GEN-2024-217 | 03 CENTRAL | G03 29SP | 345408 7OVERTON 345 541201 SIBLEY 7 345 1 | GEN542962 2_Dup1 | 0.12273 | Yes
GEN-2024-217 | 03 CENTRAL | G03 29SP | 345408 7OVERTON 345 541201 SIBLEY 7 345 1 | GEN640009 1 | 0.12273 | Yes
GEN-2024-217 | 03 CENTRAL | G03 29SP | 345408 7OVERTON 345 541201 SIBLEY 7 345 1 | GEN640009 1_Dup1 | 0.12273 | Yes
GEN-2024-249 | 03 CENTRAL | G00ALL 29SP | 631193 HUNTLEY3 345 631197 LEDYARD3 345 1 | P11:20:XEL:PR_ISLD:31G | 0.05289 | Yes
GEN-2024-249 | 03 CENTRAL | G00ALL 29SP | 631193 HUNTLEY3 345 631197 LEDYARD3 345 1 | P11:20:XEL:PR_ISLD:32G | 0.05289 | Yes
GEN-2024-249 | 03 CENTRAL | G00ALL 29SP | 631193 HUNTLEY3 345 631197 LEDYARD3 345 1 | P11:24:XEL:SHERCO31G:1 | 0.05289 | Yes
GEN-2024-249 | 03 CENTRAL | G00ALL 29SP | 635200 RAUN 3 345 645552 S3452 REACT3 345 1 | P11:24:XEL:SHERCO31G:1 | 0.0795 | Yes
GEN-2024-249 | 03 CENTRAL | G00ALL 29SP | 631193 HUNTLEY3 345 631197 LEDYARD3 345 1 | P11:24:XEL:SHERCO32G:2 | 0.05289 | Yes
GEN-2024-249 | 03 CENTRAL | G00ALL 29SP | 635200 RAUN 3 345 762779 G18-043 TAP 345 1 | P11:26:XEL:SHERCO33G:3 | 0.07742 | Yes
GEN-2024-249 | 03 CENTRAL | G00ALL 29SP | 631193 HUNTLEY3 345 631197 LEDYARD3 345 1 | P11:26:XEL:SHERCO33G:3 | 0.05289 | Yes
GEN-2024-249 | 03 CENTRAL | G00ALL 29SP | 635200 RAUN 3 345 645552 S3452 REACT3 345 1 | P11:26:XEL:SHERCO33G:3 | 0.0795 | Yes
GEN-2024-249 | 03 CENTRAL | G00ALL 29SP | 635018 NORTHBORO 3 345 635570 ORIENT 3 345 1 | P11:345:MEC:GDMEC:3:ST | 0.06897 | Yes
GEN-2024-249 | 03 CENTRAL | G00ALL 29SP | 635017 ATCHISON 3 345 640139 COOPER 3 345 1 | P11:345:MEC:GDMEC:3:ST | 0.06897 | Yes
GEN-2024-249 | 03 CENTRAL | G00ALL 29SP | 635017 ATCHISON 3 345 635018 NORTHBORO 3 345 1 | P11:345:MEC:GDMEC:3:ST | 0.06897 | Yes
GEN-2024-249 | 03 CENTRAL | G00ALL 29SP | 635600 GRIMES 3 345 636003 BEAVER CRK 3 345 1 | P11:345:MEC:GDMEC:3:ST | 0.05857 | Yes
GEN-2024-249 | 03 CENTRAL | G00ALL 29SP | 635200 RAUN 3 345 762779 G18-043 TAP 345 1 | P11:345:MEC:NEAL:3 | 0.07742 | Yes
GEN-2024-249 | 03 CENTRAL | G00ALL 29SP | 635200 RAUN 3 345 645552 S3452 REACT3 345 1 | P11:345:MEC:NEAL:3 | 0.0795 | Yes
GEN-2024-249 | 03 CENTRAL | G00ALL 29SP | 635200 RAUN 3 345 762779 G18-043 TAP 345 1 | P11:345:MEC:NEAL:4 | 0.07742 | Yes
GEN-2024-249 | 03 CENTRAL | G00ALL 29SP | 635200 RAUN 3 345 645552 S3452 REACT3 345 1 | P11:345:MEC:NEAL:4 | 0.0795 | Yes
GEN-2024-249 | 03 CENTRAL | G00ALL 29SP | 345435 7MAYWOOD 345 345992 7SPENCER 345 1 | P12:161:AECI-AMMO:THHILL:ADR:1,CASC_R1:: | 0.05098 | Yes
GEN-2024-249 | 03 CENTRAL | G00ALL 29SP | 345230 7MONTGMRY 345 345992 7SPENCER 345 1 | P12:161:AECI-AMMO:THHILL:ADR:1,CASC_R1:: | 0.05098 | Yes
GEN-2024-249 | 03 CENTRAL | G00ALL 29SP | 345435 7MAYWOOD 345 345992 7SPENCER 345 1 | P12:161:AECI-AMMO:THHILL:ADR:1:: | 0.05098 | Yes
GEN-2024-249 | 03 CENTRAL | G00ALL 29SP | 345230 7MONTGMRY 345 345992 7SPENCER 345 1 | P12:161:AECI-AMMO:THHILL:ADR:1:: | 0.05098 | Yes
GEN-2024-249 | 03 CENTRAL | G00ALL 29SP | 345435 7MAYWOOD 345 345992 7SPENCER 345 1 | P12:161:AMMO-AECI::THOMASHILL:ADAIR:HV | 0.05098 | Yes
GEN-2024-249 | 03 CENTRAL | G00ALL 29SP | 345230 7MONTGMRY 345 345992 7SPENCER 345 1 | P12:161:AMMO-AECI::THOMASHILL:ADAIR:HV | 0.05098 | Yes
GEN-2024-249 | 03 CENTRAL | G00ALL 29SP | 345435 7MAYWOOD 345 345992 7SPENCER 345 1 | P12:161:AMMO-AECI::THOMASHILL:ADAIR1:HV: | 0.05098 | Yes
GEN-2024-249 | 03 CENTRAL | G00ALL 29SP | 345230 7MONTGMRY 345 345992 7SPENCER 345 1 | P12:161:AMMO-AECI::THOMASHILL:ADAIR1:HV: | 0.05098 | Yes
GEN-2024-249 | 03 CENTRAL | G00ALL 29SP | 602004 SPLT RK4 230 652523 SIOUXFL4 230 1 | P12:230.0:UMZ:# N-1 #:: LINE PAHOJA__-BE4-EAGLE___-NI4-1 :HV: | 0.06102 | Yes
GEN-2024-249 | 03 CENTRAL | G00ALL 29SP | 603016 SPLT RK7 115 996521 SPLT RK4 115 7 | P12:230.0:UMZ:# N-1 #:: LINE PAHOJA__-BE4-EAGLE___-NI4-1 :HV: | 0.06102 | Yes
GEN-2024-249 | 03 CENTRAL | G00ALL 29SP | 602004 SPLT RK4 230 996521 SPLT RK4 115 7 | P12:230.0:UMZ:# N-1 #:: LINE PAHOJA__-BE4-EAGLE___-NI4-1 :HV: | 0.06102 | Yes
GEN-2024-249 | 03 CENTRAL | G00ALL 29SP | 601006 SPLT RK3 345 652864 SIOUXCY-LNX3 345 1 | P12:230.0:UMZ:# N-1 #:: LINE SIOUXCY2-EAGLE___-NI4-1 :HV: | 0.05633 | Yes
GEN-2024-249 | 03 CENTRAL | G00ALL 29SP | 602004 SPLT RK4 230 652523 SIOUXFL4 230 1 | P12:230.0:UMZ:# N-1 #:: LINE SIOUXCY2-EAGLE___-NI4-1 :HV: | 0.05205 | Yes
GEN-2024-249 | 03 CENTRAL | G00ALL 29SP | 603016 SPLT RK7 115 996521 SPLT RK4 115 7 | P12:230.0:UMZ:# N-1 #:: LINE SIOUXCY2-EAGLE___-NI4-1 :HV: | 0.05205 | Yes
GEN-2024-249 | 03 CENTRAL | G00ALL 29SP | 602004 SPLT RK4 230 996521 SPLT RK4 115 7 | P12:230.0:UMZ:# N-1 #:: LINE SIOUXCY2-EAGLE___-NI4-1 :HV: | 0.05205 | Yes
GEN-2024-249 | 03 CENTRAL | G00ALL 29SP | 602004 SPLT RK4 230 652523 SIOUXFL4 230 1 | P12:230.0:UMZ:# N-1 #:: LINE SIOUXCY4-RASMUSN-ER4-1 :HV: | 0.05197 | Yes
GEN-2024-249 | 03 CENTRAL | G00ALL 29SP | 603016 SPLT RK7 115 996521 SPLT RK4 115 7 | P12:230.0:UMZ:# N-1 #:: LINE SIOUXCY4-RASMUSN-ER4-1 :HV: | 0.05197 | Yes
GEN-2024-249 | 03 CENTRAL | G00ALL 29SP | 602004 SPLT RK4 230 996521 SPLT RK4 115 7 | P12:230.0:UMZ:# N-1 #:: LINE SIOUXCY4-RASMUSN-ER4-1 :HV: | 0.05197 | Yes
GEN-2024-249 | 03 CENTRAL | G00ALL 29SP | 602004 SPLT RK4 230 652523 SIOUXFL4 230 1 | P12:230.0:UMZ:# N-1 #:: LINE SIOUXFL4-PAHOJA__-BE4-1 :HV: | 0.06102 | Yes
GEN-2024-249 | 03 CENTRAL | G00ALL 29SP | 603016 SPLT RK7 115 996521 SPLT RK4 115 7 | P12:230.0:UMZ:# N-1 #:: LINE SIOUXFL4-PAHOJA__-BE4-1 :HV: | 0.06102 | Yes
GEN-2024-249 | 03 CENTRAL | G00ALL 29SP | 602004 SPLT RK4 230 996521 SPLT RK4 115 7 | P12:230.0:UMZ:# N-1 #:: LINE SIOUXFL4-PAHOJA__-BE4-1 :HV: | 0.06102 | Yes
GEN-2024-249 | 03 CENTRAL | G00ALL 29SP | 602004 SPLT RK4 230 652523 SIOUXFL4 230 1 | P12:230.0:UMZ:# N-1 #:: LINE UTICAJC4-RASMUSN-ER4-1 :HV: | 0.05197 | Yes
GEN-2024-249 | 03 CENTRAL | G00ALL 29SP | 603016 SPLT RK7 115 996521 SPLT RK4 115 7 | P12:230.0:UMZ:# N-1 #:: LINE UTICAJC4-RASMUSN-ER4-1 :HV: | 0.05197 | Yes
GEN-2024-249 | 03 CENTRAL | G00ALL 29SP | 602004 SPLT RK4 230 996521 SPLT RK4 115 7 | P12:230.0:UMZ:# N-1 #:: LINE UTICAJC4-RASMUSN-ER4-1 :HV: | 0.05197 | Yes
GEN-2024-249 | 03 CENTRAL | G00ALL 29SP | 631138 LAKEFLD3 345 635368 OBRIEN 3 345 1 | P12:345.0:UMZ:# N-1 #:: LINE RAUN 3-SIOUXCY3-1 :EHV: | 0.05996 | Yes
GEN-2024-249 | 03 CENTRAL | G00ALL 29SP | 635223 PLYMOUTH 5 161 652566 SIOUXCY5 161 1 | P12:345.0:UMZ:# N-1 #:: LINE RAUN 3-SIOUXCY3-1 :EHV: | 0.0722 | Yes
GEN-2024-249 | 03 CENTRAL | G00ALL 29SP | 631138 LAKEFLD3 345 635368 OBRIEN 3 345 1 | P12:345.0:UMZ:# N-1 #:: LINE SIOUXCY3-SIOUXCY-LNX3-Z :EHV: | 0.05743 | Yes
GEN-2024-249 | 03 CENTRAL | G00ALL 29SP | 601034 NOBLES 3 345 631138 LAKEFLD3 345 1 | P12:345.0:UMZ:# N-1 #:: LINE SIOUXCY3-SIOUXCY-LNX3-Z :EHV: | 0.05246 | Yes
GEN-2024-249 | 03 CENTRAL | G00ALL 29SP | 631138 LAKEFLD3 345 635368 OBRIEN 3 345 1 | P12:345.0:UMZ:# N-1 #:: LINE SPLT RK3-SIOUXCY-LNX3-1 :EHV: | 0.05743 | Yes
GEN-2024-249 | 03 CENTRAL | G00ALL 29SP | 601034 NOBLES 3 345 631138 LAKEFLD3 345 1 | P12:345.0:UMZ:# N-1 #:: LINE SPLT RK3-SIOUXCY-LNX3-1 :EHV: | 0.05246 | Yes
GEN-2024-249 | 03 CENTRAL | G00ALL 29SP | 631138 LAKEFLD3 345 635368 OBRIEN 3 345 1 | P12:345:ITCM-MEC:LEDYARD:KOSSUTH:1 | 0.05583 | Yes
GEN-2024-249 | 03 CENTRAL | G00ALL 29SP | 635018 NORTHBORO 3 345 635570 ORIENT 3 345 1 | P12:345:MEC:ARBOR HILL:FALLOW AVE:1 | 0.07046 | Yes
GEN-2024-249 | 03 CENTRAL | G00ALL 29SP | 635017 ATCHISON 3 345 640139 COOPER 3 345 1 | P12:345:MEC:ARBOR HILL:FALLOW AVE:1 | 0.07046 | Yes
GEN-2024-249 | 03 CENTRAL | G00ALL 29SP | 635017 ATCHISON 3 345 635018 NORTHBORO 3 345 1 | P12:345:MEC:ARBOR HILL:FALLOW AVE:1 | 0.07046 | Yes
GEN-2024-249 | 03 CENTRAL | G00ALL 29SP | 635200 RAUN 3 345 762779 G18-043 TAP 345 1 | P12:345:MEC:ARBOR HILL:FALLOW AVE:1 | 0.07842 | Yes
GEN-2024-249 | 03 CENTRAL | G00ALL 29SP | 635600 GRIMES 3 345 636003 BEAVER CRK 3 345 1 | P12:345:MEC:ARBOR HILL:FALLOW AVE:1 | 0.05673 | Yes
GEN-2024-249 | 03 CENTRAL | G00ALL 29SP | 635200 RAUN 3 345 645552 S3452 REACT3 345 1 | P12:345:MEC:ARBOR HILL:FALLOW AVE:1 | 0.08053 | Yes
GEN-2024-249 | 03 CENTRAL | G00ALL 29SP | 635200 RAUN 3 345 652564 SIOUXCY3 345 1 | P12:345:MEC:CHEROKEE:HIGHLAND:1 | 0.12464 | Yes
GEN-2024-249 | 03 CENTRAL | G00ALL 29SP | 601006 SPLT RK3 345 652864 SIOUXCY-LNX3 345 1 | P12:345:MEC:CHEROKEE:HIGHLAND:1 | 0.05526 | Yes
GEN-2024-249 | 03 CENTRAL | G00ALL 29SP | 636000 WEBSTER3 345 636010 LEHIGH 3 345 1 | P12:345:MEC:CHEROKEE:HIGHLAND:1 | 0.05395 | Yes
GEN-2024-249 | 03 CENTRAL | G00ALL 29SP | 635200 RAUN 3 345 652564 SIOUXCY3 345 1 | P12:345:MEC:OBRIEN:HIGHLAND:1REACTOR:EHV: | 0.12464 | Yes
GEN-2024-249 | 03 CENTRAL | G00ALL 29SP | 601006 SPLT RK3 345 652864 SIOUXCY-LNX3 345 1 | P12:345:MEC:OBRIEN:HIGHLAND:1REACTOR:EHV: | 0.05526 | Yes
GEN-2024-249 | 03 CENTRAL | G00ALL 29SP | 636000 WEBSTER3 345 636010 LEHIGH 3 345 1 | P12:345:MEC:OBRIEN:HIGHLAND:1REACTOR:EHV: | 0.05395 | Yes
GEN-2024-249 | 03 CENTRAL | G00ALL 29SP | 635568 S HILLS 3 345 635630 BOONEVILLE 3 345 1 | P12:345:MEC:ORIENT:MADISON:1 | 0.05383 | Yes
GEN-2024-249 | 03 CENTRAL | G00ALL 29SP | 635568 S HILLS 3 345 635570 ORIENT 3 345 1 | P12:345:MEC:ORIENT:MADISON:1 | 0.05383 | Yes
GEN-2024-249 | 03 CENTRAL | G00ALL 29SP | 635018 NORTHBORO 3 345 635570 ORIENT 3 345 1 | P12:345:MEC:PONY CRK:ROLL HILLS:1 | 0.06693 | Yes
GEN-2024-249 | 03 CENTRAL | G00ALL 29SP | 635017 ATCHISON 3 345 640139 COOPER 3 345 1 | P12:345:MEC:PONY CRK:ROLL HILLS:1 | 0.06693 | Yes
GEN-2024-249 | 03 CENTRAL | G00ALL 29SP | 635017 ATCHISON 3 345 635018 NORTHBORO 3 345 1 | P12:345:MEC:PONY CRK:ROLL HILLS:1 | 0.06693 | Yes
GEN-2024-249 | 03 CENTRAL | G00ALL 29SP | 635018 NORTHBORO 3 345 635570 ORIENT 3 345 1 | P12:345:MEC:ROLL HILLS:ORIENT:1 | 0.06693 | Yes
GEN-2024-249 | 03 CENTRAL | G00ALL 29SP | 635017 ATCHISON 3 345 640139 COOPER 3 345 1 | P12:345:MEC:ROLL HILLS:ORIENT:1 | 0.06693 | Yes
GEN-2024-249 | 03 CENTRAL | G00ALL 29SP | 635017 ATCHISON 3 345 635018 NORTHBORO 3 345 1 | P12:345:MEC:ROLL HILLS:ORIENT:1 | 0.06693 | Yes
GEN-2024-249 | 03 CENTRAL | G00ALL 29SP | 635570 ORIENT 3 345 635635 MADISON3 345 1 | P12:345:MEC:S HILLS:BOONEVILLE:1 | 0.05018 | Yes
GEN-2024-249 | 03 CENTRAL | G00ALL 29SP | 635570 ORIENT 3 345 635635 MADISON3 345 1 | P12:345:MEC:S HILLS:ORIENT:1 | 0.05018 | Yes
GEN-2024-249 | 03 CENTRAL | G00ALL 29SP | 635200 RAUN 3 345 652564 SIOUXCY3 345 1 | P12:345:MEC-ITCM:OBRIEN:LAKEFIELD:1REACTOR:EHV: | 0.12318 | Yes
GEN-2024-249 | 03 CENTRAL | G00ALL 29SP | 601006 SPLT RK3 345 652864 SIOUXCY-LNX3 345 1 | P12:345:MEC-ITCM:OBRIEN:LAKEFIELD:1REACTOR:EHV: | 0.05682 | Yes
GEN-2024-249 | 03 CENTRAL | G00ALL 29SP | 631193 HUNTLEY3 345 631197 LEDYARD3 345 1 | P12:345:MEC-ITCM:OBRIEN:LAKEFIELD:1REACTOR:EHV: | 0.07137 | Yes
GEN-2024-249 | 03 CENTRAL | G00ALL 29SP | 631138 LAKEFLD3 345 635368 OBRIEN 3 345 1 | P12:345:MEC-WAPA:RAUN:SIOUXCY:1 | 0.05996 | Yes
GEN-2024-249 | 03 CENTRAL | G00ALL 29SP | 635223 PLYMOUTH 5 161 652566 SIOUXCY5 161 1 | P12:345:MEC-WAPA:RAUN:SIOUXCY:1 | 0.0722 | Yes
GEN-2024-249 | 03 CENTRAL | G00ALL 29SP | 635200 RAUN 3 345 762779 G18-043 TAP 345 1 | P12:345:NPPD:L3521::NW68&HOLDREGE.COLUMBUSEAST.CKT1:: | 0.08716 | Yes
GEN-2024-249 | 03 CENTRAL | G00ALL 29SP | 635200 RAUN 3 345 645552 S3452 REACT3 345 1 | P12:345:NPPD:L3521::NW68&HOLDREGE.COLUMBUSEAST.CKT1:: | 0.08962 | Yes
GEN-2024-249 | 03 CENTRAL | G00ALL 29SP | 601048 LYON CO 3 345 601087 STEEP BK LK3 345 2 | P12:345:XEL:LYONCO3:HAWKSNEST3:1 | 0.05245 | Yes
GEN-2024-249 | 03 CENTRAL | G00ALL 29SP | 631138 LAKEFLD3 345 635368 OBRIEN 3 345 1 | P12:345:XEL-WAPA:SPLTRK3:SIOUXCY-LNX3:1 | 0.05743 | Yes
GEN-2024-249 | 03 CENTRAL | G00ALL 29SP | 601034 NOBLES 3 345 631138 LAKEFLD3 345 1 | P12:345:XEL-WAPA:SPLTRK3:SIOUXCY-LNX3:1 | 0.05246 | Yes
GEN-2024-249 | 03 CENTRAL | G00ALL 29SP | 631193 HUNTLEY3 345 631197 LEDYARD3 345 1 | P13:345:XEL:MNTCE31G:MNTCELO3:1 | 0.05289 | Yes
GEN-2024-249 | 03 CENTRAL | G00ALL 29SP | 631193 HUNTLEY3 345 631197 LEDYARD3 345 1 | P13:345:XEL:PRIS31G:PRISLD3:1 | 0.05289 | Yes
GEN-2024-249 | 03 CENTRAL | G00ALL 29SP | 631193 HUNTLEY3 345 631197 LEDYARD3 345 1 | P13:345:XEL:PRIS32G:PRISLD3:2 | 0.05289 | Yes
GEN-2024-249 | 03 CENTRAL | G00ALL 29SP | 601006 SPLT RK3 345 652864 SIOUXCY-LNX3 345 1 | P13:345-230.0:UMZ:# N-1 #:: 3WND SIOUXCY3-SIOUXCY2-SIOUXC29-1 652_ SC2 KU1B_:EHV: | 0.06493 | Yes
GEN-2024-249 | 03 CENTRAL | G00ALL 29SP | 602004 SPLT RK4 230 652523 SIOUXFL4 230 1 | P13:345-230.0:UMZ:# N-1 #:: 3WND SIOUXCY3-SIOUXCY2-SIOUXC29-1 652_ SC2 KU1B_:EHV: | 0.05157 | Yes
GEN-2024-249 | 03 CENTRAL | G00ALL 29SP | 603016 SPLT RK7 115 996521 SPLT RK4 115 7 | P13:345-230.0:UMZ:# N-1 #:: 3WND SIOUXCY3-SIOUXCY2-SIOUXC29-1 652_ SC2 KU1B_:EHV: | 0.05157 | Yes
GEN-2024-249 | 03 CENTRAL | G00ALL 29SP | 602004 SPLT RK4 230 996521 SPLT RK4 115 7 | P13:345-230.0:UMZ:# N-1 #:: 3WND SIOUXCY3-SIOUXCY2-SIOUXC29-1 652_ SC2 KU1B_:EHV: | 0.05157 | Yes
GEN-2024-249 | 03 CENTRAL | G00ALL 29SP | 635200 RAUN 3 345 652564 SIOUXCY3 345 1 | P14:345:ITCM-MEC:LAKEFLD-OBRIEN 50MVAR:MN-SS | 0.12318 | Yes
GEN-2024-249 | 03 CENTRAL | G00ALL 29SP | 601006 SPLT RK3 345 652864 SIOUXCY-LNX3 345 1 | P14:345:ITCM-MEC:LAKEFLD-OBRIEN 50MVAR:MN-SS | 0.05682 | Yes
GEN-2024-249 | 03 CENTRAL | G00ALL 29SP | 631193 HUNTLEY3 345 631197 LEDYARD3 345 1 | P14:345:ITCM-MEC:LAKEFLD-OBRIEN 50MVAR:MN-SS | 0.07137 | Yes
GEN-2024-249 | 03 CENTRAL | G00ALL 29SP | 631138 LAKEFLD3 345 635368 OBRIEN 3 345 1 | P23:345:ITCM:HUNTLEY3 3659:IA-MVP::EHV: | 0.06463 | Yes
GEN-2024-249 | 03 CENTRAL | G00ALL 29SP | 635200 RAUN 3 345 652564 SIOUXCY3 345 1 | P23:345:ITCM:LAKEFLD 885:MN::EHV: | 0.12388 | Yes
GEN-2024-249 | 03 CENTRAL | G00ALL 29SP | 601006 SPLT RK3 345 652864 SIOUXCY-LNX3 345 1 | P23:345:ITCM:LAKEFLD 885:MN::EHV: | 0.05765 | Yes
GEN-2024-249 | 03 CENTRAL | G00ALL 29SP | 631193 HUNTLEY3 345 631197 LEDYARD3 345 1 | P23:345:ITCM:LAKEFLD 885:MN::EHV: | 0.07111 | Yes
GEN-2024-249 | 03 CENTRAL | G00ALL 29SP | 631138 LAKEFLD3 345 635368 OBRIEN 3 345 1 | P23:345:ITCM:LEDYARD3 5074:IA-MVP::EHV: | 0.06402 | Yes
GEN-2024-249 | 03 CENTRAL | G00ALL 29SP | 631138 LAKEFLD3 345 635368 OBRIEN 3 345 1 | P23:345:ITCM:LEDYARD3 5075:IA-MVP::EHV: | 0.06402 | Yes
GEN-2024-249 | 03 CENTRAL | G00ALL 29SP | 631138 LAKEFLD3 345 635368 OBRIEN 3 345 1 | P23:345:ITCM:LEDYARD3 5076:IA-MVP::EHV: | 0.05583 | Yes
GEN-2024-249 | 03 CENTRAL | G00ALL 29SP | 635018 NORTHBORO 3 345 635570 ORIENT 3 345 1 | P23:345:MEC:ARBOR HILL:901::EHV: | 0.07046 | Yes
GEN-2024-249 | 03 CENTRAL | G00ALL 29SP | 635017 ATCHISON 3 345 640139 COOPER 3 345 1 | P23:345:MEC:ARBOR HILL:901::EHV: | 0.07046 | Yes
GEN-2024-249 | 03 CENTRAL | G00ALL 29SP | 635017 ATCHISON 3 345 635018 NORTHBORO 3 345 1 | P23:345:MEC:ARBOR HILL:901::EHV: | 0.07046 | Yes
GEN-2024-249 | 03 CENTRAL | G00ALL 29SP | 635600 GRIMES 3 345 636003 BEAVER CRK 3 345 1 | P23:345:MEC:ARBOR HILL:901::EHV: | 0.05673 | Yes
GEN-2024-249 | 03 CENTRAL | G00ALL 29SP | 635200 RAUN 3 345 645552 S3452 REACT3 345 1 | P23:345:MEC:ARBOR HILL:901::EHV: | 0.08053 | Yes
GEN-2024-249 | 03 CENTRAL | G00ALL 29SP | 636003 BEAVER CRK 3 345 636010 LEHIGH 3 345 1 | P23:345:MEC:ARBOR HILL:901::EHV: | 0.05673 | Yes
GEN-2024-249 | 03 CENTRAL | G00ALL 29SP | 635018 NORTHBORO 3 345 635570 ORIENT 3 345 1 | P23:345:MEC:ARBOR HILL:902::EHV: | 0.07046 | Yes
GEN-2024-249 | 03 CENTRAL | G00ALL 29SP | 635017 ATCHISON 3 345 640139 COOPER 3 345 1 | P23:345:MEC:ARBOR HILL:902::EHV: | 0.07046 | Yes
GEN-2024-249 | 03 CENTRAL | G00ALL 29SP | 635017 ATCHISON 3 345 635018 NORTHBORO 3 345 1 | P23:345:MEC:ARBOR HILL:902::EHV: | 0.07046 | Yes
GEN-2024-249 | 03 CENTRAL | G00ALL 29SP | 635600 GRIMES 3 345 636003 BEAVER CRK 3 345 1 | P23:345:MEC:ARBOR HILL:902::EHV: | 0.05673 | Yes
GEN-2024-249 | 03 CENTRAL | G00ALL 29SP | 635200 RAUN 3 345 645552 S3452 REACT3 345 1 | P23:345:MEC:ARBOR HILL:902::EHV: | 0.08053 | Yes
GEN-2024-249 | 03 CENTRAL | G00ALL 29SP | 636003 BEAVER CRK 3 345 636010 LEHIGH 3 345 1 | P23:345:MEC:ARBOR HILL:902::EHV: | 0.05673 | Yes
GEN-2024-249 | 03 CENTRAL | G00ALL 29SP | 635018 NORTHBORO 3 345 635570 ORIENT 3 345 1 | P23:345:MEC:ARBOR HILL:903::EHV: | 0.07046 | Yes
GEN-2024-249 | 03 CENTRAL | G00ALL 29SP | 635017 ATCHISON 3 345 640139 COOPER 3 345 1 | P23:345:MEC:ARBOR HILL:903::EHV: | 0.07046 | Yes
GEN-2024-249 | 03 CENTRAL | G00ALL 29SP | 635017 ATCHISON 3 345 635018 NORTHBORO 3 345 1 | P23:345:MEC:ARBOR HILL:903::EHV: | 0.07046 | Yes
GEN-2024-249 | 03 CENTRAL | G00ALL 29SP | 635200 RAUN 3 345 762779 G18-043 TAP 345 1 | P23:345:MEC:ARBOR HILL:903::EHV: | 0.07842 | Yes
GEN-2024-249 | 03 CENTRAL | G00ALL 29SP | 635600 GRIMES 3 345 636003 BEAVER CRK 3 345 1 | P23:345:MEC:ARBOR HILL:903::EHV: | 0.05673 | Yes
GEN-2024-249 | 03 CENTRAL | G00ALL 29SP | 635200 RAUN 3 345 645552 S3452 REACT3 345 1 | P23:345:MEC:ARBOR HILL:903::EHV: | 0.08053 | Yes
GEN-2024-249 | 03 CENTRAL | G00ALL 29SP | 636003 BEAVER CRK 3 345 636010 LEHIGH 3 345 1 | P23:345:MEC:ARBOR HILL:903::EHV: | 0.05673 | Yes
GEN-2024-249 | 03 CENTRAL | G00ALL 29SP | 635200 RAUN 3 345 652564 SIOUXCY3 345 1 | P23:345:MEC:CHEROKEE:901::EHV: | 0.12464 | Yes
GEN-2024-249 | 03 CENTRAL | G00ALL 29SP | 636000 WEBSTER3 345 636010 LEHIGH 3 345 1 | P23:345:MEC:CHEROKEE:901::EHV: | 0.05395 | Yes
GEN-2024-249 | 03 CENTRAL | G00ALL 29SP | 635200 RAUN 3 345 652564 SIOUXCY3 345 1 | P23:345:MEC:CHEROKEE:902::EHV: | 0.12464 | Yes
GEN-2024-249 | 03 CENTRAL | G00ALL 29SP | 636000 WEBSTER3 345 636010 LEHIGH 3 345 1 | P23:345:MEC:CHEROKEE:902::EHV: | 0.05395 | Yes
GEN-2024-249 | 03 CENTRAL | G00ALL 29SP | 635200 RAUN 3 345 652564 SIOUXCY3 345 1 | P23:345:MEC:CHEROKEE:903::EHV: | 0.12464 | Yes
GEN-2024-249 | 03 CENTRAL | G00ALL 29SP | 636000 WEBSTER3 345 636010 LEHIGH 3 345 1 | P23:345:MEC:CHEROKEE:903::EHV: | 0.05395 | Yes
GEN-2024-249 | 03 CENTRAL | G00ALL 29SP | 635018 NORTHBORO 3 345 635570 ORIENT 3 345 1 | P23:345:MEC:FALLOW:901::EHV: | 0.07046 | Yes
GEN-2024-249 | 03 CENTRAL | G00ALL 29SP | 635017 ATCHISON 3 345 640139 COOPER 3 345 1 | P23:345:MEC:FALLOW:901::EHV: | 0.07046 | Yes
GEN-2024-249 | 03 CENTRAL | G00ALL 29SP | 635017 ATCHISON 3 345 635018 NORTHBORO 3 345 1 | P23:345:MEC:FALLOW:901::EHV: | 0.07046 | Yes
GEN-2024-249 | 03 CENTRAL | G00ALL 29SP | 635600 GRIMES 3 345 636003 BEAVER CRK 3 345 1 | P23:345:MEC:FALLOW:901::EHV: | 0.05673 | Yes
GEN-2024-249 | 03 CENTRAL | G00ALL 29SP | 635200 RAUN 3 345 645552 S3452 REACT3 345 1 | P23:345:MEC:FALLOW:901::EHV: | 0.08053 | Yes
GEN-2024-249 | 03 CENTRAL | G00ALL 29SP | 636003 BEAVER CRK 3 345 636010 LEHIGH 3 345 1 | P23:345:MEC:FALLOW:901::EHV: | 0.05673 | Yes
GEN-2024-249 | 03 CENTRAL | G00ALL 29SP | 635018 NORTHBORO 3 345 635570 ORIENT 3 345 1 | P23:345:MEC:FALLOW:902::EHV: | 0.07046 | Yes
GEN-2024-249 | 03 CENTRAL | G00ALL 29SP | 635017 ATCHISON 3 345 640139 COOPER 3 345 1 | P23:345:MEC:FALLOW:902::EHV: | 0.07046 | Yes
GEN-2024-249 | 03 CENTRAL | G00ALL 29SP | 635017 ATCHISON 3 345 635018 NORTHBORO 3 345 1 | P23:345:MEC:FALLOW:902::EHV: | 0.07046 | Yes
GEN-2024-249 | 03 CENTRAL | G00ALL 29SP | 635600 GRIMES 3 345 636003 BEAVER CRK 3 345 1 | P23:345:MEC:FALLOW:902::EHV: | 0.05673 | Yes
GEN-2024-249 | 03 CENTRAL | G00ALL 29SP | 636003 BEAVER CRK 3 345 636010 LEHIGH 3 345 1 | P23:345:MEC:FALLOW:902::EHV: | 0.05673 | Yes
GEN-2024-249 | 03 CENTRAL | G00ALL 29SP | 635600 GRIMES 3 345 636003 BEAVER CRK 3 345 1 | P23:345:MEC:FALLOW:903::EHV: | 0.05673 | Yes
GEN-2024-249 | 03 CENTRAL | G00ALL 29SP | 636003 BEAVER CRK 3 345 636010 LEHIGH 3 345 1 | P23:345:MEC:GARD AVE:901::EHV: | 0.05381 | Yes
GEN-2024-249 | 03 CENTRAL | G00ALL 29SP | 636003 BEAVER CRK 3 345 636010 LEHIGH 3 345 1 | P23:345:MEC:GARD AVE:903::EHV: | 0.05381 | Yes
GEN-2024-249 | 03 CENTRAL | G00ALL 29SP | 635600 GRIMES 3 345 636003 BEAVER CRK 3 345 1 | P23:345:MEC:GRIMES:903::EHV: | 0.052 | Yes
GEN-2024-249 | 03 CENTRAL | G00ALL 29SP | 636003 BEAVER CRK 3 345 636010 LEHIGH 3 345 1 | P23:345:MEC:GRIMES:903::EHV: | 0.052 | Yes
GEN-2024-249 | 03 CENTRAL | G00ALL 29SP | 635200 RAUN 3 345 652564 SIOUXCY3 345 1 | P23:345:MEC:HIGHLAND:901::EHV: | 0.12464 | Yes
GEN-2024-249 | 03 CENTRAL | G00ALL 29SP | 601006 SPLT RK3 345 652864 SIOUXCY-LNX3 345 1 | P23:345:MEC:HIGHLAND:901::EHV: | 0.05526 | Yes
GEN-2024-249 | 03 CENTRAL | G00ALL 29SP | 636000 WEBSTER3 345 636010 LEHIGH 3 345 1 | P23:345:MEC:HIGHLAND:901::EHV: | 0.05395 | Yes
GEN-2024-249 | 03 CENTRAL | G00ALL 29SP | 635200 RAUN 3 345 652564 SIOUXCY3 345 1 | P23:345:MEC:HIGHLAND:902::EHV: | 0.12464 | Yes
GEN-2024-249 | 03 CENTRAL | G00ALL 29SP | 601006 SPLT RK3 345 652864 SIOUXCY-LNX3 345 1 | P23:345:MEC:HIGHLAND:902::EHV: | 0.05526 | Yes
GEN-2024-249 | 03 CENTRAL | G00ALL 29SP | 636000 WEBSTER3 345 636010 LEHIGH 3 345 1 | P23:345:MEC:HIGHLAND:902::EHV: | 0.05395 | Yes
GEN-2024-249 | 03 CENTRAL | G00ALL 29SP | 635200 RAUN 3 345 652564 SIOUXCY3 345 1 | P23:345:MEC:HIGHLAND:903::EHV: | 0.12464 | Yes
GEN-2024-249 | 03 CENTRAL | G00ALL 29SP | 601006 SPLT RK3 345 652864 SIOUXCY-LNX3 345 1 | P23:345:MEC:HIGHLAND:903::EHV: | 0.05526 | Yes
GEN-2024-249 | 03 CENTRAL | G00ALL 29SP | 636000 WEBSTER3 345 636010 LEHIGH 3 345 1 | P23:345:MEC:HIGHLAND:903::EHV: | 0.05395 | Yes
GEN-2024-249 | 03 CENTRAL | G00ALL 29SP | 635200 RAUN 3 345 652564 SIOUXCY3 345 1 | P23:345:MEC:HIGHLAND:908::EHV: | 0.12464 | Yes
GEN-2024-249 | 03 CENTRAL | G00ALL 29SP | 601006 SPLT RK3 345 652864 SIOUXCY-LNX3 345 1 | P23:345:MEC:HIGHLAND:908::EHV: | 0.05526 | Yes
GEN-2024-249 | 03 CENTRAL | G00ALL 29SP | 636000 WEBSTER3 345 636010 LEHIGH 3 345 1 | P23:345:MEC:HIGHLAND:908::EHV: | 0.05395 | Yes
GEN-2024-249 | 03 CENTRAL | G00ALL 29SP | 635200 RAUN 3 345 652564 SIOUXCY3 345 1 | P23:345:MEC:LEHIGH:360::EHV: | 0.11485 | Yes
GEN-2024-249 | 03 CENTRAL | G00ALL 29SP | 636003 BEAVER CRK 3 345 636010 LEHIGH 3 345 1 | P23:345:MEC:LEHIGH:390::EHV: | 0.05381 | Yes
GEN-2024-249 | 03 CENTRAL | G00ALL 29SP | 635568 S HILLS 3 345 635630 BOONEVILLE 3 345 1 | P23:345:MEC:MADISON:901::EHV: | 0.05312 | Yes
GEN-2024-249 | 03 CENTRAL | G00ALL 29SP | 635568 S HILLS 3 345 635570 ORIENT 3 345 1 | P23:345:MEC:MADISON:901::EHV: | 0.05312 | Yes
GEN-2024-249 | 03 CENTRAL | G00ALL 29SP | 635568 S HILLS 3 345 635630 BOONEVILLE 3 345 1 | P23:345:MEC:MADISON:902::EHV: | 0.05312 | Yes
GEN-2024-249 | 03 CENTRAL | G00ALL 29SP | 635568 S HILLS 3 345 635570 ORIENT 3 345 1 | P23:345:MEC:MADISON:902::EHV: | 0.05312 | Yes
GEN-2024-249 | 03 CENTRAL | G00ALL 29SP | 635568 S HILLS 3 345 635630 BOONEVILLE 3 345 1 | P23:345:MEC:MADISON:903::EHV: | 0.05312 | Yes
GEN-2024-249 | 03 CENTRAL | G00ALL 29SP | 635568 S HILLS 3 345 635570 ORIENT 3 345 1 | P23:345:MEC:MADISON:903::EHV: | 0.05312 | Yes
GEN-2024-249 | 03 CENTRAL | G00ALL 29SP | 635200 RAUN 3 345 652564 SIOUXCY3 345 1 | P23:345:MEC:OBRIEN:903::EHV: | 0.12635 | Yes
GEN-2024-249 | 03 CENTRAL | G00ALL 29SP | 601006 SPLT RK3 345 652864 SIOUXCY-LNX3 345 1 | P23:345:MEC:OBRIEN:903::EHV: | 0.05827 | Yes
GEN-2024-249 | 03 CENTRAL | G00ALL 29SP | 636000 WEBSTER3 345 636010 LEHIGH 3 345 1 | P23:345:MEC:OBRIEN:903::EHV: | 0.05025 | Yes
GEN-2024-249 | 03 CENTRAL | G00ALL 29SP | 631193 HUNTLEY3 345 631197 LEDYARD3 345 1 | P23:345:MEC:OBRIEN:903::EHV: | 0.06825 | Yes
GEN-2024-249 | 03 CENTRAL | G00ALL 29SP | 601006 SPLT RK3 345 652864 SIOUXCY-LNX3 345 1 | P23:345:MEC:OBRIEN:904::EHV: | 0.05682 | Yes
GEN-2024-249 | 03 CENTRAL | G00ALL 29SP | 631193 HUNTLEY3 345 631197 LEDYARD3 345 1 | P23:345:MEC:OBRIEN:904::EHV: | 0.07137 | Yes
GEN-2024-249 | 03 CENTRAL | G00ALL 29SP | 635200 RAUN 3 345 652564 SIOUXCY3 345 1 | P23:345:MEC:OBRIEN:906::EHV: | 0.1272 | Yes
GEN-2024-249 | 03 CENTRAL | G00ALL 29SP | 601006 SPLT RK3 345 652864 SIOUXCY-LNX3 345 1 | P23:345:MEC:OBRIEN:906::EHV: | 0.05728 | Yes
GEN-2024-249 | 03 CENTRAL | G00ALL 29SP | 631193 HUNTLEY3 345 631197 LEDYARD3 345 1 | P23:345:MEC:OBRIEN:906::EHV: | 0.06882 | Yes
GEN-2024-249 | 03 CENTRAL | G00ALL 29SP | 345435 7MAYWOOD 345 345992 7SPENCER 345 1 | P23:345:MEC:ORIENT:902::EHV: | 0.05074 | Yes
GEN-2024-249 | 03 CENTRAL | G00ALL 29SP | 635568 S HILLS 3 345 635630 BOONEVILLE 3 345 1 | P23:345:MEC:ORIENT:905::EHV: | 0.0604 | Yes
GEN-2024-249 | 03 CENTRAL | G00ALL 29SP | 635568 S HILLS 3 345 635570 ORIENT 3 345 1 | P23:345:MEC:ORIENT:905::EHV: | 0.0604 | Yes
GEN-2024-249 | 03 CENTRAL | G00ALL 29SP | 635200 RAUN 3 345 652564 SIOUXCY3 345 1 | P23:345:MEC:RAUN:150::EHV: | 0.12244 | Yes
GEN-2024-249 | 03 CENTRAL | G00ALL 29SP | 601006 SPLT RK3 345 652864 SIOUXCY-LNX3 345 1 | P23:345:MEC:RAUN:150::EHV: | 0.05421 | Yes
GEN-2024-249 | 03 CENTRAL | G00ALL 29SP | 635018 NORTHBORO 3 345 635570 ORIENT 3 345 1 | P23:345:MEC:ROLLING HILLS:901::EHV: | 0.06693 | Yes
GEN-2024-249 | 03 CENTRAL | G00ALL 29SP | 635017 ATCHISON 3 345 640139 COOPER 3 345 1 | P23:345:MEC:ROLLING HILLS:901::EHV: | 0.06693 | Yes
GEN-2024-249 | 03 CENTRAL | G00ALL 29SP | 635017 ATCHISON 3 345 635018 NORTHBORO 3 345 1 | P23:345:MEC:ROLLING HILLS:901::EHV: | 0.06693 | Yes
GEN-2024-249 | 03 CENTRAL | G00ALL 29SP | 635018 NORTHBORO 3 345 635570 ORIENT 3 345 1 | P23:345:MEC:ROLLING HILLS:902::EHV: | 0.06693 | Yes
GEN-2024-249 | 03 CENTRAL | G00ALL 29SP | 635017 ATCHISON 3 345 640139 COOPER 3 345 1 | P23:345:MEC:ROLLING HILLS:902::EHV: | 0.06693 | Yes
GEN-2024-249 | 03 CENTRAL | G00ALL 29SP | 635017 ATCHISON 3 345 635018 NORTHBORO 3 345 1 | P23:345:MEC:ROLLING HILLS:902::EHV: | 0.06693 | Yes
GEN-2024-249 | 03 CENTRAL | G00ALL 29SP | 635018 NORTHBORO 3 345 635570 ORIENT 3 345 1 | P23:345:MEC:ROLLING HILLS:903::EHV: | 0.06693 | Yes
GEN-2024-249 | 03 CENTRAL | G00ALL 29SP | 635017 ATCHISON 3 345 640139 COOPER 3 345 1 | P23:345:MEC:ROLLING HILLS:903::EHV: | 0.06693 | Yes
GEN-2024-249 | 03 CENTRAL | G00ALL 29SP | 635017 ATCHISON 3 345 635018 NORTHBORO 3 345 1 | P23:345:MEC:ROLLING HILLS:903::EHV: | 0.06693 | Yes
GEN-2024-249 | 03 CENTRAL | G00ALL 29SP | 635018 NORTHBORO 3 345 635570 ORIENT 3 345 1 | P23:345:MEC:ROLLING HILLS:908::EHV: | 0.06693 | Yes
GEN-2024-249 | 03 CENTRAL | G00ALL 29SP | 635017 ATCHISON 3 345 640139 COOPER 3 345 1 | P23:345:MEC:ROLLING HILLS:908::EHV: | 0.06693 | Yes
GEN-2024-249 | 03 CENTRAL | G00ALL 29SP | 635017 ATCHISON 3 345 635018 NORTHBORO 3 345 1 | P23:345:MEC:ROLLING HILLS:908::EHV: | 0.06693 | Yes
GEN-2024-249 | 03 CENTRAL | G00ALL 29SP | 635570 ORIENT 3 345 635635 MADISON3 345 1 | P23:345:MEC:SOUTHERN HILLS:902::EHV: | 0.05018 | Yes
GEN-2024-249 | 03 CENTRAL | G00ALL 29SP | 635570 ORIENT 3 345 635635 MADISON3 345 1 | P23:345:MEC:SOUTHERN HILLS:903::EHV: | 0.05018 | Yes
GEN-2024-249 | 03 CENTRAL | G00ALL 29SP | 635570 ORIENT 3 345 635635 MADISON3 345 1 | P23:345:MEC:SOUTHERN HILLS:904::EHV: | 0.05018 | Yes
GEN-2024-249 | 03 CENTRAL | G00ALL 29SP | 635018 NORTHBORO 3 345 635570 ORIENT 3 345 1 | P23:345:OPPD:FUTURE 56-55&56-58:::EHV: | 0.07729 | Yes
GEN-2024-249 | 03 CENTRAL | G00ALL 29SP | 635017 ATCHISON 3 345 640139 COOPER 3 345 1 | P23:345:OPPD:FUTURE 56-55&56-58:::EHV: | 0.07729 | Yes
GEN-2024-249 | 03 CENTRAL | G00ALL 29SP | 635017 ATCHISON 3 345 635018 NORTHBORO 3 345 1 | P23:345:OPPD:FUTURE 56-55&56-58:::EHV: | 0.07729 | Yes
GEN-2024-249 | 03 CENTRAL | G00ALL 29SP | 601048 LYON CO 3 345 631138 LAKEFLD3 345 1 | P23:345:XEL:396 BKR SPK:::EHV: | 0.05907 | Yes
GEN-2024-249 | 03 CENTRAL | G00ALL 29SP | 631193 HUNTLEY3 345 631197 LEDYARD3 345 1 | P23:345:XEL:8N22 SHC:::EHV: | 0.05289 | Yes
GEN-2024-249 | 03 CENTRAL | G00ALL 29SP | 601048 LYON CO 3 345 601087 STEEP BK LK3 345 2 | P23:345:XEL:8N63 LYC:::EHV: | 0.05035 | Yes
GEN-2024-249 | 03 CENTRAL | G00ALL 29SP | 631193 HUNTLEY3 345 631197 LEDYARD3 345 1 | P23:345:XEL:8N8 MNN:::EHV: | 0.05289 | Yes
GEN-2024-249 | 03 CENTRAL | G00ALL 29SP | 601048 LYON CO 3 345 631138 LAKEFLD3 345 1 | P23:345:XEL:8S71 HNA:::EHV: | 0.05256 | Yes
GEN-2024-249 | 03 CENTRAL | G00ALL 29SP | 601048 LYON CO 3 345 601087 STEEP BK LK3 345 2 | P23:345:XEL:HAWKSNEST3:8N82::EHV: | 0.05245 | Yes
GEN-2024-249 | 03 CENTRAL | G00ALL 29SP | 601048 LYON CO 3 345 631138 LAKEFLD3 345 1 | P23:345:XEL:HELENA3:8S71::EHV: | 0.05256 | Yes
GEN-2024-249 | 03 CENTRAL | G00ALL 29SP | 601048 LYON CO 3 345 601087 STEEP BK LK3 345 2 | P23:345:XEL:LYONCO3:8N63::EHV: | 0.05035 | Yes
GEN-2024-249 | 03 CENTRAL | G00ALL 29SP | 631193 HUNTLEY3 345 631197 LEDYARD3 345 1 | P23:345:XEL:PRISLD3:8H17::EHV: | 0.05285 | Yes
GEN-2024-249 | 03 CENTRAL | G00ALL 29SP | 601048 LYON CO 3 345 631138 LAKEFLD3 345 1 | P23:345:XEL:WILMART3:8S26 FUT::EHV: | 0.05097 | Yes
GEN-2024-249 | 03 CENTRAL | G00ALL 29SP | 635200 RAUN 3 345 762779 G18-043 TAP 345 1 | P42:345:LES:L1485::NW68&HOLDREGE.WAGENER.CB3006:: | 0.0869 | Yes
GEN-2024-249 | 03 CENTRAL | G00ALL 29SP | 635200 RAUN 3 345 645552 S3452 REACT3 345 1 | P42:345:LES:L1485::NW68&HOLDREGE.WAGENER.CB3006:: | 0.08934 | Yes
GEN-2024-249 | 03 CENTRAL | G00ALL 29SP | 635200 RAUN 3 345 645552 S3452 REACT3 345 1 | P42:345:LES:L3516::NW68&HOLDREGE.MOORE.CB3005:: | 0.0892 | Yes
GEN-2024-249 | 03 CENTRAL | G00ALL 29SP | 635200 RAUN 3 345 645552 S3452 REACT3 345 1 | P42:345:NPPD:LXXXX.COLMB E.SHELCRK.CB3306:::: | 0.09002 | Yes
GEN-2024-249 | 03 CENTRAL | G00ALL 29SP | 635018 NORTHBORO 3 345 635570 ORIENT 3 345 1 | P55:345:MEC:ARBOR HILL | 0.07046 | Yes
GEN-2024-249 | 03 CENTRAL | G00ALL 29SP | 635017 ATCHISON 3 345 640139 COOPER 3 345 1 | P55:345:MEC:ARBOR HILL | 0.07046 | Yes
GEN-2024-249 | 03 CENTRAL | G00ALL 29SP | 635017 ATCHISON 3 345 635018 NORTHBORO 3 345 1 | P55:345:MEC:ARBOR HILL | 0.07046 | Yes
GEN-2024-249 | 03 CENTRAL | G00ALL 29SP | 635200 RAUN 3 345 762779 G18-043 TAP 345 1 | P55:345:MEC:ARBOR HILL | 0.07842 | Yes
GEN-2024-249 | 03 CENTRAL | G00ALL 29SP | 635600 GRIMES 3 345 636003 BEAVER CRK 3 345 1 | P55:345:MEC:ARBOR HILL | 0.05673 | Yes
GEN-2024-249 | 03 CENTRAL | G00ALL 29SP | 635200 RAUN 3 345 645552 S3452 REACT3 345 1 | P55:345:MEC:ARBOR HILL | 0.08053 | Yes
GEN-2024-249 | 03 CENTRAL | G00ALL 29SP | 636003 BEAVER CRK 3 345 636010 LEHIGH 3 345 1 | P55:345:MEC:ARBOR HILL | 0.05673 | Yes
GEN-2024-249 | 03 CENTRAL | G00ALL 29SP | 635200 RAUN 3 345 652564 SIOUXCY3 345 1 | P55:345:MEC:CHEROKEE | 0.12464 | Yes
GEN-2024-249 | 03 CENTRAL | G00ALL 29SP | 636000 WEBSTER3 345 636010 LEHIGH 3 345 1 | P55:345:MEC:CHEROKEE | 0.05395 | Yes
GEN-2024-249 | 03 CENTRAL | G00ALL 29SP | 635018 NORTHBORO 3 345 635570 ORIENT 3 345 1 | P55:345:MEC:FALLOW AVE | 0.07046 | Yes
GEN-2024-249 | 03 CENTRAL | G00ALL 29SP | 635017 ATCHISON 3 345 640139 COOPER 3 345 1 | P55:345:MEC:FALLOW AVE | 0.07046 | Yes
GEN-2024-249 | 03 CENTRAL | G00ALL 29SP | 635017 ATCHISON 3 345 635018 NORTHBORO 3 345 1 | P55:345:MEC:FALLOW AVE | 0.07046 | Yes
GEN-2024-249 | 03 CENTRAL | G00ALL 29SP | 635600 GRIMES 3 345 636003 BEAVER CRK 3 345 1 | P55:345:MEC:FALLOW AVE | 0.05673 | Yes
GEN-2024-249 | 03 CENTRAL | G00ALL 29SP | 636003 BEAVER CRK 3 345 636010 LEHIGH 3 345 1 | P55:345:MEC:FALLOW AVE | 0.05673 | Yes
GEN-2024-249 | 03 CENTRAL | G00ALL 29SP | 636003 BEAVER CRK 3 345 636010 LEHIGH 3 345 1 | P55:345:MEC:GARD AVE | 0.05381 | Yes
GEN-2024-249 | 03 CENTRAL | G00ALL 29SP | 635018 NORTHBORO 3 345 635570 ORIENT 3 345 1 | P55:345:MEC:GDMEC | 0.06856 | Yes
GEN-2024-249 | 03 CENTRAL | G00ALL 29SP | 635017 ATCHISON 3 345 640139 COOPER 3 345 1 | P55:345:MEC:GDMEC | 0.06856 | Yes
GEN-2024-249 | 03 CENTRAL | G00ALL 29SP | 635017 ATCHISON 3 345 635018 NORTHBORO 3 345 1 | P55:345:MEC:GDMEC | 0.06856 | Yes
GEN-2024-249 | 03 CENTRAL | G00ALL 29SP | 635600 GRIMES 3 345 636003 BEAVER CRK 3 345 1 | P55:345:MEC:GDMEC | 0.05839 | Yes
GEN-2024-249 | 03 CENTRAL | G00ALL 29SP | 635200 RAUN 3 345 652564 SIOUXCY3 345 1 | P55:345:MEC:HIGHLAND | 0.12464 | Yes
GEN-2024-249 | 03 CENTRAL | G00ALL 29SP | 601006 SPLT RK3 345 652864 SIOUXCY-LNX3 345 1 | P55:345:MEC:HIGHLAND | 0.05526 | Yes
GEN-2024-249 | 03 CENTRAL | G00ALL 29SP | 636000 WEBSTER3 345 636010 LEHIGH 3 345 1 | P55:345:MEC:HIGHLAND | 0.05395 | Yes
GEN-2024-249 | 03 CENTRAL | G00ALL 29SP | 635568 S HILLS 3 345 635630 BOONEVILLE 3 345 1 | P55:345:MEC:MADISON | 0.05312 | Yes
GEN-2024-249 | 03 CENTRAL | G00ALL 29SP | 635568 S HILLS 3 345 635570 ORIENT 3 345 1 | P55:345:MEC:MADISON | 0.05312 | Yes
GEN-2024-249 | 03 CENTRAL | G00ALL 29SP | 345435 7MAYWOOD 345 345992 7SPENCER 345 1 | P55:345:MEC:ORIENT | 0.05165 | Yes
GEN-2024-249 | 03 CENTRAL | G00ALL 29SP | 345230 7MONTGMRY 345 345992 7SPENCER 345 1 | P55:345:MEC:ORIENT | 0.05165 | Yes
GEN-2024-249 | 03 CENTRAL | G00ALL 29SP | 635200 RAUN 3 345 762779 G18-043 TAP 345 1 | P55:345:MEC:ORIENT | 0.08155 | Yes
GEN-2024-249 | 03 CENTRAL | G00ALL 29SP | 635200 RAUN 3 345 645552 S3452 REACT3 345 1 | P55:345:MEC:ORIENT | 0.08376 | Yes
GEN-2024-249 | 03 CENTRAL | G00ALL 29SP | 635018 NORTHBORO 3 345 635570 ORIENT 3 345 1 | P55:345:MEC:PONY CREEK OR SOUTHLAND | 0.06693 | Yes
GEN-2024-249 | 03 CENTRAL | G00ALL 29SP | 635017 ATCHISON 3 345 640139 COOPER 3 345 1 | P55:345:MEC:PONY CREEK OR SOUTHLAND | 0.06693 | Yes
GEN-2024-249 | 03 CENTRAL | G00ALL 29SP | 635017 ATCHISON 3 345 635018 NORTHBORO 3 345 1 | P55:345:MEC:PONY CREEK OR SOUTHLAND | 0.06693 | Yes
GEN-2024-249 | 03 CENTRAL | G00ALL 29SP | 635200 RAUN 3 345 762779 G18-043 TAP 345 1 | P55:345:MEC:PONY CREEK OR SOUTHLAND | 0.07692 | Yes
GEN-2024-249 | 03 CENTRAL | G00ALL 29SP | 635200 RAUN 3 345 645552 S3452 REACT3 345 1 | P55:345:MEC:PONY CREEK OR SOUTHLAND | 0.079 | Yes
GEN-2024-249 | 03 CENTRAL | G00ALL 29SP | 635200 RAUN 3 345 762779 G18-043 TAP 345 1 | P55:345:MEC:RACCOON TRAIL | 0.07982 | Yes
GEN-2024-249 | 03 CENTRAL | G00ALL 29SP | 635600 GRIMES 3 345 636003 BEAVER CRK 3 345 1 | P55:345:MEC:RACCOON TRAIL | 0.05156 | Yes
GEN-2024-249 | 03 CENTRAL | G00ALL 29SP | 635200 RAUN 3 345 645552 S3452 REACT3 345 1 | P55:345:MEC:RACCOON TRAIL | 0.08196 | Yes
GEN-2024-249 | 03 CENTRAL | G00ALL 29SP | 636003 BEAVER CRK 3 345 636010 LEHIGH 3 345 1 | P55:345:MEC:RACCOON TRAIL | 0.05156 | Yes
GEN-2024-249 | 03 CENTRAL | G00ALL 29SP | 635018 NORTHBORO 3 345 635570 ORIENT 3 345 1 | P55:345:MEC:ROLLING HILLS | 0.06693 | Yes
GEN-2024-249 | 03 CENTRAL | G00ALL 29SP | 635017 ATCHISON 3 345 640139 COOPER 3 345 1 | P55:345:MEC:ROLLING HILLS | 0.06693 | Yes
GEN-2024-249 | 03 CENTRAL | G00ALL 29SP | 635017 ATCHISON 3 345 635018 NORTHBORO 3 345 1 | P55:345:MEC:ROLLING HILLS | 0.06693 | Yes
GEN-2024-249 | 03 CENTRAL | G00ALL 29SP | 635570 ORIENT 3 345 635635 MADISON3 345 1 | P55:345:MEC:SOUTHERN HILLS | 0.05018 | Yes
GEN-2024-249 | 03 CENTRAL | G00ALL 29SP | 601003 PR ISLD3 345 601039 NROC 3 345 1 | P55:345:XEL:HMP2 | 0.05006 | Yes
GEN-2024-249 | 03 CENTRAL | G00ALL 29SP | 601048 LYON CO 3 345 601087 STEEP BK LK3 345 2 | P55:345:XEL:HNL1 | 0.05245 | Yes
GEN-2024-249 | 03 CENTRAL | G00ALL 29SP | 631193 HUNTLEY3 345 631197 LEDYARD3 345 1 | P55:345:XEL:MNN1 | 0.05277 | Yes
GEN-2024-249 | 03 CENTRAL | G00ALL 29SP | 635200 RAUN 3 345 762779 G18-043 TAP 345 1 | P55:345:XEL:PRI1 | 0.07741 | Yes
GEN-2024-249 | 03 CENTRAL | G00ALL 29SP | 631193 HUNTLEY3 345 631197 LEDYARD3 345 1 | P55:345:XEL:PRI1 | 0.05285 | Yes
GEN-2024-249 | 03 CENTRAL | G00ALL 29SP | 635200 RAUN 3 345 645552 S3452 REACT3 345 1 | P55:345:XEL:PRI1 | 0.0795 | Yes
GEN-2024-249 | 03 CENTRAL | G00ALL 29SP | 601048 LYON CO 3 345 601077 HAWKSNEST 3 345 1 | 601048 LYON CO 3 345 601087 STEEP BK LK3 345 2 | 0.05238 | Yes
GEN-2024-249 | 03 CENTRAL | G00ALL 29SP | 601031 BRKNGCO3 345 601077 HAWKSNEST 3 345 1 | 601048 LYON CO 3 345 601087 STEEP BK LK3 345 2 | 0.05238 | Yes
GEN-2024-249 | 03 CENTRAL | G00ALL 29SP | 635200 RAUN 3 345 652564 SIOUXCY3 345 1 | 631138 LAKEFLD3 345 635368 OBRIEN 3 345 1 | 0.12318 | Yes
GEN-2024-249 | 03 CENTRAL | G00ALL 29SP | 601006 SPLT RK3 345 652864 SIOUXCY-LNX3 345 1 | 631138 LAKEFLD3 345 635368 OBRIEN 3 345 1 | 0.05682 | Yes
GEN-2024-249 | 03 CENTRAL | G00ALL 29SP | 631193 HUNTLEY3 345 631197 LEDYARD3 345 1 | 631138 LAKEFLD3 345 635368 OBRIEN 3 345 1 | 0.07137 | Yes
GEN-2024-249 | 03 CENTRAL | G00ALL 29SP | 631138 LAKEFLD3 345 635368 OBRIEN 3 345 1 | 631193 HUNTLEY3 345 631197 LEDYARD3 345 1 | 0.0651 | Yes
GEN-2024-249 | 03 CENTRAL | G00ALL 29SP | 635200 RAUN 3 345 762779 G18-043 TAP 345 1 | 635200 RAUN 3 345 645552 S3452 REACT3 345 1 | 0.11005 | Yes
GEN-2024-249 | 03 CENTRAL | G00ALL 29SP | 635200 RAUN 3 345 645552 S3452 REACT3 345 1 | 635200 RAUN 3 345 762779 G18-043 TAP 345 1 | 0.11113 | Yes
GEN-2024-249 | 03 CENTRAL | G00ALL 29SP | 636003 BEAVER CRK 3 345 636010 LEHIGH 3 345 1 | 635219 GARD AVE 3 345 636017 LEHIGH GARX3 345 1 | 0.05381 | Yes
GEN-2024-249 | 03 CENTRAL | G00ALL 29SP | 635200 RAUN 3 345 652564 SIOUXCY3 345 1 | 635368 OBRIEN 3 345 635400 HIGHLAND 3 345 1 | 0.12464 | Yes
GEN-2024-249 | 03 CENTRAL | G00ALL 29SP | 601006 SPLT RK3 345 652864 SIOUXCY-LNX3 345 1 | 635368 OBRIEN 3 345 635400 HIGHLAND 3 345 1 | 0.05526 | Yes
GEN-2024-249 | 03 CENTRAL | G00ALL 29SP | 636000 WEBSTER3 345 636010 LEHIGH 3 345 1 | 635368 OBRIEN 3 345 635400 HIGHLAND 3 345 1 | 0.05395 | Yes
GEN-2024-249 | 03 CENTRAL | G00ALL 29SP | 635018 NORTHBORO 3 345 635570 ORIENT 3 345 1 | 635580 ARBOR HILL 3 345 635623 BADGER CRK 3 345 1 | 0.07046 | Yes
GEN-2024-249 | 03 CENTRAL | G00ALL 29SP | 635017 ATCHISON 3 345 640139 COOPER 3 345 1 | 635580 ARBOR HILL 3 345 635623 BADGER CRK 3 345 1 | 0.07046 | Yes
GEN-2024-249 | 03 CENTRAL | G00ALL 29SP | 635017 ATCHISON 3 345 635018 NORTHBORO 3 345 1 | 635580 ARBOR HILL 3 345 635623 BADGER CRK 3 345 1 | 0.07046 | Yes
GEN-2024-249 | 03 CENTRAL | G00ALL 29SP | 635200 RAUN 3 345 762779 G18-043 TAP 345 1 | 635580 ARBOR HILL 3 345 635623 BADGER CRK 3 345 1 | 0.07842 | Yes
GEN-2024-249 | 03 CENTRAL | G00ALL 29SP | 635600 GRIMES 3 345 636003 BEAVER CRK 3 345 1 | 635580 ARBOR HILL 3 345 635623 BADGER CRK 3 345 1 | 0.05673 | Yes
GEN-2024-249 | 03 CENTRAL | G00ALL 29SP | 635200 RAUN 3 345 645552 S3452 REACT3 345 1 | 635580 ARBOR HILL 3 345 635623 BADGER CRK 3 345 1 | 0.08053 | Yes
GEN-2024-249 | 03 CENTRAL | G00ALL 29SP | 636003 BEAVER CRK 3 345 636010 LEHIGH 3 345 1 | 635580 ARBOR HILL 3 345 635623 BADGER CRK 3 345 1 | 0.05673 | Yes
GEN-2024-249 | 03 CENTRAL | G00ALL 29SP | 636003 BEAVER CRK 3 345 636010 LEHIGH 3 345 1 | 636010 LEHIGH 3 345 636017 LEHIGH GARX3 345 Z | 0.05381 | Yes
GEN-2024-249 | 03 CENTRAL | G00ALL 29SP | 635200 RAUN 3 345 762779 G18-043 TAP 345 1 | 645452 S3452 3 345 645552 S3452 REACT3 345 Z1 | 0.11005 | Yes
GEN-2024-249 | 03 CENTRAL | G00ALL 29SP | 635200 RAUN 3 345 652564 SIOUXCY3 345 1 | Base Case | 0.11452 | Yes
GEN-2024-249 | 03 CENTRAL | G00ALL 29SP | 635018 NORTHBORO 3 345 635570 ORIENT 3 345 1 | Base Case | 0.06897 | Yes
GEN-2024-249 | 03 CENTRAL | G00ALL 29SP | 635017 ATCHISON 3 345 640139 COOPER 3 345 1 | Base Case | 0.06897 | Yes
GEN-2024-249 | 03 CENTRAL | G00ALL 29SP | 635017 ATCHISON 3 345 635018 NORTHBORO 3 345 1 | Base Case | 0.06897 | Yes
GEN-2024-249 | 03 CENTRAL | G00ALL 29SP | 635200 RAUN 3 345 762779 G18-043 TAP 345 1 | Base Case | 0.07742 | Yes
GEN-2024-249 | 03 CENTRAL | G00ALL 29SP | 631193 HUNTLEY3 345 631197 LEDYARD3 345 1 | Base Case | 0.05289 | Yes
GEN-2024-249 | 03 CENTRAL | G00ALL 29SP | 635200 RAUN 3 345 645552 S3452 REACT3 345 1 | Base Case | 0.0795 | Yes
GEN-2024-249 | 03 CENTRAL | G00ALL 29SP | 635600 GRIMES 3 345 636003 BEAVER CRK 3 345 1 | Base Case | 0.05857 | Yes
GEN-2024-249 | 03 CENTRAL | G00ALL 29SP | 636003 BEAVER CRK 3 345 636010 LEHIGH 3 345 1 | Base Case | 0.05857 | Yes
GEN-2024-253 | 03 CENTRAL | G00ALL 29SP | 631193 HUNTLEY3 345 631197 LEDYARD3 345 1 | P11:20:XEL:PR_ISLD:31G | 0.054 | Yes
GEN-2024-253 | 03 CENTRAL | G00ALL 29SP | 631193 HUNTLEY3 345 631197 LEDYARD3 345 1 | P11:20:XEL:PR_ISLD:32G | 0.054 | Yes
GEN-2024-253 | 03 CENTRAL | G00ALL 29SP | 631193 HUNTLEY3 345 631197 LEDYARD3 345 1 | P11:24:XEL:SHERCO31G:1 | 0.054 | Yes
GEN-2024-253 | 03 CENTRAL | G00ALL 29SP | 635200 RAUN 3 345 645552 S3452 REACT3 345 1 | P11:24:XEL:SHERCO31G:1 | 0.07998 | Yes
GEN-2024-253 | 03 CENTRAL | G00ALL 29SP | 631193 HUNTLEY3 345 631197 LEDYARD3 345 1 | P11:24:XEL:SHERCO32G:2 | 0.054 | Yes
GEN-2024-253 | 03 CENTRAL | G00ALL 29SP | 345435 7MAYWOOD 345 345992 7SPENCER 345 1 | P11:26:XEL:SHERCO33G:3 | 0.05437 | Yes
GEN-2024-253 | 03 CENTRAL | G00ALL 29SP | 345230 7MONTGMRY 345 345992 7SPENCER 345 1 | P11:26:XEL:SHERCO33G:3 | 0.05437 | Yes
GEN-2024-253 | 03 CENTRAL | G00ALL 29SP | 635200 RAUN 3 345 762779 G18-043 TAP 345 1 | P11:26:XEL:SHERCO33G:3 | 0.07787 | Yes
GEN-2024-253 | 03 CENTRAL | G00ALL 29SP | 631193 HUNTLEY3 345 631197 LEDYARD3 345 1 | P11:26:XEL:SHERCO33G:3 | 0.054 | Yes
GEN-2024-253 | 03 CENTRAL | G00ALL 29SP | 635200 RAUN 3 345 645552 S3452 REACT3 345 1 | P11:26:XEL:SHERCO33G:3 | 0.07998 | Yes
GEN-2024-253 | 03 CENTRAL | G00ALL 29SP | 635018 NORTHBORO 3 345 635570 ORIENT 3 345 1 | P11:345:MEC:GDMEC:3:ST | 0.06848 | Yes
GEN-2024-253 | 03 CENTRAL | G00ALL 29SP | 635017 ATCHISON 3 345 640139 COOPER 3 345 1 | P11:345:MEC:GDMEC:3:ST | 0.06848 | Yes
GEN-2024-253 | 03 CENTRAL | G00ALL 29SP | 635017 ATCHISON 3 345 635018 NORTHBORO 3 345 1 | P11:345:MEC:GDMEC:3:ST | 0.06848 | Yes
GEN-2024-253 | 03 CENTRAL | G00ALL 29SP | 635600 GRIMES 3 345 636003 BEAVER CRK 3 345 1 | P11:345:MEC:GDMEC:3:ST | 0.0608 | Yes
GEN-2024-253 | 03 CENTRAL | G00ALL 29SP | 345435 7MAYWOOD 345 345992 7SPENCER 345 1 | P11:345:MEC:LOUISA:1 | 0.05437 | Yes
GEN-2024-253 | 03 CENTRAL | G00ALL 29SP | 345230 7MONTGMRY 345 345992 7SPENCER 345 1 | P11:345:MEC:LOUISA:1 | 0.05437 | Yes
GEN-2024-253 | 03 CENTRAL | G00ALL 29SP | 635200 RAUN 3 345 762779 G18-043 TAP 345 1 | P11:345:MEC:NEAL:3 | 0.07787 | Yes
GEN-2024-253 | 03 CENTRAL | G00ALL 29SP | 635200 RAUN 3 345 645552 S3452 REACT3 345 1 | P11:345:MEC:NEAL:3 | 0.07998 | Yes
GEN-2024-253 | 03 CENTRAL | G00ALL 29SP | 635200 RAUN 3 345 762779 G18-043 TAP 345 1 | P11:345:MEC:NEAL:4 | 0.07787 | Yes
GEN-2024-253 | 03 CENTRAL | G00ALL 29SP | 635200 RAUN 3 345 645552 S3452 REACT3 345 1 | P11:345:MEC:NEAL:4 | 0.07998 | Yes
GEN-2024-253 | 03 CENTRAL | G00ALL 29SP | 301809 7BARNET 345 344327 7LOOSECRK 345 1 | P11:345:WERE:WOLFU1-GEN:EHV: | 0.05111 | Yes
GEN-2024-253 | 03 CENTRAL | G00ALL 29SP | 345435 7MAYWOOD 345 345992 7SPENCER 345 1 | P12:161:AECI-AMMO:THHILL:ADR:1,CASC_R1:: | 0.06039 | Yes
GEN-2024-253 | 03 CENTRAL | G00ALL 29SP | 345230 7MONTGMRY 345 345992 7SPENCER 345 1 | P12:161:AECI-AMMO:THHILL:ADR:1,CASC_R1:: | 0.06039 | Yes
GEN-2024-253 | 03 CENTRAL | G00ALL 29SP | 345435 7MAYWOOD 345 345992 7SPENCER 345 1 | P12:161:AECI-AMMO:THHILL:ADR:1:: | 0.06039 | Yes
GEN-2024-253 | 03 CENTRAL | G00ALL 29SP | 345230 7MONTGMRY 345 345992 7SPENCER 345 1 | P12:161:AECI-AMMO:THHILL:ADR:1:: | 0.06039 | Yes
GEN-2024-253 | 03 CENTRAL | G00ALL 29SP | 301809 7BARNET 345 344327 7LOOSECRK 345 1 | P12:161:AMMO::LOOSECREEK:MARIOSADELTA1:HV: | 0.05259 | Yes
GEN-2024-253 | 03 CENTRAL | G00ALL 29SP | 345435 7MAYWOOD 345 345992 7SPENCER 345 1 | P12:161:AMMO-AECI::THOMASHILL:ADAIR:HV | 0.06039 | Yes
GEN-2024-253 | 03 CENTRAL | G00ALL 29SP | 345230 7MONTGMRY 345 345992 7SPENCER 345 1 | P12:161:AMMO-AECI::THOMASHILL:ADAIR:HV | 0.06039 | Yes
GEN-2024-253 | 03 CENTRAL | G00ALL 29SP | 345435 7MAYWOOD 345 345992 7SPENCER 345 1 | P12:161:AMMO-AECI::THOMASHILL:ADAIR1:HV: | 0.06039 | Yes
GEN-2024-253 | 03 CENTRAL | G00ALL 29SP | 345230 7MONTGMRY 345 345992 7SPENCER 345 1 | P12:161:AMMO-AECI::THOMASHILL:ADAIR1:HV: | 0.06039 | Yes
GEN-2024-253 | 03 CENTRAL | G00ALL 29SP | 602004 SPLT RK4 230 652523 SIOUXFL4 230 1 | P12:230.0:UMZ:# N-1 #:: LINE PAHOJA__-BE4-EAGLE___-NI4-1 :HV: | 0.06248 | Yes
GEN-2024-253 | 03 CENTRAL | G00ALL 29SP | 603016 SPLT RK7 115 996521 SPLT RK4 115 7 | P12:230.0:UMZ:# N-1 #:: LINE PAHOJA__-BE4-EAGLE___-NI4-1 :HV: | 0.06248 | Yes
GEN-2024-253 | 03 CENTRAL | G00ALL 29SP | 602004 SPLT RK4 230 996521 SPLT RK4 115 7 | P12:230.0:UMZ:# N-1 #:: LINE PAHOJA__-BE4-EAGLE___-NI4-1 :HV: | 0.06248 | Yes
GEN-2024-253 | 03 CENTRAL | G00ALL 29SP | 601006 SPLT RK3 345 652864 SIOUXCY-LNX3 345 1 | P12:230.0:UMZ:# N-1 #:: LINE SIOUXCY2-EAGLE___-NI4-1 :HV: | 0.05544 | Yes
GEN-2024-253 | 03 CENTRAL | G00ALL 29SP | 602004 SPLT RK4 230 652523 SIOUXFL4 230 1 | P12:230.0:UMZ:# N-1 #:: LINE SIOUXCY2-EAGLE___-NI4-1 :HV: | 0.05336 | Yes
GEN-2024-253 | 03 CENTRAL | G00ALL 29SP | 603016 SPLT RK7 115 996521 SPLT RK4 115 7 | P12:230.0:UMZ:# N-1 #:: LINE SIOUXCY2-EAGLE___-NI4-1 :HV: | 0.05336 | Yes
GEN-2024-253 | 03 CENTRAL | G00ALL 29SP | 602004 SPLT RK4 230 996521 SPLT RK4 115 7 | P12:230.0:UMZ:# N-1 #:: LINE SIOUXCY2-EAGLE___-NI4-1 :HV: | 0.05336 | Yes
GEN-2024-253 | 03 CENTRAL | G00ALL 29SP | 602004 SPLT RK4 230 652523 SIOUXFL4 230 1 | P12:230.0:UMZ:# N-1 #:: LINE SIOUXCY4-RASMUSN-ER4-1 :HV: | 0.05342 | Yes
GEN-2024-253 | 03 CENTRAL | G00ALL 29SP | 603016 SPLT RK7 115 996521 SPLT RK4 115 7 | P12:230.0:UMZ:# N-1 #:: LINE SIOUXCY4-RASMUSN-ER4-1 :HV: | 0.05342 | Yes
GEN-2024-253 | 03 CENTRAL | G00ALL 29SP | 602004 SPLT RK4 230 996521 SPLT RK4 115 7 | P12:230.0:UMZ:# N-1 #:: LINE SIOUXCY4-RASMUSN-ER4-1 :HV: | 0.05342 | Yes
GEN-2024-253 | 03 CENTRAL | G00ALL 29SP | 602004 SPLT RK4 230 652523 SIOUXFL4 230 1 | P12:230.0:UMZ:# N-1 #:: LINE SIOUXFL4-PAHOJA__-BE4-1 :HV: | 0.06248 | Yes
GEN-2024-253 | 03 CENTRAL | G00ALL 29SP | 603016 SPLT RK7 115 996521 SPLT RK4 115 7 | P12:230.0:UMZ:# N-1 #:: LINE SIOUXFL4-PAHOJA__-BE4-1 :HV: | 0.06248 | Yes
GEN-2024-253 | 03 CENTRAL | G00ALL 29SP | 602004 SPLT RK4 230 996521 SPLT RK4 115 7 | P12:230.0:UMZ:# N-1 #:: LINE SIOUXFL4-PAHOJA__-BE4-1 :HV: | 0.06248 | Yes
GEN-2024-253 | 03 CENTRAL | G00ALL 29SP | 602004 SPLT RK4 230 652523 SIOUXFL4 230 1 | P12:230.0:UMZ:# N-1 #:: LINE UTICAJC4-RASMUSN-ER4-1 :HV: | 0.05342 | Yes
GEN-2024-253 | 03 CENTRAL | G00ALL 29SP | 603016 SPLT RK7 115 996521 SPLT RK4 115 7 | P12:230.0:UMZ:# N-1 #:: LINE UTICAJC4-RASMUSN-ER4-1 :HV: | 0.05342 | Yes
GEN-2024-253 | 03 CENTRAL | G00ALL 29SP | 602004 SPLT RK4 230 996521 SPLT RK4 115 7 | P12:230.0:UMZ:# N-1 #:: LINE UTICAJC4-RASMUSN-ER4-1 :HV: | 0.05342 | Yes
GEN-2024-253 | 03 CENTRAL | G00ALL 29SP | 631138 LAKEFLD3 345 635368 OBRIEN 3 345 1 | P12:345.0:UMZ:# N-1 #:: LINE RAUN 3-SIOUXCY3-1 :EHV: | 0.05924 | Yes
GEN-2024-253 | 03 CENTRAL | G00ALL 29SP | 635223 PLYMOUTH 5 161 652566 SIOUXCY5 161 1 | P12:345.0:UMZ:# N-1 #:: LINE RAUN 3-SIOUXCY3-1 :EHV: | 0.0727 | Yes
GEN-2024-253 | 03 CENTRAL | G00ALL 29SP | 631138 LAKEFLD3 345 635368 OBRIEN 3 345 1 | P12:345.0:UMZ:# N-1 #:: LINE SIOUXCY3-SIOUXCY-LNX3-Z :EHV: | 0.05651 | Yes
GEN-2024-253 | 03 CENTRAL | G00ALL 29SP | 601034 NOBLES 3 345 631138 LAKEFLD3 345 1 | P12:345.0:UMZ:# N-1 #:: LINE SIOUXCY3-SIOUXCY-LNX3-Z :EHV: | 0.05369 | Yes
GEN-2024-253 | 03 CENTRAL | G00ALL 29SP | 631138 LAKEFLD3 345 635368 OBRIEN 3 345 1 | P12:345.0:UMZ:# N-1 #:: LINE SPLT RK3-SIOUXCY-LNX3-1 :EHV: | 0.05651 | Yes
GEN-2024-253 | 03 CENTRAL | G00ALL 29SP | 601034 NOBLES 3 345 631138 LAKEFLD3 345 1 | P12:345.0:UMZ:# N-1 #:: LINE SPLT RK3-SIOUXCY-LNX3-1 :EHV: | 0.05369 | Yes
GEN-2024-253 | 03 CENTRAL | G00ALL 29SP | 345435 7MAYWOOD 345 345992 7SPENCER 345 1 | P12:345:AECI-AMMO:BLL:MONTGUE:1:: | 0.05675 | Yes
GEN-2024-253 | 03 CENTRAL | G00ALL 29SP | 345230 7MONTGMRY 345 345992 7SPENCER 345 1 | P12:345:AECI-AMMO:BLL:MONTGUE:1:: | 0.05675 | Yes
GEN-2024-253 | 03 CENTRAL | G00ALL 29SP | 345435 7MAYWOOD 345 345992 7SPENCER 345 1 | P12:345:AMMO::CALLAWAY:LOOSECREEK:EHV | 0.05106 | Yes
GEN-2024-253 | 03 CENTRAL | G00ALL 29SP | 345230 7MONTGMRY 345 345992 7SPENCER 345 1 | P12:345:AMMO::CALLAWAY:LOOSECREEK:EHV | 0.05106 | Yes
GEN-2024-253 | 03 CENTRAL | G00ALL 29SP | 300044 7MCCRED 345 345408 7OVERTON 345 1 | P12:345:AMMO::CALLAWAY:LOOSECREEK:EHV | 0.05675 | Yes
GEN-2024-253 | 03 CENTRAL | G00ALL 29SP | 300044 7MCCRED 345 345230 7MONTGMRY 345 1 | P12:345:AMMO::CALLAWAY:LOOSECREEK:EHV | 0.06017 | Yes
GEN-2024-253 | 03 CENTRAL | G00ALL 29SP | 345435 7MAYWOOD 345 345992 7SPENCER 345 1 | P12:345:AMMO::CALLAWAY:LOOSECREEK1:EHV: | 0.05106 | Yes
GEN-2024-253 | 03 CENTRAL | G00ALL 29SP | 345230 7MONTGMRY 345 345992 7SPENCER 345 1 | P12:345:AMMO::CALLAWAY:LOOSECREEK1:EHV: | 0.05106 | Yes
GEN-2024-253 | 03 CENTRAL | G00ALL 29SP | 300044 7MCCRED 345 345408 7OVERTON 345 1 | P12:345:AMMO::CALLAWAY:LOOSECREEK1:EHV: | 0.05675 | Yes
GEN-2024-253 | 03 CENTRAL | G00ALL 29SP | 300044 7MCCRED 345 345230 7MONTGMRY 345 1 | P12:345:AMMO::CALLAWAY:LOOSECREEK1:EHV: | 0.06017 | Yes
GEN-2024-253 | 03 CENTRAL | G00ALL 29SP | 301809 7BARNET 345 344327 7LOOSECRK 345 1 | P12:345:AMMO::LOOSECREEK:MARIOSADELTA:HV | 0.05259 | Yes
GEN-2024-253 | 03 CENTRAL | G00ALL 29SP | 345435 7MAYWOOD 345 345992 7SPENCER 345 1 | P12:345:AMMO-AECI::BELLEAU:MONTGOMERY:HV | 0.05675 | Yes
GEN-2024-253 | 03 CENTRAL | G00ALL 29SP | 345230 7MONTGMRY 345 345992 7SPENCER 345 1 | P12:345:AMMO-AECI::BELLEAU:MONTGOMERY:HV | 0.05675 | Yes
GEN-2024-253 | 03 CENTRAL | G00ALL 29SP | 345435 7MAYWOOD 345 345992 7SPENCER 345 1 | P12:345:AMMO-AECI::BELLEAU:MONTGOMERY6:EHV: | 0.05675 | Yes
GEN-2024-253 | 03 CENTRAL | G00ALL 29SP | 345230 7MONTGMRY 345 345992 7SPENCER 345 1 | P12:345:AMMO-AECI::BELLEAU:MONTGOMERY6:EHV: | 0.05675 | Yes
GEN-2024-253 | 03 CENTRAL | G00ALL 29SP | 631138 LAKEFLD3 345 635368 OBRIEN 3 345 1 | P12:345:ITCM-MEC:LEDYARD:KOSSUTH:1 | 0.05499 | Yes
GEN-2024-253 | 03 CENTRAL | G00ALL 29SP | 635018 NORTHBORO 3 345 635570 ORIENT 3 345 1 | P12:345:MEC:ARBOR HILL:FALLOW AVE:1 | 0.06952 | Yes
GEN-2024-253 | 03 CENTRAL | G00ALL 29SP | 635017 ATCHISON 3 345 640139 COOPER 3 345 1 | P12:345:MEC:ARBOR HILL:FALLOW AVE:1 | 0.06952 | Yes
GEN-2024-253 | 03 CENTRAL | G00ALL 29SP | 635017 ATCHISON 3 345 635018 NORTHBORO 3 345 1 | P12:345:MEC:ARBOR HILL:FALLOW AVE:1 | 0.06952 | Yes
GEN-2024-253 | 03 CENTRAL | G00ALL 29SP | 635200 RAUN 3 345 762779 G18-043 TAP 345 1 | P12:345:MEC:ARBOR HILL:FALLOW AVE:1 | 0.07858 | Yes
GEN-2024-253 | 03 CENTRAL | G00ALL 29SP | 635600 GRIMES 3 345 636003 BEAVER CRK 3 345 1 | P12:345:MEC:ARBOR HILL:FALLOW AVE:1 | 0.05951 | Yes
GEN-2024-253 | 03 CENTRAL | G00ALL 29SP | 635200 RAUN 3 345 645552 S3452 REACT3 345 1 | P12:345:MEC:ARBOR HILL:FALLOW AVE:1 | 0.0807 | Yes
GEN-2024-253 | 03 CENTRAL | G00ALL 29SP | 635200 RAUN 3 345 652564 SIOUXCY3 345 1 | P12:345:MEC:CHEROKEE:HIGHLAND:1 | 0.12389 | Yes
GEN-2024-253 | 03 CENTRAL | G00ALL 29SP | 601006 SPLT RK3 345 652864 SIOUXCY-LNX3 345 1 | P12:345:MEC:CHEROKEE:HIGHLAND:1 | 0.05394 | Yes
GEN-2024-253 | 03 CENTRAL | G00ALL 29SP | 636000 WEBSTER3 345 636010 LEHIGH 3 345 1 | P12:345:MEC:CHEROKEE:HIGHLAND:1 | 0.05264 | Yes
GEN-2024-253 | 03 CENTRAL | G00ALL 29SP | 635999 IRVINGTON3 345 636000 WEBSTER3 345 1 | P12:345:MEC:GARD AVE:LEHIGH:1REACTOR:EHV: | 0.05031 | Yes
GEN-2024-253 | 03 CENTRAL | G00ALL 29SP | 635369 KOSSUTH 3 345 635999 IRVINGTON3 345 1 | P12:345:MEC:GARD AVE:LEHIGH:1REACTOR:EHV: | 0.05031 | Yes
GEN-2024-253 | 03 CENTRAL | G00ALL 29SP | 635999 IRVINGTON3 345 636000 WEBSTER3 345 1 | P12:345:MEC:IDA CO:GARD AVE:1 | 0.05031 | Yes
GEN-2024-253 | 03 CENTRAL | G00ALL 29SP | 635369 KOSSUTH 3 345 635999 IRVINGTON3 345 1 | P12:345:MEC:IDA CO:GARD AVE:1 | 0.05031 | Yes
GEN-2024-253 | 03 CENTRAL | G00ALL 29SP | 635200 RAUN 3 345 652564 SIOUXCY3 345 1 | P12:345:MEC:OBRIEN:HIGHLAND:1REACTOR:EHV: | 0.12389 | Yes
GEN-2024-253 | 03 CENTRAL | G00ALL 29SP | 601006 SPLT RK3 345 652864 SIOUXCY-LNX3 345 1 | P12:345:MEC:OBRIEN:HIGHLAND:1REACTOR:EHV: | 0.05394 | Yes
GEN-2024-253 | 03 CENTRAL | G00ALL 29SP | 636000 WEBSTER3 345 636010 LEHIGH 3 345 1 | P12:345:MEC:OBRIEN:HIGHLAND:1REACTOR:EHV: | 0.05264 | Yes
GEN-2024-253 | 03 CENTRAL | G00ALL 29SP | 635568 S HILLS 3 345 635630 BOONEVILLE 3 345 1 | P12:345:MEC:ORIENT:MADISON:1 | 0.05068 | Yes
GEN-2024-253 | 03 CENTRAL | G00ALL 29SP | 635568 S HILLS 3 345 635570 ORIENT 3 345 1 | P12:345:MEC:ORIENT:MADISON:1 | 0.05068 | Yes
GEN-2024-253 | 03 CENTRAL | G00ALL 29SP | 635018 NORTHBORO 3 345 635570 ORIENT 3 345 1 | P12:345:MEC:PONY CRK:ROLL HILLS:1 | 0.06533 | Yes
GEN-2024-253 | 03 CENTRAL | G00ALL 29SP | 635017 ATCHISON 3 345 640139 COOPER 3 345 1 | P12:345:MEC:PONY CRK:ROLL HILLS:1 | 0.06533 | Yes
GEN-2024-253 | 03 CENTRAL | G00ALL 29SP | 635017 ATCHISON 3 345 635018 NORTHBORO 3 345 1 | P12:345:MEC:PONY CRK:ROLL HILLS:1 | 0.06533 | Yes
GEN-2024-253 | 03 CENTRAL | G00ALL 29SP | 635018 NORTHBORO 3 345 635570 ORIENT 3 345 1 | P12:345:MEC:ROLL HILLS:ORIENT:1 | 0.06533 | Yes
GEN-2024-253 | 03 CENTRAL | G00ALL 29SP | 635017 ATCHISON 3 345 640139 COOPER 3 345 1 | P12:345:MEC:ROLL HILLS:ORIENT:1 | 0.06533 | Yes
GEN-2024-253 | 03 CENTRAL | G00ALL 29SP | 635017 ATCHISON 3 345 635018 NORTHBORO 3 345 1 | P12:345:MEC:ROLL HILLS:ORIENT:1 | 0.06533 | Yes
GEN-2024-253 | 03 CENTRAL | G00ALL 29SP | 635200 RAUN 3 345 652564 SIOUXCY3 345 1 | P12:345:MEC-ITCM:OBRIEN:LAKEFIELD:1REACTOR:EHV: | 0.12306 | Yes
GEN-2024-253 | 03 CENTRAL | G00ALL 29SP | 601006 SPLT RK3 345 652864 SIOUXCY-LNX3 345 1 | P12:345:MEC-ITCM:OBRIEN:LAKEFIELD:1REACTOR:EHV: | 0.05582 | Yes
GEN-2024-253 | 03 CENTRAL | G00ALL 29SP | 631193 HUNTLEY3 345 631197 LEDYARD3 345 1 | P12:345:MEC-ITCM:OBRIEN:LAKEFIELD:1REACTOR:EHV: | 0.0722 | Yes
GEN-2024-253 | 03 CENTRAL | G00ALL 29SP | 631138 LAKEFLD3 345 635368 OBRIEN 3 345 1 | P12:345:MEC-WAPA:RAUN:SIOUXCY:1 | 0.05924 | Yes
GEN-2024-253 | 03 CENTRAL | G00ALL 29SP | 635223 PLYMOUTH 5 161 652566 SIOUXCY5 161 1 | P12:345:MEC-WAPA:RAUN:SIOUXCY:1 | 0.0727 | Yes
GEN-2024-253 | 03 CENTRAL | G00ALL 29SP | 635200 RAUN 3 345 762779 G18-043 TAP 345 1 | P12:345:NPPD:L3521::NW68&HOLDREGE.COLUMBUSEAST.CKT1:: | 0.08729 | Yes
GEN-2024-253 | 03 CENTRAL | G00ALL 29SP | 635200 RAUN 3 345 645552 S3452 REACT3 345 1 | P12:345:NPPD:L3521::NW68&HOLDREGE.COLUMBUSEAST.CKT1:: | 0.08975 | Yes
GEN-2024-253 | 03 CENTRAL | G00ALL 29SP | 601048 LYON CO 3 345 631138 LAKEFLD3 345 1 | P12:345:XEL:HELENA3:SHEASLK3:1 | 0.05022 | Yes
GEN-2024-253 | 03 CENTRAL | G00ALL 29SP | 601048 LYON CO 3 345 601087 STEEP BK LK3 345 2 | P12:345:XEL:LYONCO3:HAWKSNEST3:1 | 0.05402 | Yes
GEN-2024-253 | 03 CENTRAL | G00ALL 29SP | 601048 LYON CO 3 345 631138 LAKEFLD3 345 1 | P12:345:XEL:SPS HNA-SSL | 0.05022 | Yes
GEN-2024-253 | 03 CENTRAL | G00ALL 29SP | 601048 LYON CO 3 345 631138 LAKEFLD3 345 1 | P12:345:XEL:WILMART3:SHEASLK3:1 | 0.05018 | Yes
GEN-2024-253 | 03 CENTRAL | G00ALL 29SP | 631138 LAKEFLD3 345 635368 OBRIEN 3 345 1 | P12:345:XEL-WAPA:SPLTRK3:SIOUXCY-LNX3:1 | 0.05651 | Yes
GEN-2024-253 | 03 CENTRAL | G00ALL 29SP | 601034 NOBLES 3 345 631138 LAKEFLD3 345 1 | P12:345:XEL-WAPA:SPLTRK3:SIOUXCY-LNX3:1 | 0.05369 | Yes
GEN-2024-253 | 03 CENTRAL | G00ALL 29SP | 301809 7BARNET 345 344327 7LOOSECRK 345 1 | P13:161-345:AMMO::MARIOSA:1 | 0.05259 | Yes
GEN-2024-253 | 03 CENTRAL | G00ALL 29SP | 631193 HUNTLEY3 345 631197 LEDYARD3 345 1 | P13:345:XEL:MNTCE31G:MNTCELO3:1 | 0.054 | Yes
GEN-2024-253 | 03 CENTRAL | G00ALL 29SP | 631193 HUNTLEY3 345 631197 LEDYARD3 345 1 | P13:345:XEL:PRIS31G:PRISLD3:1 | 0.054 | Yes
GEN-2024-253 | 03 CENTRAL | G00ALL 29SP | 631193 HUNTLEY3 345 631197 LEDYARD3 345 1 | P13:345:XEL:PRIS32G:PRISLD3:2 | 0.054 | Yes
GEN-2024-253 | 03 CENTRAL | G00ALL 29SP | 601006 SPLT RK3 345 652864 SIOUXCY-LNX3 345 1 | P13:345-230.0:UMZ:# N-1 #:: 3WND SIOUXCY3-SIOUXCY2-SIOUXC29-1 652_ SC2 KU1B_:EHV: | 0.06426 | Yes
GEN-2024-253 | 03 CENTRAL | G00ALL 29SP | 602004 SPLT RK4 230 652523 SIOUXFL4 230 1 | P13:345-230.0:UMZ:# N-1 #:: 3WND SIOUXCY3-SIOUXCY2-SIOUXC29-1 652_ SC2 KU1B_:EHV: | 0.05301 | Yes
GEN-2024-253 | 03 CENTRAL | G00ALL 29SP | 603016 SPLT RK7 115 996521 SPLT RK4 115 7 | P13:345-230.0:UMZ:# N-1 #:: 3WND SIOUXCY3-SIOUXCY2-SIOUXC29-1 652_ SC2 KU1B_:EHV: | 0.05301 | Yes
GEN-2024-253 | 03 CENTRAL | G00ALL 29SP | 602004 SPLT RK4 230 996521 SPLT RK4 115 7 | P13:345-230.0:UMZ:# N-1 #:: 3WND SIOUXCY3-SIOUXCY2-SIOUXC29-1 652_ SC2 KU1B_:EHV: | 0.05301 | Yes
GEN-2024-253 | 03 CENTRAL | G00ALL 29SP | 635200 RAUN 3 345 652564 SIOUXCY3 345 1 | P14:345:ITCM-MEC:LAKEFLD-OBRIEN 50MVAR:MN-SS | 0.12306 | Yes
GEN-2024-253 | 03 CENTRAL | G00ALL 29SP | 601006 SPLT RK3 345 652864 SIOUXCY-LNX3 345 1 | P14:345:ITCM-MEC:LAKEFLD-OBRIEN 50MVAR:MN-SS | 0.05582 | Yes
GEN-2024-253 | 03 CENTRAL | G00ALL 29SP | 631193 HUNTLEY3 345 631197 LEDYARD3 345 1 | P14:345:ITCM-MEC:LAKEFLD-OBRIEN 50MVAR:MN-SS | 0.0722 | Yes
GEN-2024-253 | 03 CENTRAL | G00ALL 29SP | 345408 7OVERTON 345 541201 SIBLEY 7 345 1 | P23:345:AECI:7BLACKBERRY:6_2::: | 0.0502 | Yes
GEN-2024-253 | 03 CENTRAL | G00ALL 29SP | 345408 7OVERTON 345 541201 SIBLEY 7 345 1 | P23:345:AECI:7BLACKBERRY:6_3::: | 0.0502 | Yes
GEN-2024-253 | 03 CENTRAL | G00ALL 29SP | 345435 7MAYWOOD 345 345992 7SPENCER 345 1 | P23:345:AMMO:::20LOOSECREEK:EHV: | 0.05045 | Yes
GEN-2024-253 | 03 CENTRAL | G00ALL 29SP | 300044 7MCCRED 345 345408 7OVERTON 345 1 | P23:345:AMMO:::20LOOSECREEK:EHV: | 0.06428 | Yes
GEN-2024-253 | 03 CENTRAL | G00ALL 29SP | 300044 7MCCRED 345 345230 7MONTGMRY 345 1 | P23:345:AMMO:::20LOOSECREEK:EHV: | 0.06842 | Yes
GEN-2024-253 | 03 CENTRAL | G00ALL 29SP | 631138 LAKEFLD3 345 635368 OBRIEN 3 345 1 | P23:345:ITCM:HUNTLEY3 3659:IA-MVP::EHV: | 0.06437 | Yes
GEN-2024-253 | 03 CENTRAL | G00ALL 29SP | 601039 NROC 3 345 613060 BYRON 3 345 1 | P23:345:ITCM:HUNTLEY3 3659:IA-MVP::EHV: | 0.05004 | Yes
GEN-2024-253 | 03 CENTRAL | G00ALL 29SP | 635200 RAUN 3 345 652564 SIOUXCY3 345 1 | P23:345:ITCM:LAKEFLD 885:MN::EHV: | 0.1238 | Yes
GEN-2024-253 | 03 CENTRAL | G00ALL 29SP | 601006 SPLT RK3 345 652864 SIOUXCY-LNX3 345 1 | P23:345:ITCM:LAKEFLD 885:MN::EHV: | 0.05671 | Yes
GEN-2024-253 | 03 CENTRAL | G00ALL 29SP | 631193 HUNTLEY3 345 631197 LEDYARD3 345 1 | P23:345:ITCM:LAKEFLD 885:MN::EHV: | 0.07192 | Yes
GEN-2024-253 | 03 CENTRAL | G00ALL 29SP | 631138 LAKEFLD3 345 635368 OBRIEN 3 345 1 | P23:345:ITCM:LEDYARD3 5074:IA-MVP::EHV: | 0.06348 | Yes
GEN-2024-253 | 03 CENTRAL | G00ALL 29SP | 631138 LAKEFLD3 345 635368 OBRIEN 3 345 1 | P23:345:ITCM:LEDYARD3 5075:IA-MVP::EHV: | 0.06348 | Yes
GEN-2024-253 | 03 CENTRAL | G00ALL 29SP | 631138 LAKEFLD3 345 635368 OBRIEN 3 345 1 | P23:345:ITCM:LEDYARD3 5076:IA-MVP::EHV: | 0.05499 | Yes
GEN-2024-253 | 03 CENTRAL | G00ALL 29SP | 635018 NORTHBORO 3 345 635570 ORIENT 3 345 1 | P23:345:MEC:ARBOR HILL:901::EHV: | 0.06952 | Yes
GEN-2024-253 | 03 CENTRAL | G00ALL 29SP | 635017 ATCHISON 3 345 640139 COOPER 3 345 1 | P23:345:MEC:ARBOR HILL:901::EHV: | 0.06952 | Yes
GEN-2024-253 | 03 CENTRAL | G00ALL 29SP | 635017 ATCHISON 3 345 635018 NORTHBORO 3 345 1 | P23:345:MEC:ARBOR HILL:901::EHV: | 0.06952 | Yes
GEN-2024-253 | 03 CENTRAL | G00ALL 29SP | 635600 GRIMES 3 345 636003 BEAVER CRK 3 345 1 | P23:345:MEC:ARBOR HILL:901::EHV: | 0.05951 | Yes
GEN-2024-253 | 03 CENTRAL | G00ALL 29SP | 635200 RAUN 3 345 645552 S3452 REACT3 345 1 | P23:345:MEC:ARBOR HILL:901::EHV: | 0.0807 | Yes
GEN-2024-253 | 03 CENTRAL | G00ALL 29SP | 636003 BEAVER CRK 3 345 636010 LEHIGH 3 345 1 | P23:345:MEC:ARBOR HILL:901::EHV: | 0.05951 | Yes
GEN-2024-253 | 03 CENTRAL | G00ALL 29SP | 635018 NORTHBORO 3 345 635570 ORIENT 3 345 1 | P23:345:MEC:ARBOR HILL:902::EHV: | 0.06952 | Yes
GEN-2024-253 | 03 CENTRAL | G00ALL 29SP | 635017 ATCHISON 3 345 640139 COOPER 3 345 1 | P23:345:MEC:ARBOR HILL:902::EHV: | 0.06952 | Yes
GEN-2024-253 | 03 CENTRAL | G00ALL 29SP | 635017 ATCHISON 3 345 635018 NORTHBORO 3 345 1 | P23:345:MEC:ARBOR HILL:902::EHV: | 0.06952 | Yes
GEN-2024-253 | 03 CENTRAL | G00ALL 29SP | 635600 GRIMES 3 345 636003 BEAVER CRK 3 345 1 | P23:345:MEC:ARBOR HILL:902::EHV: | 0.05951 | Yes
GEN-2024-253 | 03 CENTRAL | G00ALL 29SP | 635200 RAUN 3 345 645552 S3452 REACT3 345 1 | P23:345:MEC:ARBOR HILL:902::EHV: | 0.0807 | Yes
GEN-2024-253 | 03 CENTRAL | G00ALL 29SP | 636003 BEAVER CRK 3 345 636010 LEHIGH 3 345 1 | P23:345:MEC:ARBOR HILL:902::EHV: | 0.05951 | Yes
GEN-2024-253 | 03 CENTRAL | G00ALL 29SP | 635018 NORTHBORO 3 345 635570 ORIENT 3 345 1 | P23:345:MEC:ARBOR HILL:903::EHV: | 0.06952 | Yes
GEN-2024-253 | 03 CENTRAL | G00ALL 29SP | 635017 ATCHISON 3 345 640139 COOPER 3 345 1 | P23:345:MEC:ARBOR HILL:903::EHV: | 0.06952 | Yes
GEN-2024-253 | 03 CENTRAL | G00ALL 29SP | 635017 ATCHISON 3 345 635018 NORTHBORO 3 345 1 | P23:345:MEC:ARBOR HILL:903::EHV: | 0.06952 | Yes
GEN-2024-253 | 03 CENTRAL | G00ALL 29SP | 635200 RAUN 3 345 762779 G18-043 TAP 345 1 | P23:345:MEC:ARBOR HILL:903::EHV: | 0.07858 | Yes
GEN-2024-253 | 03 CENTRAL | G00ALL 29SP | 635600 GRIMES 3 345 636003 BEAVER CRK 3 345 1 | P23:345:MEC:ARBOR HILL:903::EHV: | 0.05951 | Yes
GEN-2024-253 | 03 CENTRAL | G00ALL 29SP | 635200 RAUN 3 345 645552 S3452 REACT3 345 1 | P23:345:MEC:ARBOR HILL:903::EHV: | 0.0807 | Yes
GEN-2024-253 | 03 CENTRAL | G00ALL 29SP | 636003 BEAVER CRK 3 345 636010 LEHIGH 3 345 1 | P23:345:MEC:ARBOR HILL:903::EHV: | 0.05951 | Yes
GEN-2024-253 | 03 CENTRAL | G00ALL 29SP | 631139 HAZLTON3 345 631270 LASALLE 3 345 1 | P23:345:MEC:BLACK HAWK:902::EHV: | 0.05157 | Yes
GEN-2024-253 | 03 CENTRAL | G00ALL 29SP | 635200 RAUN 3 345 652564 SIOUXCY3 345 1 | P23:345:MEC:CHEROKEE:901::EHV: | 0.12389 | Yes
GEN-2024-253 | 03 CENTRAL | G00ALL 29SP | 636000 WEBSTER3 345 636010 LEHIGH 3 345 1 | P23:345:MEC:CHEROKEE:901::EHV: | 0.05264 | Yes
GEN-2024-253 | 03 CENTRAL | G00ALL 29SP | 635200 RAUN 3 345 652564 SIOUXCY3 345 1 | P23:345:MEC:CHEROKEE:902::EHV: | 0.12389 | Yes
GEN-2024-253 | 03 CENTRAL | G00ALL 29SP | 636000 WEBSTER3 345 636010 LEHIGH 3 345 1 | P23:345:MEC:CHEROKEE:902::EHV: | 0.05264 | Yes
GEN-2024-253 | 03 CENTRAL | G00ALL 29SP | 635200 RAUN 3 345 652564 SIOUXCY3 345 1 | P23:345:MEC:CHEROKEE:903::EHV: | 0.12389 | Yes
GEN-2024-253 | 03 CENTRAL | G00ALL 29SP | 636000 WEBSTER3 345 636010 LEHIGH 3 345 1 | P23:345:MEC:CHEROKEE:903::EHV: | 0.05264 | Yes
GEN-2024-253 | 03 CENTRAL | G00ALL 29SP | 635018 NORTHBORO 3 345 635570 ORIENT 3 345 1 | P23:345:MEC:FALLOW:901::EHV: | 0.06952 | Yes
GEN-2024-253 | 03 CENTRAL | G00ALL 29SP | 635017 ATCHISON 3 345 640139 COOPER 3 345 1 | P23:345:MEC:FALLOW:901::EHV: | 0.06952 | Yes
GEN-2024-253 | 03 CENTRAL | G00ALL 29SP | 635017 ATCHISON 3 345 635018 NORTHBORO 3 345 1 | P23:345:MEC:FALLOW:901::EHV: | 0.06952 | Yes
GEN-2024-253 | 03 CENTRAL | G00ALL 29SP | 635600 GRIMES 3 345 636003 BEAVER CRK 3 345 1 | P23:345:MEC:FALLOW:901::EHV: | 0.05951 | Yes
GEN-2024-253 | 03 CENTRAL | G00ALL 29SP | 635200 RAUN 3 345 645552 S3452 REACT3 345 1 | P23:345:MEC:FALLOW:901::EHV: | 0.0807 | Yes
GEN-2024-253 | 03 CENTRAL | G00ALL 29SP | 636003 BEAVER CRK 3 345 636010 LEHIGH 3 345 1 | P23:345:MEC:FALLOW:901::EHV: | 0.05951 | Yes
GEN-2024-253 | 03 CENTRAL | G00ALL 29SP | 635018 NORTHBORO 3 345 635570 ORIENT 3 345 1 | P23:345:MEC:FALLOW:902::EHV: | 0.06952 | Yes
GEN-2024-253 | 03 CENTRAL | G00ALL 29SP | 635017 ATCHISON 3 345 640139 COOPER 3 345 1 | P23:345:MEC:FALLOW:902::EHV: | 0.06952 | Yes
GEN-2024-253 | 03 CENTRAL | G00ALL 29SP | 635017 ATCHISON 3 345 635018 NORTHBORO 3 345 1 | P23:345:MEC:FALLOW:902::EHV: | 0.06952 | Yes
GEN-2024-253 | 03 CENTRAL | G00ALL 29SP | 635600 GRIMES 3 345 636003 BEAVER CRK 3 345 1 | P23:345:MEC:FALLOW:902::EHV: | 0.05951 | Yes
GEN-2024-253 | 03 CENTRAL | G00ALL 29SP | 636003 BEAVER CRK 3 345 636010 LEHIGH 3 345 1 | P23:345:MEC:FALLOW:902::EHV: | 0.05951 | Yes
GEN-2024-253 | 03 CENTRAL | G00ALL 29SP | 635600 GRIMES 3 345 636003 BEAVER CRK 3 345 1 | P23:345:MEC:FALLOW:903::EHV: | 0.05951 | Yes
GEN-2024-253 | 03 CENTRAL | G00ALL 29SP | 635999 IRVINGTON3 345 636000 WEBSTER3 345 1 | P23:345:MEC:GARD AVE:901::EHV: | 0.05031 | Yes
GEN-2024-253 | 03 CENTRAL | G00ALL 29SP | 636003 BEAVER CRK 3 345 636010 LEHIGH 3 345 1 | P23:345:MEC:GARD AVE:901::EHV: | 0.05494 | Yes
GEN-2024-253 | 03 CENTRAL | G00ALL 29SP | 635369 KOSSUTH 3 345 635999 IRVINGTON3 345 1 | P23:345:MEC:GARD AVE:901::EHV: | 0.05031 | Yes
GEN-2024-253 | 03 CENTRAL | G00ALL 29SP | 635999 IRVINGTON3 345 636000 WEBSTER3 345 1 | P23:345:MEC:GARD AVE:903::EHV: | 0.05031 | Yes
GEN-2024-253 | 03 CENTRAL | G00ALL 29SP | 636003 BEAVER CRK 3 345 636010 LEHIGH 3 345 1 | P23:345:MEC:GARD AVE:903::EHV: | 0.05494 | Yes
GEN-2024-253 | 03 CENTRAL | G00ALL 29SP | 635369 KOSSUTH 3 345 635999 IRVINGTON3 345 1 | P23:345:MEC:GARD AVE:903::EHV: | 0.05031 | Yes
GEN-2024-253 | 03 CENTRAL | G00ALL 29SP | 635999 IRVINGTON3 345 636000 WEBSTER3 345 1 | P23:345:MEC:GARD AVE:904::EHV: | 0.05031 | Yes
GEN-2024-253 | 03 CENTRAL | G00ALL 29SP | 635369 KOSSUTH 3 345 635999 IRVINGTON3 345 1 | P23:345:MEC:GARD AVE:904::EHV: | 0.05031 | Yes
GEN-2024-253 | 03 CENTRAL | G00ALL 29SP | 635600 GRIMES 3 345 636003 BEAVER CRK 3 345 1 | P23:345:MEC:GRIMES:903::EHV: | 0.05465 | Yes
GEN-2024-253 | 03 CENTRAL | G00ALL 29SP | 636003 BEAVER CRK 3 345 636010 LEHIGH 3 345 1 | P23:345:MEC:GRIMES:903::EHV: | 0.05465 | Yes
GEN-2024-253 | 03 CENTRAL | G00ALL 29SP | 635200 RAUN 3 345 652564 SIOUXCY3 345 1 | P23:345:MEC:HIGHLAND:901::EHV: | 0.12389 | Yes
GEN-2024-253 | 03 CENTRAL | G00ALL 29SP | 601006 SPLT RK3 345 652864 SIOUXCY-LNX3 345 1 | P23:345:MEC:HIGHLAND:901::EHV: | 0.05394 | Yes
GEN-2024-253 | 03 CENTRAL | G00ALL 29SP | 636000 WEBSTER3 345 636010 LEHIGH 3 345 1 | P23:345:MEC:HIGHLAND:901::EHV: | 0.05264 | Yes
GEN-2024-253 | 03 CENTRAL | G00ALL 29SP | 635200 RAUN 3 345 652564 SIOUXCY3 345 1 | P23:345:MEC:HIGHLAND:902::EHV: | 0.12389 | Yes
GEN-2024-253 | 03 CENTRAL | G00ALL 29SP | 601006 SPLT RK3 345 652864 SIOUXCY-LNX3 345 1 | P23:345:MEC:HIGHLAND:902::EHV: | 0.05394 | Yes
GEN-2024-253 | 03 CENTRAL | G00ALL 29SP | 636000 WEBSTER3 345 636010 LEHIGH 3 345 1 | P23:345:MEC:HIGHLAND:902::EHV: | 0.05264 | Yes
GEN-2024-253 | 03 CENTRAL | G00ALL 29SP | 635200 RAUN 3 345 652564 SIOUXCY3 345 1 | P23:345:MEC:HIGHLAND:903::EHV: | 0.12389 | Yes
GEN-2024-253 | 03 CENTRAL | G00ALL 29SP | 601006 SPLT RK3 345 652864 SIOUXCY-LNX3 345 1 | P23:345:MEC:HIGHLAND:903::EHV: | 0.05394 | Yes
GEN-2024-253 | 03 CENTRAL | G00ALL 29SP | 636000 WEBSTER3 345 636010 LEHIGH 3 345 1 | P23:345:MEC:HIGHLAND:903::EHV: | 0.05264 | Yes
GEN-2024-253 | 03 CENTRAL | G00ALL 29SP | 635200 RAUN 3 345 652564 SIOUXCY3 345 1 | P23:345:MEC:HIGHLAND:908::EHV: | 0.12389 | Yes
GEN-2024-253 | 03 CENTRAL | G00ALL 29SP | 601006 SPLT RK3 345 652864 SIOUXCY-LNX3 345 1 | P23:345:MEC:HIGHLAND:908::EHV: | 0.05394 | Yes
GEN-2024-253 | 03 CENTRAL | G00ALL 29SP | 636000 WEBSTER3 345 636010 LEHIGH 3 345 1 | P23:345:MEC:HIGHLAND:908::EHV: | 0.05264 | Yes
GEN-2024-253 | 03 CENTRAL | G00ALL 29SP | 635200 RAUN 3 345 652564 SIOUXCY3 345 1 | P23:345:MEC:LEHIGH:360::EHV: | 0.11426 | Yes
GEN-2024-253 | 03 CENTRAL | G00ALL 29SP | 635999 IRVINGTON3 345 636000 WEBSTER3 345 1 | P23:345:MEC:LEHIGH:390::EHV: | 0.05031 | Yes
GEN-2024-253 | 03 CENTRAL | G00ALL 29SP | 636003 BEAVER CRK 3 345 636010 LEHIGH 3 345 1 | P23:345:MEC:LEHIGH:390::EHV: | 0.05494 | Yes
GEN-2024-253 | 03 CENTRAL | G00ALL 29SP | 635369 KOSSUTH 3 345 635999 IRVINGTON3 345 1 | P23:345:MEC:LEHIGH:390::EHV: | 0.05031 | Yes
GEN-2024-253 | 03 CENTRAL | G00ALL 29SP | 635568 S HILLS 3 345 635630 BOONEVILLE 3 345 1 | P23:345:MEC:MADISON:901::EHV: | 0.05015 | Yes
GEN-2024-253 | 03 CENTRAL | G00ALL 29SP | 635568 S HILLS 3 345 635570 ORIENT 3 345 1 | P23:345:MEC:MADISON:901::EHV: | 0.05015 | Yes
GEN-2024-253 | 03 CENTRAL | G00ALL 29SP | 635568 S HILLS 3 345 635630 BOONEVILLE 3 345 1 | P23:345:MEC:MADISON:902::EHV: | 0.05015 | Yes
GEN-2024-253 | 03 CENTRAL | G00ALL 29SP | 635568 S HILLS 3 345 635570 ORIENT 3 345 1 | P23:345:MEC:MADISON:902::EHV: | 0.05015 | Yes
GEN-2024-253 | 03 CENTRAL | G00ALL 29SP | 635568 S HILLS 3 345 635630 BOONEVILLE 3 345 1 | P23:345:MEC:MADISON:903::EHV: | 0.05015 | Yes
GEN-2024-253 | 03 CENTRAL | G00ALL 29SP | 635568 S HILLS 3 345 635570 ORIENT 3 345 1 | P23:345:MEC:MADISON:903::EHV: | 0.05015 | Yes
GEN-2024-253 | 03 CENTRAL | G00ALL 29SP | 635600 GRIMES 3 345 636003 BEAVER CRK 3 345 1 | P23:345:MEC:NORTHBORO:901::EHV: | 0.05153 | Yes
GEN-2024-253 | 03 CENTRAL | G00ALL 29SP | 635200 RAUN 3 345 652564 SIOUXCY3 345 1 | P23:345:MEC:OBRIEN:903::EHV: | 0.12564 | Yes
GEN-2024-253 | 03 CENTRAL | G00ALL 29SP | 601006 SPLT RK3 345 652864 SIOUXCY-LNX3 345 1 | P23:345:MEC:OBRIEN:903::EHV: | 0.057 | Yes
GEN-2024-253 | 03 CENTRAL | G00ALL 29SP | 631193 HUNTLEY3 345 631197 LEDYARD3 345 1 | P23:345:MEC:OBRIEN:903::EHV: | 0.06965 | Yes
GEN-2024-253 | 03 CENTRAL | G00ALL 29SP | 601006 SPLT RK3 345 652864 SIOUXCY-LNX3 345 1 | P23:345:MEC:OBRIEN:904::EHV: | 0.05582 | Yes
GEN-2024-253 | 03 CENTRAL | G00ALL 29SP | 631193 HUNTLEY3 345 631197 LEDYARD3 345 1 | P23:345:MEC:OBRIEN:904::EHV: | 0.0722 | Yes
GEN-2024-253 | 03 CENTRAL | G00ALL 29SP | 635200 RAUN 3 345 652564 SIOUXCY3 345 1 | P23:345:MEC:OBRIEN:906::EHV: | 0.12654 | Yes
GEN-2024-253 | 03 CENTRAL | G00ALL 29SP | 601006 SPLT RK3 345 652864 SIOUXCY-LNX3 345 1 | P23:345:MEC:OBRIEN:906::EHV: | 0.05602 | Yes
GEN-2024-253 | 03 CENTRAL | G00ALL 29SP | 631193 HUNTLEY3 345 631197 LEDYARD3 345 1 | P23:345:MEC:OBRIEN:906::EHV: | 0.07045 | Yes
GEN-2024-253 | 03 CENTRAL | G00ALL 29SP | 345435 7MAYWOOD 345 345992 7SPENCER 345 1 | P23:345:MEC:ORIENT:902::EHV: | 0.0588 | Yes
GEN-2024-253 | 03 CENTRAL | G00ALL 29SP | 635600 GRIMES 3 345 636003 BEAVER CRK 3 345 1 | P23:345:MEC:ORIENT:902::EHV: | 0.05097 | Yes
GEN-2024-253 | 03 CENTRAL | G00ALL 29SP | 636003 BEAVER CRK 3 345 636010 LEHIGH 3 345 1 | P23:345:MEC:ORIENT:902::EHV: | 0.05097 | Yes
GEN-2024-253 | 03 CENTRAL | G00ALL 29SP | 635568 S HILLS 3 345 635630 BOONEVILLE 3 345 1 | P23:345:MEC:ORIENT:905::EHV: | 0.05902 | Yes
GEN-2024-253 | 03 CENTRAL | G00ALL 29SP | 635568 S HILLS 3 345 635570 ORIENT 3 345 1 | P23:345:MEC:ORIENT:905::EHV: | 0.05902 | Yes
GEN-2024-253 | 03 CENTRAL | G00ALL 29SP | 635200 RAUN 3 345 652564 SIOUXCY3 345 1 | P23:345:MEC:RAUN:150::EHV: | 0.12065 | Yes
GEN-2024-253 | 03 CENTRAL | G00ALL 29SP | 601006 SPLT RK3 345 652864 SIOUXCY-LNX3 345 1 | P23:345:MEC:RAUN:150::EHV: | 0.05238 | Yes
GEN-2024-253 | 03 CENTRAL | G00ALL 29SP | 635018 NORTHBORO 3 345 635570 ORIENT 3 345 1 | P23:345:MEC:ROLLING HILLS:901::EHV: | 0.06533 | Yes
GEN-2024-253 | 03 CENTRAL | G00ALL 29SP | 635017 ATCHISON 3 345 640139 COOPER 3 345 1 | P23:345:MEC:ROLLING HILLS:901::EHV: | 0.06533 | Yes
GEN-2024-253 | 03 CENTRAL | G00ALL 29SP | 635017 ATCHISON 3 345 635018 NORTHBORO 3 345 1 | P23:345:MEC:ROLLING HILLS:901::EHV: | 0.06533 | Yes
GEN-2024-253 | 03 CENTRAL | G00ALL 29SP | 635018 NORTHBORO 3 345 635570 ORIENT 3 345 1 | P23:345:MEC:ROLLING HILLS:902::EHV: | 0.06533 | Yes
GEN-2024-253 | 03 CENTRAL | G00ALL 29SP | 635017 ATCHISON 3 345 640139 COOPER 3 345 1 | P23:345:MEC:ROLLING HILLS:902::EHV: | 0.06533 | Yes
GEN-2024-253 | 03 CENTRAL | G00ALL 29SP | 635017 ATCHISON 3 345 635018 NORTHBORO 3 345 1 | P23:345:MEC:ROLLING HILLS:902::EHV: | 0.06533 | Yes
GEN-2024-253 | 03 CENTRAL | G00ALL 29SP | 635018 NORTHBORO 3 345 635570 ORIENT 3 345 1 | P23:345:MEC:ROLLING HILLS:903::EHV: | 0.06533 | Yes
GEN-2024-253 | 03 CENTRAL | G00ALL 29SP | 635017 ATCHISON 3 345 640139 COOPER 3 345 1 | P23:345:MEC:ROLLING HILLS:903::EHV: | 0.06533 | Yes
GEN-2024-253 | 03 CENTRAL | G00ALL 29SP | 635017 ATCHISON 3 345 635018 NORTHBORO 3 345 1 | P23:345:MEC:ROLLING HILLS:903::EHV: | 0.06533 | Yes
GEN-2024-253 | 03 CENTRAL | G00ALL 29SP | 635018 NORTHBORO 3 345 635570 ORIENT 3 345 1 | P23:345:MEC:ROLLING HILLS:908::EHV: | 0.06533 | Yes
GEN-2024-253 | 03 CENTRAL | G00ALL 29SP | 635017 ATCHISON 3 345 640139 COOPER 3 345 1 | P23:345:MEC:ROLLING HILLS:908::EHV: | 0.06533 | Yes
GEN-2024-253 | 03 CENTRAL | G00ALL 29SP | 635017 ATCHISON 3 345 635018 NORTHBORO 3 345 1 | P23:345:MEC:ROLLING HILLS:908::EHV: | 0.06533 | Yes
GEN-2024-253 | 03 CENTRAL | G00ALL 29SP | 345435 7MAYWOOD 345 345992 7SPENCER 345 1 | P23:345:MEC:SUB 93:954::EHV: | 0.05434 | Yes
GEN-2024-253 | 03 CENTRAL | G00ALL 29SP | 345230 7MONTGMRY 345 345992 7SPENCER 345 1 | P23:345:MEC:SUB 93:954::EHV: | 0.05434 | Yes
GEN-2024-253 | 03 CENTRAL | G00ALL 29SP | 635018 NORTHBORO 3 345 635570 ORIENT 3 345 1 | P23:345:OPPD:FUTURE 56-55&56-58:::EHV: | 0.07673 | Yes
GEN-2024-253 | 03 CENTRAL | G00ALL 29SP | 635017 ATCHISON 3 345 640139 COOPER 3 345 1 | P23:345:OPPD:FUTURE 56-55&56-58:::EHV: | 0.07673 | Yes
GEN-2024-253 | 03 CENTRAL | G00ALL 29SP | 635017 ATCHISON 3 345 635018 NORTHBORO 3 345 1 | P23:345:OPPD:FUTURE 56-55&56-58:::EHV: | 0.07673 | Yes
GEN-2024-253 | 03 CENTRAL | G00ALL 29SP | 301809 7BARNET 345 344327 7LOOSECRK 345 1 | P23:345:WERE:WOLF-345-50:EHV: | 0.0516 | Yes
GEN-2024-253 | 03 CENTRAL | G00ALL 29SP | 601048 LYON CO 3 345 631138 LAKEFLD3 345 1 | P23:345:XEL:396 BKR SPK:::EHV: | 0.05974 | Yes
GEN-2024-253 | 03 CENTRAL | G00ALL 29SP | 631193 HUNTLEY3 345 631197 LEDYARD3 345 1 | P23:345:XEL:8N22 SHC:::EHV: | 0.054 | Yes
GEN-2024-253 | 03 CENTRAL | G00ALL 29SP | 601048 LYON CO 3 345 601087 STEEP BK LK3 345 2 | P23:345:XEL:8N63 LYC:::EHV: | 0.05181 | Yes
GEN-2024-253 | 03 CENTRAL | G00ALL 29SP | 631193 HUNTLEY3 345 631197 LEDYARD3 345 1 | P23:345:XEL:8N8 MNN:::EHV: | 0.054 | Yes
GEN-2024-253 | 03 CENTRAL | G00ALL 29SP | 601048 LYON CO 3 345 631138 LAKEFLD3 345 1 | P23:345:XEL:8S71 HNA:::EHV: | 0.05304 | Yes
GEN-2024-253 | 03 CENTRAL | G00ALL 29SP | 601003 PR ISLD3 345 601039 NROC 3 345 1 | P23:345:XEL:FUTURE 8S49 HMP:::EHV: | 0.0516 | Yes
GEN-2024-253 | 03 CENTRAL | G00ALL 29SP | 601048 LYON CO 3 345 601087 STEEP BK LK3 345 2 | P23:345:XEL:HAWKSNEST3:8N82::EHV: | 0.05402 | Yes
GEN-2024-253 | 03 CENTRAL | G00ALL 29SP | 601048 LYON CO 3 345 631138 LAKEFLD3 345 1 | P23:345:XEL:HELENA3:8S71::EHV: | 0.05304 | Yes
GEN-2024-253 | 03 CENTRAL | G00ALL 29SP | 601048 LYON CO 3 345 601087 STEEP BK LK3 345 2 | P23:345:XEL:LYONCO3:8N63::EHV: | 0.05181 | Yes
GEN-2024-253 | 03 CENTRAL | G00ALL 29SP | 631193 HUNTLEY3 345 631197 LEDYARD3 345 1 | P23:345:XEL:PRISLD3:8H17::EHV: | 0.05396 | Yes
GEN-2024-253 | 03 CENTRAL | G00ALL 29SP | 601048 LYON CO 3 345 631138 LAKEFLD3 345 1 | P23:345:XEL:SHEASLK3:8S81::EHV: | 0.05031 | Yes
GEN-2024-253 | 03 CENTRAL | G00ALL 29SP | 601048 LYON CO 3 345 631138 LAKEFLD3 345 1 | P23:345:XEL:WILMART3:8S26 FUT::EHV: | 0.05131 | Yes
GEN-2024-253 | 03 CENTRAL | G00ALL 29SP | 635200 RAUN 3 345 762779 G18-043 TAP 345 1 | P42:345:LES:L1485::NW68&HOLDREGE.WAGENER.CB3006:: | 0.08725 | Yes
GEN-2024-253 | 03 CENTRAL | G00ALL 29SP | 635200 RAUN 3 345 645552 S3452 REACT3 345 1 | P42:345:LES:L1485::NW68&HOLDREGE.WAGENER.CB3006:: | 0.08971 | Yes
GEN-2024-253 | 03 CENTRAL | G00ALL 29SP | 635200 RAUN 3 345 645552 S3452 REACT3 345 1 | P42:345:LES:L3516::NW68&HOLDREGE.MOORE.CB3005:: | 0.08954 | Yes
GEN-2024-253 | 03 CENTRAL | G00ALL 29SP | 635200 RAUN 3 345 645552 S3452 REACT3 345 1 | P42:345:NPPD:LXXXX.COLMB E.SHELCRK.CB3306:::: | 0.09011 | Yes
GEN-2024-253 | 03 CENTRAL | G00ALL 29SP | 300044 7MCCRED 345 345408 7OVERTON 345 1 | P51:22:KCPL:LACYGNE7:::EHV: | 0.054 | Yes
GEN-2024-253 | 03 CENTRAL | G00ALL 29SP | 301809 7BARNET 345 344327 7LOOSECRK 345 1 | P51:22:KCPL:LACYGNE7:::EHV: | 0.0597 | Yes
GEN-2024-253 | 03 CENTRAL | G00ALL 29SP | 300044 7MCCRED 345 345230 7MONTGMRY 345 1 | P51:22:KCPL:LACYGNE7:::EHV: | 0.05563 | Yes
GEN-2024-253 | 03 CENTRAL | G00ALL 29SP | 345408 7OVERTON 345 541201 SIBLEY 7 345 1 | P51:22:KCPL:LACYGNE7:::EHV: | 0.0545 | Yes
GEN-2024-253 | 03 CENTRAL | G00ALL 29SP | 300044 7MCCRED 345 345408 7OVERTON 345 1 | P51:25:WERE:WOLFCRK7:EHV: | 0.05045 | Yes
GEN-2024-253 | 03 CENTRAL | G00ALL 29SP | 301809 7BARNET 345 344327 7LOOSECRK 345 1 | P51:25:WERE:WOLFCRK7:EHV: | 0.05403 | Yes
GEN-2024-253 | 03 CENTRAL | G00ALL 29SP | 635018 NORTHBORO 3 345 635570 ORIENT 3 345 1 | P55:345:MEC:ARBOR HILL | 0.06952 | Yes
GEN-2024-253 | 03 CENTRAL | G00ALL 29SP | 635017 ATCHISON 3 345 640139 COOPER 3 345 1 | P55:345:MEC:ARBOR HILL | 0.06952 | Yes
GEN-2024-253 | 03 CENTRAL | G00ALL 29SP | 635017 ATCHISON 3 345 635018 NORTHBORO 3 345 1 | P55:345:MEC:ARBOR HILL | 0.06952 | Yes
GEN-2024-253 | 03 CENTRAL | G00ALL 29SP | 635200 RAUN 3 345 762779 G18-043 TAP 345 1 | P55:345:MEC:ARBOR HILL | 0.07858 | Yes
GEN-2024-253 | 03 CENTRAL | G00ALL 29SP | 635600 GRIMES 3 345 636003 BEAVER CRK 3 345 1 | P55:345:MEC:ARBOR HILL | 0.05951 | Yes
GEN-2024-253 | 03 CENTRAL | G00ALL 29SP | 635200 RAUN 3 345 645552 S3452 REACT3 345 1 | P55:345:MEC:ARBOR HILL | 0.0807 | Yes
GEN-2024-253 | 03 CENTRAL | G00ALL 29SP | 636003 BEAVER CRK 3 345 636010 LEHIGH 3 345 1 | P55:345:MEC:ARBOR HILL | 0.05951 | Yes
GEN-2024-253 | 03 CENTRAL | G00ALL 29SP | 635200 RAUN 3 345 652564 SIOUXCY3 345 1 | P55:345:MEC:CHEROKEE | 0.12389 | Yes
GEN-2024-253 | 03 CENTRAL | G00ALL 29SP | 636000 WEBSTER3 345 636010 LEHIGH 3 345 1 | P55:345:MEC:CHEROKEE | 0.05264 | Yes
GEN-2024-253 | 03 CENTRAL | G00ALL 29SP | 345435 7MAYWOOD 345 345992 7SPENCER 345 1 | P55:345:MEC:CORDOVA | 0.05416 | Yes
GEN-2024-253 | 03 CENTRAL | G00ALL 29SP | 345230 7MONTGMRY 345 345992 7SPENCER 345 1 | P55:345:MEC:CORDOVA | 0.05416 | Yes
GEN-2024-253 | 03 CENTRAL | G00ALL 29SP | 635018 NORTHBORO 3 345 635570 ORIENT 3 345 1 | P55:345:MEC:FALLOW AVE | 0.06952 | Yes
GEN-2024-253 | 03 CENTRAL | G00ALL 29SP | 635017 ATCHISON 3 345 640139 COOPER 3 345 1 | P55:345:MEC:FALLOW AVE | 0.06952 | Yes
GEN-2024-253 | 03 CENTRAL | G00ALL 29SP | 635017 ATCHISON 3 345 635018 NORTHBORO 3 345 1 | P55:345:MEC:FALLOW AVE | 0.06952 | Yes
GEN-2024-253 | 03 CENTRAL | G00ALL 29SP | 635600 GRIMES 3 345 636003 BEAVER CRK 3 345 1 | P55:345:MEC:FALLOW AVE | 0.05951 | Yes
GEN-2024-253 | 03 CENTRAL | G00ALL 29SP | 636003 BEAVER CRK 3 345 636010 LEHIGH 3 345 1 | P55:345:MEC:FALLOW AVE | 0.05951 | Yes
GEN-2024-253 | 03 CENTRAL | G00ALL 29SP | 635999 IRVINGTON3 345 636000 WEBSTER3 345 1 | P55:345:MEC:GARD AVE | 0.05031 | Yes
GEN-2024-253 | 03 CENTRAL | G00ALL 29SP | 636003 BEAVER CRK 3 345 636010 LEHIGH 3 345 1 | P55:345:MEC:GARD AVE | 0.05494 | Yes
GEN-2024-253 | 03 CENTRAL | G00ALL 29SP | 635369 KOSSUTH 3 345 635999 IRVINGTON3 345 1 | P55:345:MEC:GARD AVE | 0.05031 | Yes
GEN-2024-253 | 03 CENTRAL | G00ALL 29SP | 635018 NORTHBORO 3 345 635570 ORIENT 3 345 1 | P55:345:MEC:GDMEC | 0.06811 | Yes
GEN-2024-253 | 03 CENTRAL | G00ALL 29SP | 635017 ATCHISON 3 345 640139 COOPER 3 345 1 | P55:345:MEC:GDMEC | 0.06811 | Yes
GEN-2024-253 | 03 CENTRAL | G00ALL 29SP | 635017 ATCHISON 3 345 635018 NORTHBORO 3 345 1 | P55:345:MEC:GDMEC | 0.06811 | Yes
GEN-2024-253 | 03 CENTRAL | G00ALL 29SP | 635600 GRIMES 3 345 636003 BEAVER CRK 3 345 1 | P55:345:MEC:GDMEC | 0.06063 | Yes
GEN-2024-253 | 03 CENTRAL | G00ALL 29SP | 635200 RAUN 3 345 652564 SIOUXCY3 345 1 | P55:345:MEC:HIGHLAND | 0.12389 | Yes
GEN-2024-253 | 03 CENTRAL | G00ALL 29SP | 601006 SPLT RK3 345 652864 SIOUXCY-LNX3 345 1 | P55:345:MEC:HIGHLAND | 0.05394 | Yes
GEN-2024-253 | 03 CENTRAL | G00ALL 29SP | 636000 WEBSTER3 345 636010 LEHIGH 3 345 1 | P55:345:MEC:HIGHLAND | 0.05264 | Yes
GEN-2024-253 | 03 CENTRAL | G00ALL 29SP | 635568 S HILLS 3 345 635630 BOONEVILLE 3 345 1 | P55:345:MEC:MADISON | 0.05015 | Yes
GEN-2024-253 | 03 CENTRAL | G00ALL 29SP | 635568 S HILLS 3 345 635570 ORIENT 3 345 1 | P55:345:MEC:MADISON | 0.05015 | Yes
GEN-2024-253 | 03 CENTRAL | G00ALL 29SP | 635600 GRIMES 3 345 636003 BEAVER CRK 3 345 1 | P55:345:MEC:NORTHBORO | 0.05153 | Yes
GEN-2024-253 | 03 CENTRAL | G00ALL 29SP | 345435 7MAYWOOD 345 345992 7SPENCER 345 1 | P55:345:MEC:ORIENT | 0.05955 | Yes
GEN-2024-253 | 03 CENTRAL | G00ALL 29SP | 345230 7MONTGMRY 345 345992 7SPENCER 345 1 | P55:345:MEC:ORIENT | 0.05955 | Yes
GEN-2024-253 | 03 CENTRAL | G00ALL 29SP | 635200 RAUN 3 345 762779 G18-043 TAP 345 1 | P55:345:MEC:ORIENT | 0.08163 | Yes
GEN-2024-253 | 03 CENTRAL | G00ALL 29SP | 635200 RAUN 3 345 645552 S3452 REACT3 345 1 | P55:345:MEC:ORIENT | 0.08385 | Yes
GEN-2024-253 | 03 CENTRAL | G00ALL 29SP | 635018 NORTHBORO 3 345 635570 ORIENT 3 345 1 | P55:345:MEC:PONY CREEK OR SOUTHLAND | 0.06533 | Yes
GEN-2024-253 | 03 CENTRAL | G00ALL 29SP | 635017 ATCHISON 3 345 640139 COOPER 3 345 1 | P55:345:MEC:PONY CREEK OR SOUTHLAND | 0.06533 | Yes
GEN-2024-253 | 03 CENTRAL | G00ALL 29SP | 635017 ATCHISON 3 345 635018 NORTHBORO 3 345 1 | P55:345:MEC:PONY CREEK OR SOUTHLAND | 0.06533 | Yes
GEN-2024-253 | 03 CENTRAL | G00ALL 29SP | 635200 RAUN 3 345 762779 G18-043 TAP 345 1 | P55:345:MEC:PONY CREEK OR SOUTHLAND | 0.07711 | Yes
GEN-2024-253 | 03 CENTRAL | G00ALL 29SP | 635200 RAUN 3 345 645552 S3452 REACT3 345 1 | P55:345:MEC:PONY CREEK OR SOUTHLAND | 0.0792 | Yes
GEN-2024-253 | 03 CENTRAL | G00ALL 29SP | 635200 RAUN 3 345 762779 G18-043 TAP 345 1 | P55:345:MEC:RACCOON TRAIL | 0.07993 | Yes
GEN-2024-253 | 03 CENTRAL | G00ALL 29SP | 635600 GRIMES 3 345 636003 BEAVER CRK 3 345 1 | P55:345:MEC:RACCOON TRAIL | 0.05453 | Yes
GEN-2024-253 | 03 CENTRAL | G00ALL 29SP | 635200 RAUN 3 345 645552 S3452 REACT3 345 1 | P55:345:MEC:RACCOON TRAIL | 0.08208 | Yes
GEN-2024-253 | 03 CENTRAL | G00ALL 29SP | 636003 BEAVER CRK 3 345 636010 LEHIGH 3 345 1 | P55:345:MEC:RACCOON TRAIL | 0.05453 | Yes
GEN-2024-253 | 03 CENTRAL | G00ALL 29SP | 635018 NORTHBORO 3 345 635570 ORIENT 3 345 1 | P55:345:MEC:ROLLING HILLS | 0.06533 | Yes
GEN-2024-253 | 03 CENTRAL | G00ALL 29SP | 635017 ATCHISON 3 345 640139 COOPER 3 345 1 | P55:345:MEC:ROLLING HILLS | 0.06533 | Yes
GEN-2024-253 | 03 CENTRAL | G00ALL 29SP | 635017 ATCHISON 3 345 635018 NORTHBORO 3 345 1 | P55:345:MEC:ROLLING HILLS | 0.06533 | Yes
GEN-2024-253 | 03 CENTRAL | G00ALL 29SP | 635018 NORTHBORO 3 345 635570 ORIENT 3 345 1 | P55:345:OPPD:S3458 3::FN13:EHV: | 0.07631 | Yes
GEN-2024-253 | 03 CENTRAL | G00ALL 29SP | 635017 ATCHISON 3 345 640139 COOPER 3 345 1 | P55:345:OPPD:S3458 3::FN13:EHV: | 0.07632 | Yes
GEN-2024-253 | 03 CENTRAL | G00ALL 29SP | 635017 ATCHISON 3 345 635018 NORTHBORO 3 345 1 | P55:345:OPPD:S3458 3::FN13:EHV: | 0.07631 | Yes
GEN-2024-253 | 03 CENTRAL | G00ALL 29SP | 300044 7MCCRED 345 345408 7OVERTON 345 1 | P55:345:OPPD:S3740 3::FN13:EHV: | 0.0501 | Yes
GEN-2024-253 | 03 CENTRAL | G00ALL 29SP | 301809 7BARNET 345 344327 7LOOSECRK 345 1 | P55:345:OPPD:S3740 3::FN13:EHV: | 0.05235 | Yes
GEN-2024-253 | 03 CENTRAL | G00ALL 29SP | 300044 7MCCRED 345 345230 7MONTGMRY 345 1 | P55:345:OPPD:S3740 3::FN13:EHV: | 0.05109 | Yes
GEN-2024-253 | 03 CENTRAL | G00ALL 29SP | 345408 7OVERTON 345 541201 SIBLEY 7 345 1 | P55:345:OPPD:S3740 3::FN13:EHV: | 0.05092 | Yes
GEN-2024-253 | 03 CENTRAL | G00ALL 29SP | 601003 PR ISLD3 345 601039 NROC 3 345 1 | P55:345:XEL:HMP2 | 0.05177 | Yes
GEN-2024-253 | 03 CENTRAL | G00ALL 29SP | 601048 LYON CO 3 345 601087 STEEP BK LK3 345 2 | P55:345:XEL:HNL1 | 0.05402 | Yes
GEN-2024-253 | 03 CENTRAL | G00ALL 29SP | 631193 HUNTLEY3 345 631197 LEDYARD3 345 1 | P55:345:XEL:MNN1 | 0.05388 | Yes
GEN-2024-253 | 03 CENTRAL | G00ALL 29SP | 345435 7MAYWOOD 345 345992 7SPENCER 345 1 | P55:345:XEL:PRI1 | 0.05435 | Yes
GEN-2024-253 | 03 CENTRAL | G00ALL 29SP | 345230 7MONTGMRY 345 345992 7SPENCER 345 1 | P55:345:XEL:PRI1 | 0.05435 | Yes
GEN-2024-253 | 03 CENTRAL | G00ALL 29SP | 635200 RAUN 3 345 762779 G18-043 TAP 345 1 | P55:345:XEL:PRI1 | 0.07787 | Yes
GEN-2024-253 | 03 CENTRAL | G00ALL 29SP | 631193 HUNTLEY3 345 631197 LEDYARD3 345 1 | P55:345:XEL:PRI1 | 0.05396 | Yes
GEN-2024-253 | 03 CENTRAL | G00ALL 29SP | 635200 RAUN 3 345 645552 S3452 REACT3 345 1 | P55:345:XEL:PRI1 | 0.07998 | Yes
GEN-2024-253 | 03 CENTRAL | G00ALL 29SP | 345418 7BARNET 345 345419 7CLINTON 345 1 | 301809 7BARNET 345 301810 7CLINTN 345 1 | 0.05394 | Yes
GEN-2024-253 | 03 CENTRAL | G00ALL 29SP | 301809 7BARNET 345 344327 7LOOSECRK 345 1 | 344327 7LOOSECRK 345 345238 7MARIOSA 345 1 | 0.05259 | Yes
GEN-2024-253 | 03 CENTRAL | G00ALL 29SP | 345435 7MAYWOOD 345 345992 7SPENCER 345 1 | 344536 7ENON_TP 345 345217 7ROOTBEER 345 1 | 0.05658 | Yes
GEN-2024-253 | 03 CENTRAL | G00ALL 29SP | 345230 7MONTGMRY 345 345992 7SPENCER 345 1 | 344536 7ENON_TP 345 345217 7ROOTBEER 345 1 | 0.05658 | Yes
GEN-2024-253 | 03 CENTRAL | G00ALL 29SP | 345419 7CLINTON 345 542968 STILWEL7 345 2 | 345419 7CLINTON 345 542968 STILWEL7 345 1 | 0.05738 | Yes
GEN-2024-253 | 03 CENTRAL | G00ALL 29SP | 345419 7CLINTON 345 542968 STILWEL7 345 1 | 345419 7CLINTON 345 542968 STILWEL7 345 2 | 0.05738 | Yes
GEN-2024-253 | 03 CENTRAL | G00ALL 29SP | 345230 7MONTGMRY 345 345992 7SPENCER 345 1 | 345958 7HUCK FINN 345 345992 7SPENCER 345 1 | 0.05437 | Yes
GEN-2024-253 | 03 CENTRAL | G00ALL 29SP | 345230 7MONTGMRY 345 345992 7SPENCER 345 1 | 345968 7J1026 SUB 345 345992 7SPENCER 345 Z | 0.05437 | Yes
GEN-2024-253 | 03 CENTRAL | G00ALL 29SP | 601048 LYON CO 3 345 601077 HAWKSNEST 3 345 1 | 601048 LYON CO 3 345 601087 STEEP BK LK3 345 2 | 0.05394 | Yes
GEN-2024-253 | 03 CENTRAL | G00ALL 29SP | 601031 BRKNGCO3 345 601077 HAWKSNEST 3 345 1 | 601048 LYON CO 3 345 601087 STEEP BK LK3 345 2 | 0.05394 | Yes
GEN-2024-253 | 03 CENTRAL | G00ALL 29SP | 345435 7MAYWOOD 345 345992 7SPENCER 345 1 | 629074 ARNOLD1G 22.0 631088 ARNOLD 5 161 1 | 0.05437 | Yes
GEN-2024-253 | 03 CENTRAL | G00ALL 29SP | 345230 7MONTGMRY 345 345992 7SPENCER 345 1 | 629074 ARNOLD1G 22.0 631088 ARNOLD 5 161 1 | 0.05437 | Yes
GEN-2024-253 | 03 CENTRAL | G00ALL 29SP | 345435 7MAYWOOD 345 345992 7SPENCER 345 1 | 629075 OTTUMW1G 24.0 631115 OTTUMWA5 161 1 | 0.05437 | Yes
GEN-2024-253 | 03 CENTRAL | G00ALL 29SP | 345230 7MONTGMRY 345 345992 7SPENCER 345 1 | 629075 OTTUMW1G 24.0 631115 OTTUMWA5 161 1 | 0.05437 | Yes
GEN-2024-253 | 03 CENTRAL | G00ALL 29SP | 635200 RAUN 3 345 652564 SIOUXCY3 345 1 | 631138 LAKEFLD3 345 635368 OBRIEN 3 345 1 | 0.12306 | Yes
GEN-2024-253 | 03 CENTRAL | G00ALL 29SP | 601006 SPLT RK3 345 652864 SIOUXCY-LNX3 345 1 | 631138 LAKEFLD3 345 635368 OBRIEN 3 345 1 | 0.05582 | Yes
GEN-2024-253 | 03 CENTRAL | G00ALL 29SP | 631193 HUNTLEY3 345 631197 LEDYARD3 345 1 | 631138 LAKEFLD3 345 635368 OBRIEN 3 345 1 | 0.0722 | Yes
GEN-2024-253 | 03 CENTRAL | G00ALL 29SP | 631138 LAKEFLD3 345 635368 OBRIEN 3 345 1 | 631193 HUNTLEY3 345 631197 LEDYARD3 345 1 | 0.06478 | Yes
GEN-2024-253 | 03 CENTRAL | G00ALL 29SP | 635200 RAUN 3 345 762779 G18-043 TAP 345 1 | 635200 RAUN 3 345 645552 S3452 REACT3 345 1 | 0.1107 | Yes
GEN-2024-253 | 03 CENTRAL | G00ALL 29SP | 635200 RAUN 3 345 645552 S3452 REACT3 345 1 | 635200 RAUN 3 345 762779 G18-043 TAP 345 1 | 0.1118 | Yes
GEN-2024-253 | 03 CENTRAL | G00ALL 29SP | 635999 IRVINGTON3 345 636000 WEBSTER3 345 1 | 635219 GARD AVE 3 345 636017 LEHIGH GARX3 345 1 | 0.05031 | Yes
GEN-2024-253 | 03 CENTRAL | G00ALL 29SP | 636003 BEAVER CRK 3 345 636010 LEHIGH 3 345 1 | 635219 GARD AVE 3 345 636017 LEHIGH GARX3 345 1 | 0.05494 | Yes
GEN-2024-253 | 03 CENTRAL | G00ALL 29SP | 635369 KOSSUTH 3 345 635999 IRVINGTON3 345 1 | 635219 GARD AVE 3 345 636017 LEHIGH GARX3 345 1 | 0.05031 | Yes
GEN-2024-253 | 03 CENTRAL | G00ALL 29SP | 635200 RAUN 3 345 652564 SIOUXCY3 345 1 | 635368 OBRIEN 3 345 635400 HIGHLAND 3 345 1 | 0.12389 | Yes
GEN-2024-253 | 03 CENTRAL | G00ALL 29SP | 601006 SPLT RK3 345 652864 SIOUXCY-LNX3 345 1 | 635368 OBRIEN 3 345 635400 HIGHLAND 3 345 1 | 0.05394 | Yes
GEN-2024-253 | 03 CENTRAL | G00ALL 29SP | 636000 WEBSTER3 345 636010 LEHIGH 3 345 1 | 635368 OBRIEN 3 345 635400 HIGHLAND 3 345 1 | 0.05264 | Yes
GEN-2024-253 | 03 CENTRAL | G00ALL 29SP | 635018 NORTHBORO 3 345 635570 ORIENT 3 345 1 | 635580 ARBOR HILL 3 345 635623 BADGER CRK 3 345 1 | 0.06952 | Yes
GEN-2024-253 | 03 CENTRAL | G00ALL 29SP | 635017 ATCHISON 3 345 640139 COOPER 3 345 1 | 635580 ARBOR HILL 3 345 635623 BADGER CRK 3 345 1 | 0.06952 | Yes
GEN-2024-253 | 03 CENTRAL | G00ALL 29SP | 635017 ATCHISON 3 345 635018 NORTHBORO 3 345 1 | 635580 ARBOR HILL 3 345 635623 BADGER CRK 3 345 1 | 0.06952 | Yes
GEN-2024-253 | 03 CENTRAL | G00ALL 29SP | 635200 RAUN 3 345 762779 G18-043 TAP 345 1 | 635580 ARBOR HILL 3 345 635623 BADGER CRK 3 345 1 | 0.07858 | Yes
GEN-2024-253 | 03 CENTRAL | G00ALL 29SP | 635600 GRIMES 3 345 636003 BEAVER CRK 3 345 1 | 635580 ARBOR HILL 3 345 635623 BADGER CRK 3 345 1 | 0.05951 | Yes
GEN-2024-253 | 03 CENTRAL | G00ALL 29SP | 635200 RAUN 3 345 645552 S3452 REACT3 345 1 | 635580 ARBOR HILL 3 345 635623 BADGER CRK 3 345 1 | 0.0807 | Yes
GEN-2024-253 | 03 CENTRAL | G00ALL 29SP | 636003 BEAVER CRK 3 345 636010 LEHIGH 3 345 1 | 635580 ARBOR HILL 3 345 635623 BADGER CRK 3 345 1 | 0.05951 | Yes
GEN-2024-253 | 03 CENTRAL | G00ALL 29SP | 635999 IRVINGTON3 345 636000 WEBSTER3 345 1 | 636010 LEHIGH 3 345 636017 LEHIGH GARX3 345 Z | 0.05031 | Yes
GEN-2024-253 | 03 CENTRAL | G00ALL 29SP | 636003 BEAVER CRK 3 345 636010 LEHIGH 3 345 1 | 636010 LEHIGH 3 345 636017 LEHIGH GARX3 345 Z | 0.05494 | Yes
GEN-2024-253 | 03 CENTRAL | G00ALL 29SP | 635369 KOSSUTH 3 345 635999 IRVINGTON3 345 1 | 636010 LEHIGH 3 345 636017 LEHIGH GARX3 345 Z | 0.05031 | Yes
GEN-2024-253 | 03 CENTRAL | G00ALL 29SP | 631139 HAZLTON3 345 631270 LASALLE 3 345 1 | 636197 N FRANKLIN 3 345 636198 BLCKHWKRX 3 345 1 | 0.05104 | Yes
GEN-2024-253 | 03 CENTRAL | G00ALL 29SP | 631139 HAZLTON3 345 631270 LASALLE 3 345 1 | 636198 BLCKHWKRX 3 345 636199 BLACKHAWK 3 345 Z | 0.05104 | Yes
GEN-2024-253 | 03 CENTRAL | G00ALL 29SP | 635018 NORTHBORO 3 345 635570 ORIENT 3 345 1 | 640139 COOPER 3 345 778170 G24-040-TAP 345 1 | 0.06963 | Yes
GEN-2024-253 | 03 CENTRAL | G00ALL 29SP | 635017 ATCHISON 3 345 640139 COOPER 3 345 1 | 640139 COOPER 3 345 778170 G24-040-TAP 345 1 | 0.06963 | Yes
GEN-2024-253 | 03 CENTRAL | G00ALL 29SP | 635017 ATCHISON 3 345 635018 NORTHBORO 3 345 1 | 640139 COOPER 3 345 778170 G24-040-TAP 345 1 | 0.06963 | Yes
GEN-2024-253 | 03 CENTRAL | G00ALL 29SP | 635018 NORTHBORO 3 345 635570 ORIENT 3 345 1 | 640601 S3771 345 640590 OLIVECREEK 3 345 1 | 0.05224 | Yes
GEN-2024-253 | 03 CENTRAL | G00ALL 29SP | 635017 ATCHISON 3 345 640139 COOPER 3 345 1 | 640601 S3771 345 640590 OLIVECREEK 3 345 1 | 0.05224 | Yes
GEN-2024-253 | 03 CENTRAL | G00ALL 29SP | 635017 ATCHISON 3 345 635018 NORTHBORO 3 345 1 | 640601 S3771 345 640590 OLIVECREEK 3 345 1 | 0.05224 | Yes
GEN-2024-253 | 03 CENTRAL | G00ALL 29SP | 635200 RAUN 3 345 762779 G18-043 TAP 345 1 | 645452 S3452 3 345 645552 S3452 REACT3 345 Z1 | 0.1107 | Yes
GEN-2024-253 | 03 CENTRAL | G00ALL 29SP | 635018 NORTHBORO 3 345 635570 ORIENT 3 345 1 | 645458 S3458 3 345 778170 G24-040-TAP 345 1 | 0.06963 | Yes
GEN-2024-253 | 03 CENTRAL | G00ALL 29SP | 635017 ATCHISON 3 345 640139 COOPER 3 345 1 | 645458 S3458 3 345 778170 G24-040-TAP 345 1 | 0.06963 | Yes
GEN-2024-253 | 03 CENTRAL | G00ALL 29SP | 635017 ATCHISON 3 345 635018 NORTHBORO 3 345 1 | 645458 S3458 3 345 778170 G24-040-TAP 345 1 | 0.06963 | Yes
GEN-2024-253 | 03 CENTRAL | G00ALL 29SP | 301809 7BARNET 345 344327 7LOOSECRK 345 1 | 766260 GEN-2020-007 345 766261 G20-007-TAP 345 1 | 0.05111 | Yes
GEN-2024-253 | 03 CENTRAL | G00ALL 29SP | 635200 RAUN 3 345 652564 SIOUXCY3 345 1 | Base Case | 0.11452 | Yes
GEN-2024-253 | 03 CENTRAL | G00ALL 29SP | 345435 7MAYWOOD 345 345992 7SPENCER 345 1 | Base Case | 0.05437 | Yes
GEN-2024-253 | 03 CENTRAL | G00ALL 29SP | 635018 NORTHBORO 3 345 635570 ORIENT 3 345 1 | Base Case | 0.06848 | Yes
GEN-2024-253 | 03 CENTRAL | G00ALL 29SP | 635017 ATCHISON 3 345 640139 COOPER 3 345 1 | Base Case | 0.06848 | Yes
GEN-2024-253 | 03 CENTRAL | G00ALL 29SP | 635017 ATCHISON 3 345 635018 NORTHBORO 3 345 1 | Base Case | 0.06848 | Yes
GEN-2024-253 | 03 CENTRAL | G00ALL 29SP | 345230 7MONTGMRY 345 345992 7SPENCER 345 1 | Base Case | 0.05437 | Yes
GEN-2024-253 | 03 CENTRAL | G00ALL 29SP | 635200 RAUN 3 345 762779 G18-043 TAP 345 1 | Base Case | 0.07787 | Yes
GEN-2024-253 | 03 CENTRAL | G00ALL 29SP | 631193 HUNTLEY3 345 631197 LEDYARD3 345 1 | Base Case | 0.054 | Yes
GEN-2024-253 | 03 CENTRAL | G00ALL 29SP | 635200 RAUN 3 345 645552 S3452 REACT3 345 1 | Base Case | 0.07998 | Yes
GEN-2024-253 | 03 CENTRAL | G00ALL 29SP | 635600 GRIMES 3 345 636003 BEAVER CRK 3 345 1 | Base Case | 0.0608 | Yes
GEN-2024-253 | 03 CENTRAL | G00ALL 29SP | 301809 7BARNET 345 344327 7LOOSECRK 345 1 | Base Case | 0.05111 | Yes
GEN-2024-253 | 03 CENTRAL | G00ALL 29SP | 636003 BEAVER CRK 3 345 636010 LEHIGH 3 345 1 | Base Case | 0.0608 | Yes
GEN-2024-253 | 03 CENTRAL | G00ALL 29SP | 301809 7BARNET 345 344327 7LOOSECRK 345 1 | GEN-2020-007_POI_766261_Generator_outage | 0.05111 | Yes
GEN-2024-253 | 03 CENTRAL | G00ALL 29SP | 301809 7BARNET 345 344327 7LOOSECRK 345 1 | GEN532751 1 | 0.05111 | Yes
GEN-2024-253 | 03 CENTRAL | G00ALL 29SP | 301809 7BARNET 345 344327 7LOOSECRK 345 1 | GEN532751 1_Dup1 | 0.05111 | Yes
GEN-2024-253 | 03 CENTRAL | G00ALL 29SP | 301809 7BARNET 345 344327 7LOOSECRK 345 1 | GEN640009 1 | 0.05111 | Yes
GEN-2024-253 | 03 CENTRAL | G00ALL 29SP | 301809 7BARNET 345 344327 7LOOSECRK 345 1 | GEN640009 1_Dup1 | 0.05111 | Yes
GEN-2024-258 | 03 CENTRAL | G03 29SP | 300041 7FRANKS 345 344154 7BLAND 345 1 | P51:25:WERE:WOLFCRK7:EHV: | 0.05238 | Yes
GEN-2024-259 | 03 CENTRAL | G03 29SP | 300041 7FRANKS 345 344327 7LOOSECRK 345 1 | P12:345:AECI-AMMO:FRANKS:BLAND:1:: | 0.06884 | Yes
GEN-2024-259 | 03 CENTRAL | G03 29SP | 300041 7FRANKS 345 344327 7LOOSECRK 345 1 | P12:345:AMMO::BLAND:FRANKS:EHV | 0.06884 | Yes
GEN-2024-259 | 03 CENTRAL | G03 29SP | 300041 7FRANKS 345 344327 7LOOSECRK 345 1 | P12:345:AMMO::BLAND:FRANKS3:EHV: | 0.06884 | Yes
GEN-2024-259 | 03 CENTRAL | G03 29SP | 300041 7FRANKS 345 344327 7LOOSECRK 345 1 | P12:345:AMMO::CALLAWAY:BLAND:EHV | 0.05298 | Yes
GEN-2024-259 | 03 CENTRAL | G03 29SP | 300041 7FRANKS 345 344327 7LOOSECRK 345 1 | P12:345:AMMO::CALLAWAY:BLAND1:EHV: | 0.05298 | Yes
GEN-2024-259 | 03 CENTRAL | G03 29SP | 300041 7FRANKS 345 344154 7BLAND 345 1 | P12:345:AMMO::CALLAWAY:LOOSECREEK:EHV | 0.05261 | Yes
GEN-2024-259 | 03 CENTRAL | G03 29SP | 300041 7FRANKS 345 344154 7BLAND 345 1 | P12:345:AMMO::CALLAWAY:LOOSECREEK1:EHV: | 0.05261 | Yes
GEN-2024-259 | 03 CENTRAL | G03 29SP | 300041 7FRANKS 345 344154 7BLAND 345 1 | P12:345:AMMO::LOOSECREEK:FRANKS:EHV | 0.06571 | Yes
GEN-2024-259 | 03 CENTRAL | G03 29SP | 300041 7FRANKS 345 344154 7BLAND 345 1 | P12:345:AMMO::LOOSECREEK:FRANKS1:EHV: | 0.06571 | Yes
GEN-2024-259 | 03 CENTRAL | G03 29SP | 300041 7FRANKS 345 344154 7BLAND 345 1 | P23:345:AECI:7FRANKS:994::: | 0.06825 | Yes
GEN-2024-259 | 03 CENTRAL | G03 29SP | 300041 7FRANKS 345 344327 7LOOSECRK 345 1 | P23:345:AMMO:::16BLAND:EHV: | 0.06837 | Yes
GEN-2024-259 | 03 CENTRAL | G03 29SP | 300041 7FRANKS 345 344154 7BLAND 345 1 | P23:345:AMMO:::20LOOSECREEK:EHV: | 0.06554 | Yes
GEN-2024-259 | 03 CENTRAL | G03 29SP | 300041 7FRANKS 345 344327 7LOOSECRK 345 1 | P23:345:AMMO:::30BLAND:EHV: | 0.06151 | Yes
GEN-2024-259 | 03 CENTRAL | G03 29SP | 300041 7FRANKS 345 344327 7LOOSECRK 345 1 | P23:345:AMMO::BLAND:V23:EHV: | 0.06151 | Yes
GEN-2024-259 | 03 CENTRAL | G03 29SP | 345435 7MAYWOOD 345 345992 7SPENCER 345 1 | P55:345:OPPD:S3458 3::FN13:EHV: | 0.05076 | Yes
GEN-2024-259 | 03 CENTRAL | G03 29SP | 345230 7MONTGMRY 345 345992 7SPENCER 345 1 | P55:345:OPPD:S3458 3::FN13:EHV: | 0.0508 | Yes
GEN-2024-260 | 03 CENTRAL | G03 29SP | 635018 NORTHBORO 3 345 635570 ORIENT 3 345 1 | P11:345:MEC:GDMEC:3:ST | 0.05835 | Yes
GEN-2024-260 | 03 CENTRAL | G03 29SP | 635017 ATCHISON 3 345 640139 COOPER 3 345 1 | P11:345:MEC:GDMEC:3:ST | 0.05835 | Yes
GEN-2024-260 | 03 CENTRAL | G03 29SP | 635017 ATCHISON 3 345 635018 NORTHBORO 3 345 1 | P11:345:MEC:GDMEC:3:ST | 0.05835 | Yes
GEN-2024-260 | 03 CENTRAL | G03 29SP | 635017 ATCHISON 3 345 640139 COOPER 3 345 1 | P12:345:MEC:J476 SHENHLL:NORTHBORO:1 | 0.05835 | Yes
GEN-2024-260 | 03 CENTRAL | G03 29SP | 635017 ATCHISON 3 345 635018 NORTHBORO 3 345 1 | P12:345:MEC:J476 SHENHLL:NORTHBORO:1 | 0.05835 | Yes
GEN-2024-260 | 03 CENTRAL | G03 29SP | 635200 RAUN 3 345 652564 SIOUXCY3 345 1 | P12:345:MEC:OBRIEN:HIGHLAND:1REACTOR:EHV: | 0.05254 | Yes
GEN-2024-260 | 03 CENTRAL | G03 29SP | 635200 RAUN 3 345 652564 SIOUXCY3 345 1 | P12:345:MEC-ITCM:OBRIEN:LAKEFIELD:1REACTOR:EHV: | 0.05188 | Yes
GEN-2024-260 | 03 CENTRAL | G03 29SP | 635018 NORTHBORO 3 345 635570 ORIENT 3 345 1 | P12:345:OPPD:LX007::S3458.S3456.CKT1:: | 0.06157 | Yes
GEN-2024-260 | 03 CENTRAL | G03 29SP | 635017 ATCHISON 3 345 640139 COOPER 3 345 1 | P12:345:OPPD:LX007::S3458.S3456.CKT1:: | 0.06157 | Yes
GEN-2024-260 | 03 CENTRAL | G03 29SP | 635017 ATCHISON 3 345 635018 NORTHBORO 3 345 1 | P12:345:OPPD:LX007::S3458.S3456.CKT1:: | 0.06157 | Yes
GEN-2024-260 | 03 CENTRAL | G03 29SP | 635018 NORTHBORO 3 345 635570 ORIENT 3 345 1 | P12:345:OPPD:S3456-S3458:::EHV: | 0.06157 | Yes
GEN-2024-260 | 03 CENTRAL | G03 29SP | 635017 ATCHISON 3 345 640139 COOPER 3 345 1 | P12:345:OPPD:S3456-S3458:::EHV: | 0.06157 | Yes
GEN-2024-260 | 03 CENTRAL | G03 29SP | 635017 ATCHISON 3 345 635018 NORTHBORO 3 345 1 | P12:345:OPPD:S3456-S3458:::EHV: | 0.06157 | Yes
GEN-2024-260 | 03 CENTRAL | G03 29SP | 635200 RAUN 3 345 652564 SIOUXCY3 345 1 | P14:345:ITCM-MEC:LAKEFLD-OBRIEN 50MVAR:MN-SS | 0.05188 | Yes
GEN-2024-260 | 03 CENTRAL | G03 29SP | 635018 NORTHBORO 3 345 635570 ORIENT 3 345 1 | P22:345:OPPD:S3456-S3458:::EHV: | 0.06157 | Yes
GEN-2024-260 | 03 CENTRAL | G03 29SP | 635017 ATCHISON 3 345 640139 COOPER 3 345 1 | P22:345:OPPD:S3456-S3458:::EHV: | 0.06157 | Yes
GEN-2024-260 | 03 CENTRAL | G03 29SP | 635017 ATCHISON 3 345 635018 NORTHBORO 3 345 1 | P22:345:OPPD:S3456-S3458:::EHV: | 0.06157 | Yes
GEN-2024-260 | 03 CENTRAL | G03 29SP | 635018 NORTHBORO 3 345 635570 ORIENT 3 345 1 | P22:345:OPPD:S3458-S3456:::EHV: | 0.06157 | Yes
GEN-2024-260 | 03 CENTRAL | G03 29SP | 635017 ATCHISON 3 345 640139 COOPER 3 345 1 | P22:345:OPPD:S3458-S3456:::EHV: | 0.06157 | Yes
GEN-2024-260 | 03 CENTRAL | G03 29SP | 635017 ATCHISON 3 345 635018 NORTHBORO 3 345 1 | P22:345:OPPD:S3458-S3456:::EHV: | 0.06157 | Yes
GEN-2024-260 | 03 CENTRAL | G03 29SP | 635018 NORTHBORO 3 345 635570 ORIENT 3 345 1 | P23:18:MEC:GDMEC:908::HV: | 0.05835 | Yes
GEN-2024-260 | 03 CENTRAL | G03 29SP | 635200 RAUN 3 345 652564 SIOUXCY3 345 1 | P23:345:ITCM:LAKEFLD 885:MN::EHV: | 0.05219 | Yes
GEN-2024-260 | 03 CENTRAL | G03 29SP | 635018 NORTHBORO 3 345 635570 ORIENT 3 345 1 | P23:345:MEC:ARBOR HILL:901::EHV: | 0.05845 | Yes
GEN-2024-260 | 03 CENTRAL | G03 29SP | 635017 ATCHISON 3 345 640139 COOPER 3 345 1 | P23:345:MEC:ARBOR HILL:901::EHV: | 0.05845 | Yes
GEN-2024-260 | 03 CENTRAL | G03 29SP | 635017 ATCHISON 3 345 635018 NORTHBORO 3 345 1 | P23:345:MEC:ARBOR HILL:901::EHV: | 0.05845 | Yes
GEN-2024-260 | 03 CENTRAL | G03 29SP | 635018 NORTHBORO 3 345 635570 ORIENT 3 345 1 | P23:345:MEC:ARBOR HILL:902::EHV: | 0.05845 | Yes
GEN-2024-260 | 03 CENTRAL | G03 29SP | 635017 ATCHISON 3 345 640139 COOPER 3 345 1 | P23:345:MEC:ARBOR HILL:902::EHV: | 0.05845 | Yes
GEN-2024-260 | 03 CENTRAL | G03 29SP | 635017 ATCHISON 3 345 635018 NORTHBORO 3 345 1 | P23:345:MEC:ARBOR HILL:902::EHV: | 0.05845 | Yes
GEN-2024-260 | 03 CENTRAL | G03 29SP | 635018 NORTHBORO 3 345 635570 ORIENT 3 345 1 | P23:345:MEC:ARBOR HILL:903::EHV: | 0.05845 | Yes
GEN-2024-260 | 03 CENTRAL | G03 29SP | 635017 ATCHISON 3 345 640139 COOPER 3 345 1 | P23:345:MEC:ARBOR HILL:903::EHV: | 0.05845 | Yes
GEN-2024-260 | 03 CENTRAL | G03 29SP | 635017 ATCHISON 3 345 635018 NORTHBORO 3 345 1 | P23:345:MEC:ARBOR HILL:903::EHV: | 0.05845 | Yes
GEN-2024-260 | 03 CENTRAL | G03 29SP | 635200 RAUN 3 345 652564 SIOUXCY3 345 1 | P23:345:MEC:HIGHLAND:902::EHV: | 0.05254 | Yes
GEN-2024-260 | 03 CENTRAL | G03 29SP | 635200 RAUN 3 345 652564 SIOUXCY3 345 1 | P23:345:MEC:HIGHLAND:903::EHV: | 0.05254 | Yes
GEN-2024-260 | 03 CENTRAL | G03 29SP | 635200 RAUN 3 345 652564 SIOUXCY3 345 1 | P23:345:MEC:HIGHLAND:908::EHV: | 0.05254 | Yes
GEN-2024-260 | 03 CENTRAL | G03 29SP | 635200 RAUN 3 345 652564 SIOUXCY3 345 1 | P23:345:MEC:OBRIEN:903::EHV: | 0.05344 | Yes
GEN-2024-260 | 03 CENTRAL | G03 29SP | 635200 RAUN 3 345 652564 SIOUXCY3 345 1 | P23:345:MEC:OBRIEN:904::EHV: | 0.05188 | Yes
GEN-2024-260 | 03 CENTRAL | G03 29SP | 635200 RAUN 3 345 652564 SIOUXCY3 345 1 | P23:345:MEC:OBRIEN:906::EHV: | 0.05387 | Yes
GEN-2024-260 | 03 CENTRAL | G03 29SP | 635018 NORTHBORO 3 345 635570 ORIENT 3 345 1 | P23:345:OPPD:FUTURE 56-55&56-58:::EHV: | 0.06274 | Yes
GEN-2024-260 | 03 CENTRAL | G03 29SP | 635017 ATCHISON 3 345 640139 COOPER 3 345 1 | P23:345:OPPD:FUTURE 56-55&56-58:::EHV: | 0.06274 | Yes
GEN-2024-260 | 03 CENTRAL | G03 29SP | 635017 ATCHISON 3 345 635018 NORTHBORO 3 345 1 | P23:345:OPPD:FUTURE 56-55&56-58:::EHV: | 0.06274 | Yes
GEN-2024-260 | 03 CENTRAL | G03 29SP | 635018 NORTHBORO 3 345 635570 ORIENT 3 345 1 | P23:345:OPPD:S3458-S3456:::EHV: | 0.06157 | Yes
GEN-2024-260 | 03 CENTRAL | G03 29SP | 635017 ATCHISON 3 345 640139 COOPER 3 345 1 | P23:345:OPPD:S3458-S3456:::EHV: | 0.06157 | Yes
GEN-2024-260 | 03 CENTRAL | G03 29SP | 635017 ATCHISON 3 345 635018 NORTHBORO 3 345 1 | P23:345:OPPD:S3458-S3456:::EHV: | 0.06157 | Yes
GEN-2024-260 | 03 CENTRAL | G03 29SP | 635018 NORTHBORO 3 345 635570 ORIENT 3 345 1 | P55:345:MEC:ARBOR HILL | 0.05845 | Yes
GEN-2024-260 | 03 CENTRAL | G03 29SP | 635017 ATCHISON 3 345 640139 COOPER 3 345 1 | P55:345:MEC:ARBOR HILL | 0.05845 | Yes
GEN-2024-260 | 03 CENTRAL | G03 29SP | 635017 ATCHISON 3 345 635018 NORTHBORO 3 345 1 | P55:345:MEC:ARBOR HILL | 0.05845 | Yes
GEN-2024-260 | 03 CENTRAL | G03 29SP | 635018 NORTHBORO 3 345 635570 ORIENT 3 345 1 | P55:345:MEC:GDMEC | 0.05788 | Yes
GEN-2024-260 | 03 CENTRAL | G03 29SP | 635017 ATCHISON 3 345 640139 COOPER 3 345 1 | P55:345:MEC:GDMEC | 0.05788 | Yes
GEN-2024-260 | 03 CENTRAL | G03 29SP | 635017 ATCHISON 3 345 635018 NORTHBORO 3 345 1 | P55:345:MEC:GDMEC | 0.05788 | Yes
GEN-2024-260 | 03 CENTRAL | G03 29SP | 635200 RAUN 3 345 652564 SIOUXCY3 345 1 | P55:345:MEC:HIGHLAND | 0.05254 | Yes
GEN-2024-260 | 03 CENTRAL | G03 29SP | 635018 NORTHBORO 3 345 635570 ORIENT 3 345 1 | P55:345:OPPD:S3458 3::FN13:EHV: | 0.10121 | Yes
GEN-2024-260 | 03 CENTRAL | G03 29SP | 635017 ATCHISON 3 345 640139 COOPER 3 345 1 | P55:345:OPPD:S3458 3::FN13:EHV: | 0.10121 | Yes
GEN-2024-260 | 03 CENTRAL | G03 29SP | 635017 ATCHISON 3 345 635018 NORTHBORO 3 345 1 | P55:345:OPPD:S3458 3::FN13:EHV: | 0.10121 | Yes
GEN-2024-260 | 03 CENTRAL | G03 29SP | 635000 CBLUFFS3 345 645456 S3456 3 345 1 | P55:345:OPPD:S3458 3::FN13:EHV: | 0.0537 | Yes
GEN-2024-260 | 03 CENTRAL | G03 29SP | 635018 NORTHBORO 3 345 635570 ORIENT 3 345 1 | P55:345:OPPD:S3740 3::FN13:EHV: | 0.06433 | Yes
GEN-2024-260 | 03 CENTRAL | G03 29SP | 635017 ATCHISON 3 345 640139 COOPER 3 345 1 | P55:345:OPPD:S3740 3::FN13:EHV: | 0.06433 | Yes
GEN-2024-260 | 03 CENTRAL | G03 29SP | 635017 ATCHISON 3 345 635018 NORTHBORO 3 345 1 | P55:345:OPPD:S3740 3::FN13:EHV: | 0.06433 | Yes
GEN-2024-260 | 03 CENTRAL | G03 29SP | 635018 NORTHBORO 3 345 635570 ORIENT 3 345 1 | 629075 OTTUMW1G 24.0 631115 OTTUMWA5 161 1 | 0.05835 | Yes
GEN-2024-260 | 03 CENTRAL | G03 29SP | 635200 RAUN 3 345 652564 SIOUXCY3 345 1 | 631138 LAKEFLD3 345 635368 OBRIEN 3 345 1 | 0.05188 | Yes
GEN-2024-260 | 03 CENTRAL | G03 29SP | 635200 RAUN 3 345 652564 SIOUXCY3 345 1 | 635368 OBRIEN 3 345 635400 HIGHLAND 3 345 1 | 0.05254 | Yes
GEN-2024-260 | 03 CENTRAL | G03 29SP | 635018 NORTHBORO 3 345 635570 ORIENT 3 345 1 | 635580 ARBOR HILL 3 345 635623 BADGER CRK 3 345 1 | 0.05845 | Yes
GEN-2024-260 | 03 CENTRAL | G03 29SP | 635017 ATCHISON 3 345 640139 COOPER 3 345 1 | 637084 J476 SHENHLL 345 637083 J476 COL1 34.5 1 | 0.05835 | Yes
GEN-2024-260 | 03 CENTRAL | G03 29SP | 635017 ATCHISON 3 345 635018 NORTHBORO 3 345 1 | 637084 J476 SHENHLL 345 637083 J476 COL1 34.5 1 | 0.05835 | Yes
GEN-2024-260 | 03 CENTRAL | G03 29SP | 635018 NORTHBORO 3 345 635570 ORIENT 3 345 1 | 640139 COOPER 3 345 778170 G24-040-TAP 345 1 | 0.09635 | Yes
GEN-2024-260 | 03 CENTRAL | G03 29SP | 635017 ATCHISON 3 345 640139 COOPER 3 345 1 | 640139 COOPER 3 345 778170 G24-040-TAP 345 1 | 0.09635 | Yes
GEN-2024-260 | 03 CENTRAL | G03 29SP | 635017 ATCHISON 3 345 635018 NORTHBORO 3 345 1 | 640139 COOPER 3 345 778170 G24-040-TAP 345 1 | 0.09635 | Yes
GEN-2024-260 | 03 CENTRAL | G03 29SP | 635000 CBLUFFS3 345 645456 S3456 3 345 1 | 640139 COOPER 3 345 778170 G24-040-TAP 345 1 | 0.05336 | Yes
GEN-2024-260 | 03 CENTRAL | G03 29SP | 635018 NORTHBORO 3 345 635570 ORIENT 3 345 1 | 640601 S3771 345 640590 OLIVECREEK 3 345 1 | 0.07111 | Yes
GEN-2024-260 | 03 CENTRAL | G03 29SP | 635017 ATCHISON 3 345 640139 COOPER 3 345 1 | 640601 S3771 345 640590 OLIVECREEK 3 345 1 | 0.07111 | Yes
GEN-2024-260 | 03 CENTRAL | G03 29SP | 635017 ATCHISON 3 345 635018 NORTHBORO 3 345 1 | 640601 S3771 345 640590 OLIVECREEK 3 345 1 | 0.07111 | Yes
GEN-2024-260 | 03 CENTRAL | G03 29SP | 635018 NORTHBORO 3 345 635570 ORIENT 3 345 1 | 645458 S3458 3 345 778170 G24-040-TAP 345 1 | 0.09635 | Yes
GEN-2024-260 | 03 CENTRAL | G03 29SP | 635017 ATCHISON 3 345 640139 COOPER 3 345 1 | 645458 S3458 3 345 778170 G24-040-TAP 345 1 | 0.09635 | Yes
GEN-2024-260 | 03 CENTRAL | G03 29SP | 635017 ATCHISON 3 345 635018 NORTHBORO 3 345 1 | 645458 S3458 3 345 778170 G24-040-TAP 345 1 | 0.09635 | Yes
GEN-2024-260 | 03 CENTRAL | G03 29SP | 635000 CBLUFFS3 345 645456 S3456 3 345 1 | 645458 S3458 3 345 778170 G24-040-TAP 345 1 | 0.05336 | Yes
GEN-2024-260 | 03 CENTRAL | G03 29SP | 635018 NORTHBORO 3 345 635570 ORIENT 3 345 1 | Base Case | 0.05835 | Yes
GEN-2024-260 | 03 CENTRAL | G03 29SP | 635017 ATCHISON 3 345 640139 COOPER 3 345 1 | Base Case | 0.05835 | Yes
GEN-2024-260 | 03 CENTRAL | G03 29SP | 635017 ATCHISON 3 345 635018 NORTHBORO 3 345 1 | Base Case | 0.05835 | Yes
GEN-2024-260 | 03 CENTRAL | G03 29SP | 635017 ATCHISON 3 345 640139 COOPER 3 345 1 | J476_POI_635018_Generator_outage | 0.05835 | Yes
GEN-2024-260 | 03 CENTRAL | G03 29SP | 635017 ATCHISON 3 345 635018 NORTHBORO 3 345 1 | J476_POI_635018_Generator_outage | 0.05835 | Yes
GEN-2024-274 | 03 CENTRAL | G03 29SP | 337808 8MABELVALE% 500 337860 8WRIGHTSVLE% 500 1 | P12:500:EES:8SHERIDAN%:8WHT BLUFF%:1:EHV: | 0.05087 | Yes
GEN-2024-274 | 03 CENTRAL | G03 29SP | 337860 8WRIGHTSVLE% 500 337957 8KEO% 500 1 | P12:500:EES:8WHT BLUFF%:8KEO%:1:EHV: | 0.05073 | Yes
GEN-2024-276 | 03 CENTRAL | G03 29SP | 635018 NORTHBORO 3 345 635570 ORIENT 3 345 1 | P55:345:OPPD:S3458 3::FN13:EHV: | 0.06655 | Yes
GEN-2024-276 | 03 CENTRAL | G03 29SP | 635017 ATCHISON 3 345 640139 COOPER 3 345 1 | P55:345:OPPD:S3458 3::FN13:EHV: | 0.06656 | Yes
GEN-2024-276 | 03 CENTRAL | G03 29SP | 635017 ATCHISON 3 345 635018 NORTHBORO 3 345 1 | P55:345:OPPD:S3458 3::FN13:EHV: | 0.06655 | Yes
GEN-2024-276 | 03 CENTRAL | G03 29SP | 635018 NORTHBORO 3 345 635570 ORIENT 3 345 1 | 640139 COOPER 3 345 778170 G24-040-TAP 345 1 | 0.06118 | Yes
GEN-2024-276 | 03 CENTRAL | G03 29SP | 635017 ATCHISON 3 345 640139 COOPER 3 345 1 | 640139 COOPER 3 345 778170 G24-040-TAP 345 1 | 0.06118 | Yes
GEN-2024-276 | 03 CENTRAL | G03 29SP | 635017 ATCHISON 3 345 635018 NORTHBORO 3 345 1 | 640139 COOPER 3 345 778170 G24-040-TAP 345 1 | 0.06118 | Yes
GEN-2024-276 | 03 CENTRAL | G03 29SP | 635018 NORTHBORO 3 345 635570 ORIENT 3 345 1 | 645458 S3458 3 345 778170 G24-040-TAP 345 1 | 0.06118 | Yes
GEN-2024-276 | 03 CENTRAL | G03 29SP | 635017 ATCHISON 3 345 640139 COOPER 3 345 1 | 645458 S3458 3 345 778170 G24-040-TAP 345 1 | 0.06118 | Yes
GEN-2024-276 | 03 CENTRAL | G03 29SP | 635017 ATCHISON 3 345 635018 NORTHBORO 3 345 1 | 645458 S3458 3 345 778170 G24-040-TAP 345 1 | 0.06118 | Yes
GEN-2024-277 | 03 CENTRAL | G03 29SP | 635018 NORTHBORO 3 345 635570 ORIENT 3 345 1 | P55:345:OPPD:S3458 3::FN13:EHV: | 0.06655 | Yes
GEN-2024-277 | 03 CENTRAL | G03 29SP | 635017 ATCHISON 3 345 640139 COOPER 3 345 1 | P55:345:OPPD:S3458 3::FN13:EHV: | 0.06656 | Yes
GEN-2024-277 | 03 CENTRAL | G03 29SP | 635017 ATCHISON 3 345 635018 NORTHBORO 3 345 1 | P55:345:OPPD:S3458 3::FN13:EHV: | 0.06655 | Yes
GEN-2024-277 | 03 CENTRAL | G03 29SP | 635018 NORTHBORO 3 345 635570 ORIENT 3 345 1 | 640139 COOPER 3 345 778170 G24-040-TAP 345 1 | 0.06118 | Yes
GEN-2024-277 | 03 CENTRAL | G03 29SP | 635017 ATCHISON 3 345 640139 COOPER 3 345 1 | 640139 COOPER 3 345 778170 G24-040-TAP 345 1 | 0.06118 | Yes
GEN-2024-277 | 03 CENTRAL | G03 29SP | 635017 ATCHISON 3 345 635018 NORTHBORO 3 345 1 | 640139 COOPER 3 345 778170 G24-040-TAP 345 1 | 0.06118 | Yes
GEN-2024-277 | 03 CENTRAL | G03 29SP | 635018 NORTHBORO 3 345 635570 ORIENT 3 345 1 | 645458 S3458 3 345 778170 G24-040-TAP 345 1 | 0.06118 | Yes
GEN-2024-277 | 03 CENTRAL | G03 29SP | 635017 ATCHISON 3 345 640139 COOPER 3 345 1 | 645458 S3458 3 345 778170 G24-040-TAP 345 1 | 0.06118 | Yes
GEN-2024-277 | 03 CENTRAL | G03 29SP | 635017 ATCHISON 3 345 635018 NORTHBORO 3 345 1 | 645458 S3458 3 345 778170 G24-040-TAP 345 1 | 0.06118 | Yes
GEN-2024-287 | 03 CENTRAL | G03 29SP | 300041 7FRANKS 345 344327 7LOOSECRK 345 1 | P12:345:AECI-AMMO:FRANKS:BLAND:1:: | 0.05553 | Yes
GEN-2024-287 | 03 CENTRAL | G03 29SP | 300041 7FRANKS 345 344327 7LOOSECRK 345 1 | P12:345:AMMO::BLAND:FRANKS:EHV | 0.05553 | Yes
GEN-2024-287 | 03 CENTRAL | G03 29SP | 300041 7FRANKS 345 344327 7LOOSECRK 345 1 | P12:345:AMMO::BLAND:FRANKS3:EHV: | 0.05553 | Yes
GEN-2024-287 | 03 CENTRAL | G03 29SP | 300041 7FRANKS 345 344154 7BLAND 345 1 | P12:345:AMMO::LOOSECREEK:FRANKS:EHV | 0.05488 | Yes
GEN-2024-287 | 03 CENTRAL | G03 29SP | 300041 7FRANKS 345 344154 7BLAND 345 1 | P12:345:AMMO::LOOSECREEK:FRANKS1:EHV: | 0.05488 | Yes
GEN-2024-287 | 03 CENTRAL | G03 29SP | 300041 7FRANKS 345 344154 7BLAND 345 1 | P23:345:AECI:7FRANKS:994::: | 0.0591 | Yes
GEN-2024-287 | 03 CENTRAL | G03 29SP | 300041 7FRANKS 345 344327 7LOOSECRK 345 1 | P23:345:AMMO:::16BLAND:EHV: | 0.05482 | Yes
GEN-2024-287 | 03 CENTRAL | G03 29SP | 300041 7FRANKS 345 344154 7BLAND 345 1 | P23:345:AMMO:::20LOOSECREEK:EHV: | 0.05591 | Yes
GEN-2024-287 | 03 CENTRAL | G03 29SP | 300041 7FRANKS 345 344154 7BLAND 345 1 | P51:25:WERE:WOLFCRK7:EHV: | 0.05237 | Yes
GEN-2024-288 | 03 CENTRAL | G03 29SP | 635200 RAUN 3 345 652564 SIOUXCY3 345 1 | P12:345:MEC:OBRIEN:HIGHLAND:1REACTOR:EHV: | 0.05243 | Yes
GEN-2024-288 | 03 CENTRAL | G03 29SP | 635200 RAUN 3 345 652564 SIOUXCY3 345 1 | P12:345:MEC-ITCM:OBRIEN:LAKEFIELD:1REACTOR:EHV: | 0.05006 | Yes
GEN-2024-288 | 03 CENTRAL | G03 29SP | 635200 RAUN 3 345 652564 SIOUXCY3 345 1 | P14:345:ITCM-MEC:LAKEFLD-OBRIEN 50MVAR:MN-SS | 0.05006 | Yes
GEN-2024-288 | 03 CENTRAL | G03 29SP | 635200 RAUN 3 345 652564 SIOUXCY3 345 1 | P23:345:ITCM:LAKEFLD 885:MN::EHV: | 0.05023 | Yes
GEN-2024-288 | 03 CENTRAL | G03 29SP | 635200 RAUN 3 345 652564 SIOUXCY3 345 1 | P23:345:MEC:HIGHLAND:902::EHV: | 0.05243 | Yes
GEN-2024-288 | 03 CENTRAL | G03 29SP | 635200 RAUN 3 345 652564 SIOUXCY3 345 1 | P23:345:MEC:HIGHLAND:903::EHV: | 0.05243 | Yes
GEN-2024-288 | 03 CENTRAL | G03 29SP | 635200 RAUN 3 345 652564 SIOUXCY3 345 1 | P23:345:MEC:HIGHLAND:908::EHV: | 0.05243 | Yes
GEN-2024-288 | 03 CENTRAL | G03 29SP | 635200 RAUN 3 345 652564 SIOUXCY3 345 1 | P23:345:MEC:OBRIEN:903::EHV: | 0.05319 | Yes
GEN-2024-288 | 03 CENTRAL | G03 29SP | 635200 RAUN 3 345 652564 SIOUXCY3 345 1 | P23:345:MEC:OBRIEN:904::EHV: | 0.05006 | Yes
GEN-2024-288 | 03 CENTRAL | G03 29SP | 635200 RAUN 3 345 652564 SIOUXCY3 345 1 | P23:345:MEC:OBRIEN:906::EHV: | 0.05346 | Yes
GEN-2024-288 | 03 CENTRAL | G03 29SP | 635200 RAUN 3 345 652564 SIOUXCY3 345 1 | P55:345:MEC:HIGHLAND | 0.05243 | Yes
GEN-2024-288 | 03 CENTRAL | G03 29SP | 635200 RAUN 3 345 652564 SIOUXCY3 345 1 | 631138 LAKEFLD3 345 635368 OBRIEN 3 345 1 | 0.05006 | Yes
GEN-2024-288 | 03 CENTRAL | G03 29SP | 635200 RAUN 3 345 652564 SIOUXCY3 345 1 | 635368 OBRIEN 3 345 635400 HIGHLAND 3 345 1 | 0.05243 | Yes
GEN-2024-289 | 03 CENTRAL | G03 29SP | 345408 7OVERTON 345 345418 7BARNET 345 1 | P11:24:AECI:1THLG3:1::: | 0.05029 | Yes
GEN-2024-289 | 03 CENTRAL | G03 29SP | 345418 7BARNET 345 345419 7CLINTON 345 1 | P11:24:AECI:1THLG3:1::: | 0.0642 | Yes
GEN-2024-289 | 03 CENTRAL | G03 29SP | 345435 7MAYWOOD 345 345992 7SPENCER 345 1 | P11:26:XEL:SHERCO33G:3 | 0.05498 | Yes
GEN-2024-289 | 03 CENTRAL | G03 29SP | 345230 7MONTGMRY 345 345992 7SPENCER 345 1 | P11:26:XEL:SHERCO33G:3 | 0.05498 | Yes
GEN-2024-289 | 03 CENTRAL | G03 29SP | 345419 7CLINTON 345 542968 STILWEL7 345 1 | P11:345:AMMO::CALLAWAY:1 | 0.06749 | Yes
GEN-2024-289 | 03 CENTRAL | G03 29SP | 345419 7CLINTON 345 542968 STILWEL7 345 2 | P11:345:AMMO::CALLAWAY:1 | 0.06749 | Yes
GEN-2024-289 | 03 CENTRAL | G03 29SP | 301810 7CLINTN 345 345419 7CLINTON 345 2 | P11:345:AMMO::CALLAWAY:1 | 0.09958 | Yes
GEN-2024-289 | 03 CENTRAL | G03 29SP | 301810 7CLINTN 345 345419 7CLINTON 345 1 | P11:345:AMMO::CALLAWAY:1 | 0.09958 | Yes
GEN-2024-289 | 03 CENTRAL | G03 29SP | 345418 7BARNET 345 345419 7CLINTON 345 1 | P11:345:AMMO::CALLAWAY:1 | 0.0642 | Yes
GEN-2024-289 | 03 CENTRAL | G03 29SP | 345418 7BARNET 345 345419 7CLINTON 345 1 | P11:345:AMMO::LABADIE:3 | 0.0642 | Yes
GEN-2024-289 | 03 CENTRAL | G03 29SP | 345435 7MAYWOOD 345 345992 7SPENCER 345 1 | P11:345:MEC:LOUISA:1 | 0.05498 | Yes
GEN-2024-289 | 03 CENTRAL | G03 29SP | 345230 7MONTGMRY 345 345992 7SPENCER 345 1 | P11:345:MEC:LOUISA:1 | 0.05498 | Yes
GEN-2024-289 | 03 CENTRAL | G03 29SP | 344224 7CALAWY 1 345 344327 7LOOSECRK 345 1 | P11:345:WERE:WOLFU1-GEN:EHV: | 0.05444 | Yes
GEN-2024-289 | 03 CENTRAL | G03 29SP | 301809 7BARNET 345 344327 7LOOSECRK 345 1 | P11:345:WERE:WOLFU1-GEN:EHV: | 0.07539 | Yes
GEN-2024-289 | 03 CENTRAL | G03 29SP | 345435 7MAYWOOD 345 345992 7SPENCER 345 1 | P12:161:AECI-AMMO:THHILL:ADR:1,CASC_R1:: | 0.06067 | Yes
GEN-2024-289 | 03 CENTRAL | G03 29SP | 345230 7MONTGMRY 345 345992 7SPENCER 345 1 | P12:161:AECI-AMMO:THHILL:ADR:1,CASC_R1:: | 0.06067 | Yes
GEN-2024-289 | 03 CENTRAL | G03 29SP | 345435 7MAYWOOD 345 345992 7SPENCER 345 1 | P12:161:AECI-AMMO:THHILL:ADR:1:: | 0.06067 | Yes
GEN-2024-289 | 03 CENTRAL | G03 29SP | 345230 7MONTGMRY 345 345992 7SPENCER 345 1 | P12:161:AECI-AMMO:THHILL:ADR:1:: | 0.06067 | Yes
GEN-2024-289 | 03 CENTRAL | G03 29SP | 345418 7BARNET 345 345419 7CLINTON 345 1 | P12:161:AECI-SWPA:LSTVL:TRMSP:1:: | 0.07091 | Yes
GEN-2024-289 | 03 CENTRAL | G03 29SP | 301809 7BARNET 345 344327 7LOOSECRK 345 1 | P12:161:AMMO::LOOSECREEK:MARIOSADELTA1:HV: | 0.07727 | Yes
GEN-2024-289 | 03 CENTRAL | G03 29SP | 345435 7MAYWOOD 345 345992 7SPENCER 345 1 | P12:161:AMMO-AECI::THOMASHILL:ADAIR:HV | 0.06067 | Yes
GEN-2024-289 | 03 CENTRAL | G03 29SP | 345230 7MONTGMRY 345 345992 7SPENCER 345 1 | P12:161:AMMO-AECI::THOMASHILL:ADAIR:HV | 0.06067 | Yes
GEN-2024-289 | 03 CENTRAL | G03 29SP | 345435 7MAYWOOD 345 345992 7SPENCER 345 1 | P12:161:AMMO-AECI::THOMASHILL:ADAIR1:HV: | 0.06067 | Yes
GEN-2024-289 | 03 CENTRAL | G03 29SP | 345230 7MONTGMRY 345 345992 7SPENCER 345 1 | P12:161:AMMO-AECI::THOMASHILL:ADAIR1:HV: | 0.06067 | Yes
GEN-2024-289 | 03 CENTRAL | G03 29SP | 345419 7CLINTON 345 542968 STILWEL7 345 1 | P12:25:EES:7CALAWY 1:1CAL G1:1:HV: | 0.06749 | Yes
GEN-2024-289 | 03 CENTRAL | G03 29SP | 345419 7CLINTON 345 542968 STILWEL7 345 2 | P12:25:EES:7CALAWY 1:1CAL G1:1:HV: | 0.06749 | Yes
GEN-2024-289 | 03 CENTRAL | G03 29SP | 301810 7CLINTN 345 345419 7CLINTON 345 2 | P12:25:EES:7CALAWY 1:1CAL G1:1:HV: | 0.09958 | Yes
GEN-2024-289 | 03 CENTRAL | G03 29SP | 301810 7CLINTN 345 345419 7CLINTON 345 1 | P12:25:EES:7CALAWY 1:1CAL G1:1:HV: | 0.09958 | Yes
GEN-2024-289 | 03 CENTRAL | G03 29SP | 345418 7BARNET 345 345419 7CLINTON 345 1 | P12:25:EES:7CALAWY 1:1CAL G1:1:HV: | 0.0642 | Yes
GEN-2024-289 | 03 CENTRAL | G03 29SP | 301810 7CLINTN 345 345419 7CLINTON 345 1 | P12:345:AECI:BLCKBRRY:JSPR345:1:: | 0.10148 | Yes
GEN-2024-289 | 03 CENTRAL | G03 29SP | 301810 7CLINTN 345 345419 7CLINTON 345 2 | P12:345:AECI:BLCKBRRY:JSPR345:1:: | 0.10148 | Yes
GEN-2024-289 | 03 CENTRAL | G03 29SP | 345419 7CLINTON 345 542968 STILWEL7 345 1 | P12:345:AECI:BLCKBRRY:JSPR345:1:: | 0.06997 | Yes
GEN-2024-289 | 03 CENTRAL | G03 29SP | 345419 7CLINTON 345 542968 STILWEL7 345 2 | P12:345:AECI:BLCKBRRY:JSPR345:1:: | 0.06997 | Yes
GEN-2024-289 | 03 CENTRAL | G03 29SP | 301810 7CLINTN 345 345419 7CLINTON 345 1 | P12:345:AECI:BLCKBRRY:SPRTSMN3_2::: | 0.09985 | Yes
GEN-2024-289 | 03 CENTRAL | G03 29SP | 301810 7CLINTN 345 345419 7CLINTON 345 2 | P12:345:AECI:BLCKBRRY:SPRTSMN3_2::: | 0.09985 | Yes
GEN-2024-289 | 03 CENTRAL | G03 29SP | 345419 7CLINTON 345 542968 STILWEL7 345 2 | P12:345:AECI:BLCKBRRY:SPRTSMN3_2::: | 0.06778 | Yes
GEN-2024-289 | 03 CENTRAL | G03 29SP | 345419 7CLINTON 345 542968 STILWEL7 345 1 | P12:345:AECI:BLCKBRRY:SPRTSMN3_2::: | 0.06778 | Yes
GEN-2024-289 | 03 CENTRAL | G03 29SP | 345435 7MAYWOOD 345 345992 7SPENCER 345 1 | P12:345:AECI-AMMO:BLL:MONTGUE:1:: | 0.05761 | Yes
GEN-2024-289 | 03 CENTRAL | G03 29SP | 345230 7MONTGMRY 345 345992 7SPENCER 345 1 | P12:345:AECI-AMMO:BLL:MONTGUE:1:: | 0.05761 | Yes
GEN-2024-289 | 03 CENTRAL | G03 29SP | 344224 7CALAWY 1 345 344327 7LOOSECRK 345 1 | P12:345:AECI-AMMO:FRANKS:BLAND:1:: | 0.06025 | Yes
GEN-2024-289 | 03 CENTRAL | G03 29SP | 344224 7CALAWY 1 345 344327 7LOOSECRK 345 1 | P12:345:AMMO::BLAND:FRANKS:EHV | 0.06025 | Yes
GEN-2024-289 | 03 CENTRAL | G03 29SP | 344224 7CALAWY 1 345 344327 7LOOSECRK 345 1 | P12:345:AMMO::BLAND:FRANKS3:EHV: | 0.06025 | Yes
GEN-2024-289 | 03 CENTRAL | G03 29SP | 300044 7MCCRED 345 345408 7OVERTON 345 1 | P12:345:AMMO::CALLAWAY:LOOSECREEK:EHV | 0.06007 | Yes
GEN-2024-289 | 03 CENTRAL | G03 29SP | 300044 7MCCRED 345 345230 7MONTGMRY 345 1 | P12:345:AMMO::CALLAWAY:LOOSECREEK:EHV | 0.05944 | Yes
GEN-2024-289 | 03 CENTRAL | G03 29SP | 300044 7MCCRED 345 345408 7OVERTON 345 1 | P12:345:AMMO::CALLAWAY:LOOSECREEK1:EHV: | 0.06007 | Yes
GEN-2024-289 | 03 CENTRAL | G03 29SP | 300044 7MCCRED 345 345230 7MONTGMRY 345 1 | P12:345:AMMO::CALLAWAY:LOOSECREEK1:EHV: | 0.05944 | Yes
GEN-2024-289 | 03 CENTRAL | G03 29SP | 301809 7BARNET 345 344327 7LOOSECRK 345 1 | P12:345:AMMO::LOOSECREEK:MARIOSADELTA:HV | 0.07727 | Yes
GEN-2024-289 | 03 CENTRAL | G03 29SP | 345435 7MAYWOOD 345 345992 7SPENCER 345 1 | P12:345:AMMO-AECI::BELLEAU:MONTGOMERY:HV | 0.05761 | Yes
GEN-2024-289 | 03 CENTRAL | G03 29SP | 345230 7MONTGMRY 345 345992 7SPENCER 345 1 | P12:345:AMMO-AECI::BELLEAU:MONTGOMERY:HV | 0.05761 | Yes
GEN-2024-289 | 03 CENTRAL | G03 29SP | 345435 7MAYWOOD 345 345992 7SPENCER 345 1 | P12:345:AMMO-AECI::BELLEAU:MONTGOMERY6:EHV: | 0.05761 | Yes
GEN-2024-289 | 03 CENTRAL | G03 29SP | 345230 7MONTGMRY 345 345992 7SPENCER 345 1 | P12:345:AMMO-AECI::BELLEAU:MONTGOMERY6:EHV: | 0.05761 | Yes
GEN-2024-289 | 03 CENTRAL | G03 29SP | 345435 7MAYWOOD 345 345992 7SPENCER 345 1 | P12:345:MEC:ORIENT:NORTHBORO:1 | 0.05634 | Yes
GEN-2024-289 | 03 CENTRAL | G03 29SP | 301809 7BARNET 345 344327 7LOOSECRK 345 1 | P13:161-345:AMMO::MARIOSA:1 | 0.07727 | Yes
GEN-2024-289 | 03 CENTRAL | G03 29SP | 345408 7OVERTON 345 345418 7BARNET 345 1 | P21:345:AECI:THOMHL:THOMHLGSU3:1:: | 0.05029 | Yes
GEN-2024-289 | 03 CENTRAL | G03 29SP | 345418 7BARNET 345 345419 7CLINTON 345 1 | P21:345:AECI:THOMHL:THOMHLGSU3:1:: | 0.0642 | Yes
GEN-2024-289 | 03 CENTRAL | G03 29SP | 301810 7CLINTN 345 345419 7CLINTON 345 2 | P23:345:AECI:7BLACKBERRY:6_2::: | 0.10132 | Yes
GEN-2024-289 | 03 CENTRAL | G03 29SP | 301810 7CLINTN 345 345419 7CLINTON 345 1 | P23:345:AECI:7BLACKBERRY:6_2::: | 0.10132 | Yes
GEN-2024-289 | 03 CENTRAL | G03 29SP | 345419 7CLINTON 345 542968 STILWEL7 345 2 | P23:345:AECI:7BLACKBERRY:6_2::: | 0.06974 | Yes
GEN-2024-289 | 03 CENTRAL | G03 29SP | 345419 7CLINTON 345 542968 STILWEL7 345 1 | P23:345:AECI:7BLACKBERRY:6_2::: | 0.06974 | Yes
GEN-2024-289 | 03 CENTRAL | G03 29SP | 345418 7BARNET 345 345419 7CLINTON 345 1 | P23:345:AECI:7BLACKBERRY:6_2::: | 0.06318 | Yes
GEN-2024-289 | 03 CENTRAL | G03 29SP | 301810 7CLINTN 345 345419 7CLINTON 345 1 | P23:345:AECI:7BLACKBERRY:6_3::: | 0.10132 | Yes
GEN-2024-289 | 03 CENTRAL | G03 29SP | 301810 7CLINTN 345 345419 7CLINTON 345 2 | P23:345:AECI:7BLACKBERRY:6_3::: | 0.10132 | Yes
GEN-2024-289 | 03 CENTRAL | G03 29SP | 345419 7CLINTON 345 542968 STILWEL7 345 2 | P23:345:AECI:7BLACKBERRY:6_3::: | 0.06974 | Yes
GEN-2024-289 | 03 CENTRAL | G03 29SP | 345419 7CLINTON 345 542968 STILWEL7 345 1 | P23:345:AECI:7BLACKBERRY:6_3::: | 0.06974 | Yes
GEN-2024-289 | 03 CENTRAL | G03 29SP | 345418 7BARNET 345 345419 7CLINTON 345 1 | P23:345:AECI:7BLACKBERRY:6_3::: | 0.06318 | Yes
GEN-2024-289 | 03 CENTRAL | G03 29SP | 301810 7CLINTN 345 345419 7CLINTON 345 1 | P23:345:AECI:7BLACKBERRY:653::: | 0.10133 | Yes
GEN-2024-289 | 03 CENTRAL | G03 29SP | 301810 7CLINTN 345 345419 7CLINTON 345 2 | P23:345:AECI:7BLACKBERRY:653::: | 0.10133 | Yes
GEN-2024-289 | 03 CENTRAL | G03 29SP | 345419 7CLINTON 345 542968 STILWEL7 345 1 | P23:345:AECI:7BLACKBERRY:653::: | 0.06974 | Yes
GEN-2024-289 | 03 CENTRAL | G03 29SP | 345419 7CLINTON 345 542968 STILWEL7 345 2 | P23:345:AECI:7BLACKBERRY:653::: | 0.06974 | Yes
GEN-2024-289 | 03 CENTRAL | G03 29SP | 345418 7BARNET 345 345419 7CLINTON 345 1 | P23:345:AECI:7BLACKBERRY:653::: | 0.06317 | Yes
GEN-2024-289 | 03 CENTRAL | G03 29SP | 301810 7CLINTN 345 345419 7CLINTON 345 2 | P23:345:AECI:7BLACKBERRY:656::: | 0.10147 | Yes
GEN-2024-289 | 03 CENTRAL | G03 29SP | 301810 7CLINTN 345 345419 7CLINTON 345 1 | P23:345:AECI:7BLACKBERRY:656::: | 0.10147 | Yes
GEN-2024-289 | 03 CENTRAL | G03 29SP | 345419 7CLINTON 345 542968 STILWEL7 345 1 | P23:345:AECI:7BLACKBERRY:656::: | 0.06996 | Yes
GEN-2024-289 | 03 CENTRAL | G03 29SP | 345419 7CLINTON 345 542968 STILWEL7 345 2 | P23:345:AECI:7BLACKBERRY:656::: | 0.06996 | Yes
GEN-2024-289 | 03 CENTRAL | G03 29SP | 344224 7CALAWY 1 345 344327 7LOOSECRK 345 1 | P23:345:AECI:7FRANKS:985,CASC_R1::: | 0.06071 | Yes
GEN-2024-289 | 03 CENTRAL | G03 29SP | 344224 7CALAWY 1 345 344327 7LOOSECRK 345 1 | P23:345:AECI:7FRANKS:985::: | 0.06071 | Yes
GEN-2024-289 | 03 CENTRAL | G03 29SP | 301810 7CLINTN 345 345419 7CLINTON 345 2 | P23:345:AECI:7JASPER:1182::: | 0.10201 | Yes
GEN-2024-289 | 03 CENTRAL | G03 29SP | 301810 7CLINTN 345 345419 7CLINTON 345 1 | P23:345:AECI:7JASPER:1182::: | 0.10201 | Yes
GEN-2024-289 | 03 CENTRAL | G03 29SP | 345419 7CLINTON 345 542968 STILWEL7 345 2 | P23:345:AECI:7JASPER:1182::: | 0.06995 | Yes
GEN-2024-289 | 03 CENTRAL | G03 29SP | 345419 7CLINTON 345 542968 STILWEL7 345 1 | P23:345:AECI:7JASPER:1182::: | 0.06995 | Yes
GEN-2024-289 | 03 CENTRAL | G03 29SP | 344224 7CALAWY 1 345 345230 7MONTGMRY 345 2 | P23:345:AMMO:::12MONTGOMERY:EHV: | 0.05147 | Yes
GEN-2024-289 | 03 CENTRAL | G03 29SP | 344224 7CALAWY 1 345 344327 7LOOSECRK 345 1 | P23:345:AMMO:::16BLAND:EHV: | 0.0551 | Yes
GEN-2024-289 | 03 CENTRAL | G03 29SP | 300044 7MCCRED 345 345408 7OVERTON 345 1 | P23:345:AMMO:::20LOOSECREEK:EHV: | 0.07183 | Yes
GEN-2024-289 | 03 CENTRAL | G03 29SP | 300044 7MCCRED 345 345230 7MONTGMRY 345 1 | P23:345:AMMO:::20LOOSECREEK:EHV: | 0.07233 | Yes
GEN-2024-289 | 03 CENTRAL | G03 29SP | 345418 7BARNET 345 345419 7CLINTON 345 1 | P23:345:AMMO:::20LOOSECREEK:EHV: | 0.05442 | Yes
GEN-2024-289 | 03 CENTRAL | G03 29SP | 344224 7CALAWY 1 345 344327 7LOOSECRK 345 1 | P23:345:AMMO:::30BLAND:EHV: | 0.0541 | Yes
GEN-2024-289 | 03 CENTRAL | G03 29SP | 344224 7CALAWY 1 345 344327 7LOOSECRK 345 1 | P23:345:AMMO::BLAND:V23:EHV: | 0.0541 | Yes
GEN-2024-289 | 03 CENTRAL | G03 29SP | 345419 7CLINTON 345 542968 STILWEL7 345 2 | P23:345:GMO-KCPL:SIBLEY_R8-10::SIBLEY-HAWTHORN-PHILL_1 | 0.06002 | Yes
GEN-2024-289 | 03 CENTRAL | G03 29SP | 345419 7CLINTON 345 542968 STILWEL7 345 1 | P23:345:GMO-KCPL:SIBLEY_R8-10::SIBLEY-HAWTHORN-PHILL_1 | 0.06002 | Yes
GEN-2024-289 | 03 CENTRAL | G03 29SP | 301810 7CLINTN 345 345419 7CLINTON 345 2 | P23:345:GMO-KCPL:SIBLEY_R8-10::SIBLEY-HAWTHORN-PHILL_1 | 0.09505 | Yes
GEN-2024-289 | 03 CENTRAL | G03 29SP | 301810 7CLINTN 345 345419 7CLINTON 345 1 | P23:345:GMO-KCPL:SIBLEY_R8-10::SIBLEY-HAWTHORN-PHILL_1 | 0.09505 | Yes
GEN-2024-289 | 03 CENTRAL | G03 29SP | 345418 7BARNET 345 345419 7CLINTON 345 1 | P23:345:GMO-KCPL:SIBLEY_R8-10::SIBLEY-HAWTHORN-PHILL_1 | 0.07005 | Yes
GEN-2024-289 | 03 CENTRAL | G03 29SP | 345408 7OVERTON 345 345418 7BARNET 345 1 | P23:345:GMO-KCPL:SIBLEY_R8-10::SIBLEY-HAWTHORN-PHILL_1 | 0.05999 | Yes
GEN-2024-289 | 03 CENTRAL | G03 29SP | 300044 7MCCRED 345 345408 7OVERTON 345 1 | P23:345:KCPL:LACYGNE-R2-5:::EHV: | 0.05416 | Yes
GEN-2024-289 | 03 CENTRAL | G03 29SP | 301809 7BARNET 345 344327 7LOOSECRK 345 1 | P23:345:KCPL:LACYGNE-R2-5:::EHV: | 0.08229 | Yes
GEN-2024-289 | 03 CENTRAL | G03 29SP | 301810 7CLINTN 345 345419 7CLINTON 345 2 | P23:345:KCPL-GMO:IATAN-R7-9:::EHV: | 0.09948 | Yes
GEN-2024-289 | 03 CENTRAL | G03 29SP | 301810 7CLINTN 345 345419 7CLINTON 345 1 | P23:345:KCPL-GMO:IATAN-R7-9:::EHV: | 0.09948 | Yes
GEN-2024-289 | 03 CENTRAL | G03 29SP | 345419 7CLINTON 345 542968 STILWEL7 345 2 | P23:345:KCPL-GMO:IATAN-R7-9:::EHV: | 0.06719 | Yes
GEN-2024-289 | 03 CENTRAL | G03 29SP | 345419 7CLINTON 345 542968 STILWEL7 345 1 | P23:345:KCPL-GMO:IATAN-R7-9:::EHV: | 0.06719 | Yes
GEN-2024-289 | 03 CENTRAL | G03 29SP | 345408 7OVERTON 345 345418 7BARNET 345 1 | P23:345:KCPL-GMO:IATAN-R7-9:::EHV: | 0.05012 | Yes
GEN-2024-289 | 03 CENTRAL | G03 29SP | 300044 7MCCRED 345 345408 7OVERTON 345 1 | P23:345:KCPL-WERE:237LACYGNE-R1-6:::EHV: | 0.05244 | Yes
GEN-2024-289 | 03 CENTRAL | G03 29SP | 301809 7BARNET 345 344327 7LOOSECRK 345 1 | P23:345:KCPL-WERE:237LACYGNE-R1-6:::EHV: | 0.07949 | Yes
GEN-2024-289 | 03 CENTRAL | G03 29SP | 301809 7BARNET 345 344327 7LOOSECRK 345 1 | P23:345:KCPL-WERE:237LACYGNE-R1-6:EHV: | 0.07949 | Yes
GEN-2024-289 | 03 CENTRAL | G03 29SP | 345435 7MAYWOOD 345 345992 7SPENCER 345 1 | P23:345:MEC:ORIENT:902::EHV: | 0.0563 | Yes
GEN-2024-289 | 03 CENTRAL | G03 29SP | 345230 7MONTGMRY 345 345992 7SPENCER 345 1 | P23:345:MEC:ORIENT:902::EHV: | 0.0563 | Yes
GEN-2024-289 | 03 CENTRAL | G03 29SP | 345435 7MAYWOOD 345 345992 7SPENCER 345 1 | P23:345:MEC:SUB 93:954::EHV: | 0.05507 | Yes
GEN-2024-289 | 03 CENTRAL | G03 29SP | 345230 7MONTGMRY 345 345992 7SPENCER 345 1 | P23:345:MEC:SUB 93:954::EHV: | 0.05507 | Yes
GEN-2024-289 | 03 CENTRAL | G03 29SP | 344224 7CALAWY 1 345 344327 7LOOSECRK 345 1 | P23:345:WERE:WOLF-345-50:EHV: | 0.05464 | Yes
GEN-2024-289 | 03 CENTRAL | G03 29SP | 301809 7BARNET 345 344327 7LOOSECRK 345 1 | P23:345:WERE:WOLF-345-50:EHV: | 0.07578 | Yes
GEN-2024-289 | 03 CENTRAL | G03 29SP | 345418 7BARNET 345 345419 7CLINTON 345 1 | P23:500:EES-EAI:KEO:B4941::EHV: | 0.06409 | Yes
GEN-2024-289 | 03 CENTRAL | G03 29SP | 344224 7CALAWY 1 345 344327 7LOOSECRK 345 1 | P51:22:KCPL:LACYGNE7:::EHV: | 0.06006 | Yes
GEN-2024-289 | 03 CENTRAL | G03 29SP | 300044 7MCCRED 345 345408 7OVERTON 345 1 | P51:22:KCPL:LACYGNE7:::EHV: | 0.05818 | Yes
GEN-2024-289 | 03 CENTRAL | G03 29SP | 301809 7BARNET 345 344327 7LOOSECRK 345 1 | P51:22:KCPL:LACYGNE7:::EHV: | 0.08816 | Yes
GEN-2024-289 | 03 CENTRAL | G03 29SP | 300044 7MCCRED 345 345230 7MONTGMRY 345 1 | P51:22:KCPL:LACYGNE7:::EHV: | 0.05504 | Yes
GEN-2024-289 | 03 CENTRAL | G03 29SP | 344224 7CALAWY 1 345 344327 7LOOSECRK 345 1 | P51:25:WERE:WOLFCRK7:EHV: | 0.05563 | Yes
GEN-2024-289 | 03 CENTRAL | G03 29SP | 300044 7MCCRED 345 345408 7OVERTON 345 1 | P51:25:WERE:WOLFCRK7:EHV: | 0.05102 | Yes
GEN-2024-289 | 03 CENTRAL | G03 29SP | 301809 7BARNET 345 344327 7LOOSECRK 345 1 | P51:25:WERE:WOLFCRK7:EHV: | 0.07745 | Yes
GEN-2024-289 | 03 CENTRAL | G03 29SP | 345435 7MAYWOOD 345 345992 7SPENCER 345 1 | P55:345:MEC:CORDOVA | 0.05485 | Yes
GEN-2024-289 | 03 CENTRAL | G03 29SP | 345230 7MONTGMRY 345 345992 7SPENCER 345 1 | P55:345:MEC:CORDOVA | 0.05485 | Yes
GEN-2024-289 | 03 CENTRAL | G03 29SP | 345435 7MAYWOOD 345 345992 7SPENCER 345 1 | P55:345:MEC:NORTHBORO | 0.05634 | Yes
GEN-2024-289 | 03 CENTRAL | G03 29SP | 345435 7MAYWOOD 345 345992 7SPENCER 345 1 | P55:345:MEC:ORIENT | 0.0559 | Yes
GEN-2024-289 | 03 CENTRAL | G03 29SP | 345230 7MONTGMRY 345 345992 7SPENCER 345 1 | P55:345:MEC:ORIENT | 0.0559 | Yes
GEN-2024-289 | 03 CENTRAL | G03 29SP | 345435 7MAYWOOD 345 345992 7SPENCER 345 1 | P55:345:OPPD:S3458 3::FN13:EHV: | 0.06178 | Yes
GEN-2024-289 | 03 CENTRAL | G03 29SP | 345230 7MONTGMRY 345 345992 7SPENCER 345 1 | P55:345:OPPD:S3458 3::FN13:EHV: | 0.06183 | Yes
GEN-2024-289 | 03 CENTRAL | G03 29SP | 345435 7MAYWOOD 345 345992 7SPENCER 345 1 | P55:345:XEL:PRI1 | 0.05497 | Yes
GEN-2024-289 | 03 CENTRAL | G03 29SP | 345230 7MONTGMRY 345 345992 7SPENCER 345 1 | P55:345:XEL:PRI1 | 0.05497 | Yes
GEN-2024-289 | 03 CENTRAL | G03 29SP | 345408 7OVERTON 345 345418 7BARNET 345 1 | 300003 1THLG3 24.0 301503 7THOMHLGSU3 345 3 | 0.05029 | Yes
GEN-2024-289 | 03 CENTRAL | G03 29SP | 345418 7BARNET 345 345419 7CLINTON 345 1 | 300003 1THLG3 24.0 301503 7THOMHLGSU3 345 3 | 0.0642 | Yes
GEN-2024-289 | 03 CENTRAL | G03 29SP | 345408 7OVERTON 345 345418 7BARNET 345 1 | 300057 5BARNET 161 301809 7BARNET 345 3 | 0.05443 | Yes
GEN-2024-289 | 03 CENTRAL | G03 29SP | 301810 7CLINTN 345 345419 7CLINTON 345 1 | 300739 7BLACKBERRY 345 785580 G24-287-TAP 345 1 | 0.09979 | Yes
GEN-2024-289 | 03 CENTRAL | G03 29SP | 301810 7CLINTN 345 345419 7CLINTON 345 2 | 300739 7BLACKBERRY 345 785580 G24-287-TAP 345 1 | 0.09979 | Yes
GEN-2024-289 | 03 CENTRAL | G03 29SP | 345419 7CLINTON 345 542968 STILWEL7 345 2 | 300739 7BLACKBERRY 345 785580 G24-287-TAP 345 1 | 0.06778 | Yes
GEN-2024-289 | 03 CENTRAL | G03 29SP | 345419 7CLINTON 345 542968 STILWEL7 345 1 | 300739 7BLACKBERRY 345 785580 G24-287-TAP 345 1 | 0.06778 | Yes
GEN-2024-289 | 03 CENTRAL | G03 29SP | 345418 7BARNET 345 345419 7CLINTON 345 1 | 301809 7BARNET 345 301810 7CLINTN 345 1 | 0.09897 | Yes
GEN-2024-289 | 03 CENTRAL | G03 29SP | 301810 7CLINTN 345 345419 7CLINTON 345 2 | 301810 7CLINTN 345 345419 7CLINTON 345 1 | 0.19887 | Yes
GEN-2024-289 | 03 CENTRAL | G03 29SP | 301810 7CLINTN 345 345419 7CLINTON 345 1 | 301810 7CLINTN 345 345419 7CLINTON 345 2 | 0.19887 | Yes
GEN-2024-289 | 03 CENTRAL | G03 29SP | 301809 7BARNET 345 344327 7LOOSECRK 345 1 | 344327 7LOOSECRK 345 345238 7MARIOSA 345 1 | 0.07727 | Yes
GEN-2024-289 | 03 CENTRAL | G03 29SP | 345435 7MAYWOOD 345 345992 7SPENCER 345 1 | 344536 7ENON_TP 345 345217 7ROOTBEER 345 1 | 0.05742 | Yes
GEN-2024-289 | 03 CENTRAL | G03 29SP | 345230 7MONTGMRY 345 345992 7SPENCER 345 1 | 344536 7ENON_TP 345 345217 7ROOTBEER 345 1 | 0.05742 | Yes
GEN-2024-289 | 03 CENTRAL | G03 29SP | 301810 7CLINTN 345 345419 7CLINTON 345 2 | 345418 7BARNET 345 345419 7CLINTON 345 1 | 0.07731 | Yes
GEN-2024-289 | 03 CENTRAL | G03 29SP | 301810 7CLINTN 345 345419 7CLINTON 345 1 | 345418 7BARNET 345 345419 7CLINTON 345 1 | 0.07731 | Yes
GEN-2024-289 | 03 CENTRAL | G03 29SP | 345419 7CLINTON 345 542968 STILWEL7 345 2 | 345419 7CLINTON 345 542968 STILWEL7 345 1 | 0.09938 | Yes
GEN-2024-289 | 03 CENTRAL | G03 29SP | 345419 7CLINTON 345 542968 STILWEL7 345 1 | 345419 7CLINTON 345 542968 STILWEL7 345 2 | 0.09938 | Yes
GEN-2024-289 | 03 CENTRAL | G03 29SP | 345230 7MONTGMRY 345 345992 7SPENCER 345 1 | 345958 7HUCK FINN 345 345992 7SPENCER 345 1 | 0.05498 | Yes
GEN-2024-289 | 03 CENTRAL | G03 29SP | 345230 7MONTGMRY 345 345992 7SPENCER 345 1 | 345968 7J1026 SUB 345 345992 7SPENCER 345 Z | 0.05498 | Yes
GEN-2024-289 | 03 CENTRAL | G03 29SP | 301810 7CLINTN 345 345419 7CLINTON 345 1 | 532793 NEOSHO 7 345 779250 G24-076-TAP 345 1 | 0.09778 | Yes
GEN-2024-289 | 03 CENTRAL | G03 29SP | 301810 7CLINTN 345 345419 7CLINTON 345 2 | 532793 NEOSHO 7 345 779250 G24-076-TAP 345 1 | 0.09778 | Yes
GEN-2024-289 | 03 CENTRAL | G03 29SP | 345419 7CLINTON 345 542968 STILWEL7 345 1 | 532793 NEOSHO 7 345 779250 G24-076-TAP 345 1 | 0.06478 | Yes
GEN-2024-289 | 03 CENTRAL | G03 29SP | 345419 7CLINTON 345 542968 STILWEL7 345 2 | 532793 NEOSHO 7 345 779250 G24-076-TAP 345 1 | 0.06478 | Yes
GEN-2024-289 | 03 CENTRAL | G03 29SP | 345418 7BARNET 345 345419 7CLINTON 345 1 | 532793 NEOSHO 7 345 779250 G24-076-TAP 345 1 | 0.06599 | Yes
GEN-2024-289 | 03 CENTRAL | G03 29SP | 301810 7CLINTN 345 345419 7CLINTON 345 1 | 541198 PECULR 7 345 541200 PHILL 7 345 1 | 0.09748 | Yes
GEN-2024-289 | 03 CENTRAL | G03 29SP | 301810 7CLINTN 345 345419 7CLINTON 345 2 | 541198 PECULR 7 345 541200 PHILL 7 345 1 | 0.09748 | Yes
GEN-2024-289 | 03 CENTRAL | G03 29SP | 345419 7CLINTON 345 542968 STILWEL7 345 1 | 541198 PECULR 7 345 541200 PHILL 7 345 1 | 0.06451 | Yes
GEN-2024-289 | 03 CENTRAL | G03 29SP | 345419 7CLINTON 345 542968 STILWEL7 345 2 | 541198 PECULR 7 345 541200 PHILL 7 345 1 | 0.06451 | Yes
GEN-2024-289 | 03 CENTRAL | G03 29SP | 345408 7OVERTON 345 345418 7BARNET 345 1 | 541198 PECULR 7 345 541200 PHILL 7 345 1 | 0.05305 | Yes
GEN-2024-289 | 03 CENTRAL | G03 29SP | 301810 7CLINTN 345 345419 7CLINTON 345 1 | 541198 PECULR 7 345 542968 STILWEL7 345 1 | 0.10289 | Yes
GEN-2024-289 | 03 CENTRAL | G03 29SP | 301810 7CLINTN 345 345419 7CLINTON 345 2 | 541198 PECULR 7 345 542968 STILWEL7 345 1 | 0.10289 | Yes
GEN-2024-289 | 03 CENTRAL | G03 29SP | 345419 7CLINTON 345 542968 STILWEL7 345 2 | 541198 PECULR 7 345 542968 STILWEL7 345 1 | 0.07184 | Yes
GEN-2024-289 | 03 CENTRAL | G03 29SP | 345419 7CLINTON 345 542968 STILWEL7 345 1 | 541198 PECULR 7 345 542968 STILWEL7 345 1 | 0.07184 | Yes
GEN-2024-289 | 03 CENTRAL | G03 29SP | 345418 7BARNET 345 345419 7CLINTON 345 1 | 541198 PECULR 7 345 542968 STILWEL7 345 1 | 0.0621 | Yes
GEN-2024-289 | 03 CENTRAL | G03 29SP | 345419 7CLINTON 345 542968 STILWEL7 345 2 | 541200 PHILL 7 345 541201 SIBLEY 7 345 1 | 0.05975 | Yes
GEN-2024-289 | 03 CENTRAL | G03 29SP | 345419 7CLINTON 345 542968 STILWEL7 345 1 | 541200 PHILL 7 345 541201 SIBLEY 7 345 1 | 0.05975 | Yes
GEN-2024-289 | 03 CENTRAL | G03 29SP | 345408 7OVERTON 345 345418 7BARNET 345 1 | 541200 PHILL 7 345 541201 SIBLEY 7 345 1 | 0.06058 | Yes
GEN-2024-289 | 03 CENTRAL | G03 29SP | 301809 7BARNET 345 344327 7LOOSECRK 345 1 | 542955 LAC G1 1 22.0 542981 LACYGNE7 345 1 | 0.07676 | Yes
GEN-2024-289 | 03 CENTRAL | G03 29SP | 300044 7MCCRED 345 345408 7OVERTON 345 1 | 542962 IAT G2 1 24.5 542982 IATAN 7 345 1 | 0.05079 | Yes
GEN-2024-289 | 03 CENTRAL | G03 29SP | 301809 7BARNET 345 344327 7LOOSECRK 345 1 | 542962 IAT G2 1 24.5 542982 IATAN 7 345 1 | 0.07667 | Yes
GEN-2024-289 | 03 CENTRAL | G03 29SP | 301809 7BARNET 345 344327 7LOOSECRK 345 1 | 542968 STILWEL7 345 765571 G21-029-TAP 345 1 | 0.08089 | Yes
GEN-2024-289 | 03 CENTRAL | G03 29SP | 345435 7MAYWOOD 345 345992 7SPENCER 345 1 | 629074 ARNOLD1G 22.0 631088 ARNOLD 5 161 1 | 0.05498 | Yes
GEN-2024-289 | 03 CENTRAL | G03 29SP | 345230 7MONTGMRY 345 345992 7SPENCER 345 1 | 629074 ARNOLD1G 22.0 631088 ARNOLD 5 161 1 | 0.05498 | Yes
GEN-2024-289 | 03 CENTRAL | G03 29SP | 345435 7MAYWOOD 345 345992 7SPENCER 345 1 | 629075 OTTUMW1G 24.0 631115 OTTUMWA5 161 1 | 0.05498 | Yes
GEN-2024-289 | 03 CENTRAL | G03 29SP | 345230 7MONTGMRY 345 345992 7SPENCER 345 1 | 629075 OTTUMW1G 24.0 631115 OTTUMWA5 161 1 | 0.05498 | Yes
GEN-2024-289 | 03 CENTRAL | G03 29SP | 301810 7CLINTN 345 345419 7CLINTON 345 1 | 765200 G20-090-TAP 345 785580 G24-287-TAP 345 1 | 0.09979 | Yes
GEN-2024-289 | 03 CENTRAL | G03 29SP | 301810 7CLINTN 345 345419 7CLINTON 345 2 | 765200 G20-090-TAP 345 785580 G24-287-TAP 345 1 | 0.09979 | Yes
GEN-2024-289 | 03 CENTRAL | G03 29SP | 345419 7CLINTON 345 542968 STILWEL7 345 1 | 765200 G20-090-TAP 345 785580 G24-287-TAP 345 1 | 0.06778 | Yes
GEN-2024-289 | 03 CENTRAL | G03 29SP | 345419 7CLINTON 345 542968 STILWEL7 345 2 | 765200 G20-090-TAP 345 785580 G24-287-TAP 345 1 | 0.06778 | Yes
GEN-2024-289 | 03 CENTRAL | G03 29SP | 301810 7CLINTN 345 345419 7CLINTON 345 1 | 767240 G22-013-TAP 345 779250 G24-076-TAP 345 1 | 0.09778 | Yes
GEN-2024-289 | 03 CENTRAL | G03 29SP | 301810 7CLINTN 345 345419 7CLINTON 345 2 | 767240 G22-013-TAP 345 779250 G24-076-TAP 345 1 | 0.09778 | Yes
GEN-2024-289 | 03 CENTRAL | G03 29SP | 345419 7CLINTON 345 542968 STILWEL7 345 1 | 767240 G22-013-TAP 345 779250 G24-076-TAP 345 1 | 0.06478 | Yes
GEN-2024-289 | 03 CENTRAL | G03 29SP | 345419 7CLINTON 345 542968 STILWEL7 345 2 | 767240 G22-013-TAP 345 779250 G24-076-TAP 345 1 | 0.06478 | Yes
GEN-2024-289 | 03 CENTRAL | G03 29SP | 345418 7BARNET 345 345419 7CLINTON 345 1 | 767240 G22-013-TAP 345 779250 G24-076-TAP 345 1 | 0.06599 | Yes
GEN-2024-289 | 03 CENTRAL | G03 29SP | 345435 7MAYWOOD 345 345992 7SPENCER 345 1 | Base Case | 0.05498 | Yes
GEN-2024-289 | 03 CENTRAL | G03 29SP | 345230 7MONTGMRY 345 345992 7SPENCER 345 1 | Base Case | 0.05498 | Yes
GEN-2024-289 | 03 CENTRAL | G03 29SP | 344224 7CALAWY 1 345 344327 7LOOSECRK 345 1 | Base Case | 0.05444 | Yes
GEN-2024-289 | 03 CENTRAL | G03 29SP | 301810 7CLINTN 345 345419 7CLINTON 345 1 | Base Case | 0.09958 | Yes
GEN-2024-289 | 03 CENTRAL | G03 29SP | 301810 7CLINTN 345 345419 7CLINTON 345 2 | Base Case | 0.09958 | Yes
GEN-2024-289 | 03 CENTRAL | G03 29SP | 345419 7CLINTON 345 542968 STILWEL7 345 2 | Base Case | 0.06749 | Yes
GEN-2024-289 | 03 CENTRAL | G03 29SP | 345419 7CLINTON 345 542968 STILWEL7 345 1 | Base Case | 0.06749 | Yes
GEN-2024-289 | 03 CENTRAL | G03 29SP | 301809 7BARNET 345 344327 7LOOSECRK 345 1 | Base Case | 0.07539 | Yes
GEN-2024-289 | 03 CENTRAL | G03 29SP | 345418 7BARNET 345 345419 7CLINTON 345 1 | Base Case | 0.0642 | Yes
GEN-2024-289 | 03 CENTRAL | G03 29SP | 345408 7OVERTON 345 345418 7BARNET 345 1 | Base Case | 0.05029 | Yes
GEN-2024-289 | 03 CENTRAL | G03 29SP | 345408 7OVERTON 345 345418 7BARNET 345 1 | GEN300002 1 | 0.05029 | Yes
GEN-2024-289 | 03 CENTRAL | G03 29SP | 345408 7OVERTON 345 345418 7BARNET 345 1 | GEN300002 1_Dup1 | 0.05029 | Yes
GEN-2024-289 | 03 CENTRAL | G03 29SP | 345419 7CLINTON 345 542968 STILWEL7 345 1 | GEN300003 1 | 0.06749 | Yes
GEN-2024-289 | 03 CENTRAL | G03 29SP | 345408 7OVERTON 345 345418 7BARNET 345 1 | GEN300003 1 | 0.05029 | Yes
GEN-2024-289 | 03 CENTRAL | G03 29SP | 345418 7BARNET 345 345419 7CLINTON 345 1 | GEN300003 1 | 0.0642 | Yes
GEN-2024-289 | 03 CENTRAL | G03 29SP | 345419 7CLINTON 345 542968 STILWEL7 345 2 | GEN300003 1_Dup1 | 0.06749 | Yes
GEN-2024-289 | 03 CENTRAL | G03 29SP | 345408 7OVERTON 345 345418 7BARNET 345 1 | GEN300003 1_Dup1 | 0.05029 | Yes
GEN-2024-289 | 03 CENTRAL | G03 29SP | 345418 7BARNET 345 345419 7CLINTON 345 1 | GEN300003 1_Dup1 | 0.0642 | Yes
GEN-2024-289 | 03 CENTRAL | G03 29SP | 344224 7CALAWY 1 345 344327 7LOOSECRK 345 1 | GEN532751 1 | 0.05444 | Yes
GEN-2024-289 | 03 CENTRAL | G03 29SP | 301809 7BARNET 345 344327 7LOOSECRK 345 1 | GEN532751 1 | 0.07539 | Yes
GEN-2024-289 | 03 CENTRAL | G03 29SP | 344224 7CALAWY 1 345 344327 7LOOSECRK 345 1 | GEN532751 1_Dup1 | 0.05444 | Yes
GEN-2024-289 | 03 CENTRAL | G03 29SP | 301809 7BARNET 345 344327 7LOOSECRK 345 1 | GEN532751 1_Dup1 | 0.07539 | Yes
GEN-2024-289 | 03 CENTRAL | G03 29SP | 301809 7BARNET 345 344327 7LOOSECRK 345 1 | GEN542955 1 | 0.07539 | Yes
GEN-2024-289 | 03 CENTRAL | G03 29SP | 301809 7BARNET 345 344327 7LOOSECRK 345 1 | GEN542955 1_Dup1 | 0.07539 | Yes
GEN-2024-289 | 03 CENTRAL | G03 29SP | 301809 7BARNET 345 344327 7LOOSECRK 345 1 | GEN542962 2 | 0.07539 | Yes
GEN-2024-289 | 03 CENTRAL | G03 29SP | 301809 7BARNET 345 344327 7LOOSECRK 345 1 | GEN542962 2_Dup1 | 0.07539 | Yes
GEN-2024-319 | 03 CENTRAL | G03 29SP | 300044 7MCCRED 345 345408 7OVERTON 345 1 | P23:345:AMMO:::20LOOSECREEK:EHV: | 0.05353 | Yes
GEN-2024-319 | 03 CENTRAL | G03 29SP | 300044 7MCCRED 345 345230 7MONTGMRY 345 1 | P23:345:AMMO:::20LOOSECREEK:EHV: | 0.05747 | Yes
GEN-2024-319 | 03 CENTRAL | G03 29SP | 301809 7BARNET 345 344327 7LOOSECRK 345 1 | P51:22:KCPL:LACYGNE7:::EHV: | 0.05651 | Yes
GEN-2024-319 | 03 CENTRAL | G03 29SP | 300044 7MCCRED 345 345230 7MONTGMRY 345 1 | P51:22:KCPL:LACYGNE7:::EHV: | 0.05154 | Yes
GEN-2024-319 | 03 CENTRAL | G03 29SP | 345408 7OVERTON 345 541201 SIBLEY 7 345 1 | P51:22:KCPL:LACYGNE7:::EHV: | 0.05386 | Yes
GEN-2024-319 | 03 CENTRAL | G03 29SP | 635018 NORTHBORO 3 345 635570 ORIENT 3 345 1 | P55:345:OPPD:S3458 3::FN13:EHV: | 0.06803 | Yes
GEN-2024-319 | 03 CENTRAL | G03 29SP | 635017 ATCHISON 3 345 640139 COOPER 3 345 1 | P55:345:OPPD:S3458 3::FN13:EHV: | 0.06803 | Yes
GEN-2024-319 | 03 CENTRAL | G03 29SP | 635017 ATCHISON 3 345 635018 NORTHBORO 3 345 1 | P55:345:OPPD:S3458 3::FN13:EHV: | 0.06803 | Yes
GEN-2024-319 | 03 CENTRAL | G03 29SP | 635018 NORTHBORO 3 345 635570 ORIENT 3 345 1 | 640139 COOPER 3 345 778170 G24-040-TAP 345 1 | 0.05993 | Yes
GEN-2024-319 | 03 CENTRAL | G03 29SP | 635017 ATCHISON 3 345 640139 COOPER 3 345 1 | 640139 COOPER 3 345 778170 G24-040-TAP 345 1 | 0.05993 | Yes
GEN-2024-319 | 03 CENTRAL | G03 29SP | 635017 ATCHISON 3 345 635018 NORTHBORO 3 345 1 | 640139 COOPER 3 345 778170 G24-040-TAP 345 1 | 0.05993 | Yes
GEN-2024-319 | 03 CENTRAL | G03 29SP | 635018 NORTHBORO 3 345 635570 ORIENT 3 345 1 | 645458 S3458 3 345 778170 G24-040-TAP 345 1 | 0.05993 | Yes
GEN-2024-319 | 03 CENTRAL | G03 29SP | 635017 ATCHISON 3 345 640139 COOPER 3 345 1 | 645458 S3458 3 345 778170 G24-040-TAP 345 1 | 0.05993 | Yes
GEN-2024-319 | 03 CENTRAL | G03 29SP | 635017 ATCHISON 3 345 635018 NORTHBORO 3 345 1 | 645458 S3458 3 345 778170 G24-040-TAP 345 1 | 0.05993 | Yes
GEN-2024-320 | 03 CENTRAL | G03 29SP | 635018 NORTHBORO 3 345 635570 ORIENT 3 345 1 | P55:345:OPPD:S3458 3::FN13:EHV: | 0.07236 | Yes
GEN-2024-320 | 03 CENTRAL | G03 29SP | 635017 ATCHISON 3 345 640139 COOPER 3 345 1 | P55:345:OPPD:S3458 3::FN13:EHV: | 0.07236 | Yes
GEN-2024-320 | 03 CENTRAL | G03 29SP | 635017 ATCHISON 3 345 635018 NORTHBORO 3 345 1 | P55:345:OPPD:S3458 3::FN13:EHV: | 0.07236 | Yes
GEN-2024-320 | 03 CENTRAL | G03 29SP | 635018 NORTHBORO 3 345 635570 ORIENT 3 345 1 | 640139 COOPER 3 345 778170 G24-040-TAP 345 1 | 0.0656 | Yes
GEN-2024-320 | 03 CENTRAL | G03 29SP | 635017 ATCHISON 3 345 640139 COOPER 3 345 1 | 640139 COOPER 3 345 778170 G24-040-TAP 345 1 | 0.0656 | Yes
GEN-2024-320 | 03 CENTRAL | G03 29SP | 635017 ATCHISON 3 345 635018 NORTHBORO 3 345 1 | 640139 COOPER 3 345 778170 G24-040-TAP 345 1 | 0.0656 | Yes
GEN-2024-320 | 03 CENTRAL | G03 29SP | 635018 NORTHBORO 3 345 635570 ORIENT 3 345 1 | 645458 S3458 3 345 778170 G24-040-TAP 345 1 | 0.0656 | Yes
GEN-2024-320 | 03 CENTRAL | G03 29SP | 635017 ATCHISON 3 345 640139 COOPER 3 345 1 | 645458 S3458 3 345 778170 G24-040-TAP 345 1 | 0.0656 | Yes
GEN-2024-320 | 03 CENTRAL | G03 29SP | 635017 ATCHISON 3 345 635018 NORTHBORO 3 345 1 | 645458 S3458 3 345 778170 G24-040-TAP 345 1 | 0.0656 | Yes
GEN-2024-339 | 03 CENTRAL | G03 29SP | 635200 RAUN 3 345 652564 SIOUXCY3 345 1 | P23:345:MEC:OBRIEN:903::EHV: | 0.05005 | Yes
GEN-2024-339 | 03 CENTRAL | G03 29SP | 635200 RAUN 3 345 652564 SIOUXCY3 345 1 | P23:345:MEC:OBRIEN:906::EHV: | 0.05049 | Yes
GEN-2024-339 | 03 CENTRAL | G03 29SP | 635018 NORTHBORO 3 345 635570 ORIENT 3 345 1 | P55:345:OPPD:S3458 3::FN13:EHV: | 0.07981 | Yes
GEN-2024-339 | 03 CENTRAL | G03 29SP | 635017 ATCHISON 3 345 640139 COOPER 3 345 1 | P55:345:OPPD:S3458 3::FN13:EHV: | 0.07981 | Yes
GEN-2024-339 | 03 CENTRAL | G03 29SP | 635017 ATCHISON 3 345 635018 NORTHBORO 3 345 1 | P55:345:OPPD:S3458 3::FN13:EHV: | 0.07981 | Yes
GEN-2024-339 | 03 CENTRAL | G03 29SP | 635018 NORTHBORO 3 345 635570 ORIENT 3 345 1 | P55:345:OPPD:S3740 3::FN13:EHV: | 0.05011 | Yes
GEN-2024-339 | 03 CENTRAL | G03 29SP | 635017 ATCHISON 3 345 640139 COOPER 3 345 1 | P55:345:OPPD:S3740 3::FN13:EHV: | 0.05011 | Yes
GEN-2024-339 | 03 CENTRAL | G03 29SP | 635017 ATCHISON 3 345 635018 NORTHBORO 3 345 1 | P55:345:OPPD:S3740 3::FN13:EHV: | 0.05011 | Yes
GEN-2024-339 | 03 CENTRAL | G03 29SP | 635018 NORTHBORO 3 345 635570 ORIENT 3 345 1 | 640139 COOPER 3 345 778170 G24-040-TAP 345 1 | 0.07359 | Yes
GEN-2024-339 | 03 CENTRAL | G03 29SP | 635017 ATCHISON 3 345 640139 COOPER 3 345 1 | 640139 COOPER 3 345 778170 G24-040-TAP 345 1 | 0.07359 | Yes
GEN-2024-339 | 03 CENTRAL | G03 29SP | 635017 ATCHISON 3 345 635018 NORTHBORO 3 345 1 | 640139 COOPER 3 345 778170 G24-040-TAP 345 1 | 0.07359 | Yes
GEN-2024-339 | 03 CENTRAL | G03 29SP | 635018 NORTHBORO 3 345 635570 ORIENT 3 345 1 | 640601 S3771 345 640590 OLIVECREEK 3 345 1 | 0.05521 | Yes
GEN-2024-339 | 03 CENTRAL | G03 29SP | 635017 ATCHISON 3 345 640139 COOPER 3 345 1 | 640601 S3771 345 640590 OLIVECREEK 3 345 1 | 0.05521 | Yes
GEN-2024-339 | 03 CENTRAL | G03 29SP | 635017 ATCHISON 3 345 635018 NORTHBORO 3 345 1 | 640601 S3771 345 640590 OLIVECREEK 3 345 1 | 0.05521 | Yes
GEN-2024-339 | 03 CENTRAL | G03 29SP | 635018 NORTHBORO 3 345 635570 ORIENT 3 345 1 | 645458 S3458 3 345 778170 G24-040-TAP 345 1 | 0.07359 | Yes
GEN-2024-339 | 03 CENTRAL | G03 29SP | 635017 ATCHISON 3 345 640139 COOPER 3 345 1 | 645458 S3458 3 345 778170 G24-040-TAP 345 1 | 0.07359 | Yes
GEN-2024-339 | 03 CENTRAL | G03 29SP | 635017 ATCHISON 3 345 635018 NORTHBORO 3 345 1 | 645458 S3458 3 345 778170 G24-040-TAP 345 1 | 0.07359 | Yes
GEN-2024-352 | 03 CENTRAL | G03 29SP | 345408 7OVERTON 345 541201 SIBLEY 7 345 1 | P11:022:NPPD:COOPER1G:1:983:: | 0.13718 | Yes
GEN-2024-352 | 03 CENTRAL | G03 29SP | 300044 7MCCRED 345 345230 7MONTGMRY 345 1 | P11:24:AECI:1THLG3:1::: | 0.0641 | Yes
GEN-2024-352 | 03 CENTRAL | G03 29SP | 345408 7OVERTON 345 541201 SIBLEY 7 345 1 | P11:345:AMMO::CALLAWAY:1 | 0.13718 | Yes
GEN-2024-352 | 03 CENTRAL | G03 29SP | 300044 7MCCRED 345 345408 7OVERTON 345 1 | P11:345:WERE:WOLFU1-GEN:EHV: | 0.06946 | Yes
GEN-2024-352 | 03 CENTRAL | G03 29SP | 300044 7MCCRED 345 345230 7MONTGMRY 345 1 | P11:345:WERE:WOLFU1-GEN:EHV: | 0.0641 | Yes
GEN-2024-352 | 03 CENTRAL | G03 29SP | 345408 7OVERTON 345 541201 SIBLEY 7 345 1 | P11:345:WERE:WOLFU1-GEN:EHV: | 0.13718 | Yes
GEN-2024-352 | 03 CENTRAL | G03 29SP | 301809 7BARNET 345 344327 7LOOSECRK 345 1 | P12:161:AMMO::LOOSECREEK:MARIOSADELTA1:HV: | 0.05185 | Yes
GEN-2024-352 | 03 CENTRAL | G03 29SP | 345408 7OVERTON 345 541201 SIBLEY 7 345 1 | P12:25:EES:7CALAWY 1:1CAL G1:1:HV: | 0.13718 | Yes
GEN-2024-352 | 03 CENTRAL | G03 29SP | 300044 7MCCRED 345 345408 7OVERTON 345 1 | P12:345:AECI::MCCREDIE:KINGDOMCITY:EHV | 0.06836 | Yes
GEN-2024-352 | 03 CENTRAL | G03 29SP | 300044 7MCCRED 345 345230 7MONTGMRY 345 1 | P12:345:AECI::MCCREDIE:THOMASHILL:EHV | 0.06509 | Yes
GEN-2024-352 | 03 CENTRAL | G03 29SP | 300044 7MCCRED 345 345230 7MONTGMRY 345 1 | P12:345:AECI:MCCREDIE:TH_HILL:1:: | 0.06509 | Yes
GEN-2024-352 | 03 CENTRAL | G03 29SP | 345408 7OVERTON 345 345418 7BARNET 345 1 | P12:345:AECI-AMMO:MCCRD:OVRTN:1,CASC_R1:: | 0.06335 | Yes
GEN-2024-352 | 03 CENTRAL | G03 29SP | 345408 7OVERTON 345 345418 7BARNET 345 1 | P12:345:AECI-AMMO:MCCRD:OVRTN:1:: | 0.06335 | Yes
GEN-2024-352 | 03 CENTRAL | G03 29SP | 300044 7MCCRED 345 345408 7OVERTON 345 1 | P12:345:AMMO::CALLAWAY:LOOSECREEK:EHV | 0.07517 | Yes
GEN-2024-352 | 03 CENTRAL | G03 29SP | 300044 7MCCRED 345 345230 7MONTGMRY 345 1 | P12:345:AMMO::CALLAWAY:LOOSECREEK:EHV | 0.07154 | Yes
GEN-2024-352 | 03 CENTRAL | G03 29SP | 300044 7MCCRED 345 345408 7OVERTON 345 1 | P12:345:AMMO::CALLAWAY:LOOSECREEK1:EHV: | 0.07517 | Yes
GEN-2024-352 | 03 CENTRAL | G03 29SP | 300044 7MCCRED 345 345230 7MONTGMRY 345 1 | P12:345:AMMO::CALLAWAY:LOOSECREEK1:EHV: | 0.07154 | Yes
GEN-2024-352 | 03 CENTRAL | G03 29SP | 301809 7BARNET 345 344327 7LOOSECRK 345 1 | P12:345:AMMO::LOOSECREEK:MARIOSADELTA:HV | 0.05185 | Yes
GEN-2024-352 | 03 CENTRAL | G03 29SP | 300044 7MCCRED 345 345408 7OVERTON 345 1 | P12:345:AMMO::MAYWOOD:SPENCERCREEK:EHV | 0.06544 | Yes
GEN-2024-352 | 03 CENTRAL | G03 29SP | 300044 7MCCRED 345 345230 7MONTGMRY 345 1 | P12:345:AMMO::MAYWOOD:SPENCERCREEK:EHV | 0.0541 | Yes
GEN-2024-352 | 03 CENTRAL | G03 29SP | 300044 7MCCRED 345 345408 7OVERTON 345 1 | P12:345:AMMO::MAYWOOD:SPENCERCREEK4590:EHV: | 0.06544 | Yes
GEN-2024-352 | 03 CENTRAL | G03 29SP | 300044 7MCCRED 345 345230 7MONTGMRY 345 1 | P12:345:AMMO::MAYWOOD:SPENCERCREEK4590:EHV: | 0.0541 | Yes
GEN-2024-352 | 03 CENTRAL | G03 29SP | 300044 7MCCRED 345 345230 7MONTGMRY 345 1 | P12:345:AMMO::MONTGOMERY:SPENCERCREEK:EHV | 0.0541 | Yes
GEN-2024-352 | 03 CENTRAL | G03 29SP | 300044 7MCCRED 345 345230 7MONTGMRY 345 1 | P12:345:AMMO::MONTGOMERY:SPENCERCREEK1:EHV: | 0.0541 | Yes
GEN-2024-352 | 03 CENTRAL | G03 29SP | 345408 7OVERTON 345 345418 7BARNET 345 1 | P12:345:AMMO-AECI::MCCREDIE:OVERTON:EHV | 0.06335 | Yes
GEN-2024-352 | 03 CENTRAL | G03 29SP | 345408 7OVERTON 345 345418 7BARNET 345 1 | P12:345:AMMO-AECI::MCCREDIE:OVERTON5475:EHV: | 0.06335 | Yes
GEN-2024-352 | 03 CENTRAL | G03 29SP | 301809 7BARNET 345 344327 7LOOSECRK 345 1 | P13:161-345:AMMO::MARIOSA:1 | 0.05185 | Yes
GEN-2024-352 | 03 CENTRAL | G03 29SP | 300044 7MCCRED 345 345230 7MONTGMRY 345 1 | P21:345:AECI:THOMHL:THOMHLGSU3:1:: | 0.0641 | Yes
GEN-2024-352 | 03 CENTRAL | G03 29SP | 345408 7OVERTON 345 345418 7BARNET 345 1 | P23:345:AECI:7MCCRED:312::: | 0.06475 | Yes
GEN-2024-352 | 03 CENTRAL | G03 29SP | 345408 7OVERTON 345 345418 7BARNET 345 1 | P23:345:AECI:7MCCRED:322::: | 0.05941 | Yes
GEN-2024-352 | 03 CENTRAL | G03 29SP | 345408 7OVERTON 345 345418 7BARNET 345 1 | P23:345:AMMO:::12MONTGOMERY:EHV: | 0.05522 | Yes
GEN-2024-352 | 03 CENTRAL | G03 29SP | 300044 7MCCRED 345 345408 7OVERTON 345 1 | P23:345:AMMO:::20LOOSECREEK:EHV: | 0.08433 | Yes
GEN-2024-352 | 03 CENTRAL | G03 29SP | 300044 7MCCRED 345 345230 7MONTGMRY 345 1 | P23:345:AMMO:::20LOOSECREEK:EHV: | 0.08158 | Yes
GEN-2024-352 | 03 CENTRAL | G03 29SP | 300044 7MCCRED 345 345230 7MONTGMRY 345 1 | P23:345:AMMO:::24SPENCERCREEK:EHV: | 0.0541 | Yes
GEN-2024-352 | 03 CENTRAL | G03 29SP | 300044 7MCCRED 345 345408 7OVERTON 345 1 | P23:345:AMMO:::40MAYWOOD:EHV: | 0.06544 | Yes
GEN-2024-352 | 03 CENTRAL | G03 29SP | 300044 7MCCRED 345 345230 7MONTGMRY 345 1 | P23:345:AMMO:::40MAYWOOD:EHV: | 0.0541 | Yes
GEN-2024-352 | 03 CENTRAL | G03 29SP | 345408 7OVERTON 345 541201 SIBLEY 7 345 1 | P23:345:GMO-KCPL:SIBLEY_R8-10::SIBLEY-HAWTHORN-PHILL_1 | 0.31874 | Yes
GEN-2024-352 | 03 CENTRAL | G03 29SP | 345408 7OVERTON 345 345418 7BARNET 345 1 | P23:345:GMO-KCPL:SIBLEY_R8-10::SIBLEY-HAWTHORN-PHILL_1 | 0.12133 | Yes
GEN-2024-352 | 03 CENTRAL | G03 29SP | 300044 7MCCRED 345 345408 7OVERTON 345 1 | P23:345:KCPL:LACYGNE-R2-5:::EHV: | 0.07355 | Yes
GEN-2024-352 | 03 CENTRAL | G03 29SP | 301809 7BARNET 345 344327 7LOOSECRK 345 1 | P23:345:KCPL:LACYGNE-R2-5:::EHV: | 0.05539 | Yes
GEN-2024-352 | 03 CENTRAL | G03 29SP | 300044 7MCCRED 345 345408 7OVERTON 345 1 | P23:345:KCPL-WERE:237LACYGNE-R1-6:::EHV: | 0.07249 | Yes
GEN-2024-352 | 03 CENTRAL | G03 29SP | 301809 7BARNET 345 344327 7LOOSECRK 345 1 | P23:345:KCPL-WERE:237LACYGNE-R1-6:::EHV: | 0.0537 | Yes
GEN-2024-352 | 03 CENTRAL | G03 29SP | 301809 7BARNET 345 344327 7LOOSECRK 345 1 | P23:345:KCPL-WERE:237LACYGNE-R1-6:EHV: | 0.0537 | Yes
GEN-2024-352 | 03 CENTRAL | G03 29SP | 345408 7OVERTON 345 541201 SIBLEY 7 345 1 | P23:345:WERE:JEC-345-16:EHV: | 0.14013 | Yes
GEN-2024-352 | 03 CENTRAL | G03 29SP | 300044 7MCCRED 345 345408 7OVERTON 345 1 | P23:345:WERE:WOLF-345-50:EHV: | 0.06972 | Yes
GEN-2024-352 | 03 CENTRAL | G03 29SP | 345408 7OVERTON 345 541201 SIBLEY 7 345 1 | P23:345:WERE:WOLF-345-50:EHV: | 0.13742 | Yes
GEN-2024-352 | 03 CENTRAL | G03 29SP | 345408 7OVERTON 345 541201 SIBLEY 7 345 1 | P42:345:NPPD:BKR-CPR-3310:::: | 0.13718 | Yes
GEN-2024-352 | 03 CENTRAL | G03 29SP | 300044 7MCCRED 345 345408 7OVERTON 345 1 | P51:22:KCPL:LACYGNE7:::EHV: | 0.07791 | Yes
GEN-2024-352 | 03 CENTRAL | G03 29SP | 301809 7BARNET 345 344327 7LOOSECRK 345 1 | P51:22:KCPL:LACYGNE7:::EHV: | 0.06181 | Yes
GEN-2024-352 | 03 CENTRAL | G03 29SP | 300044 7MCCRED 345 345230 7MONTGMRY 345 1 | P51:22:KCPL:LACYGNE7:::EHV: | 0.07325 | Yes
GEN-2024-352 | 03 CENTRAL | G03 29SP | 345408 7OVERTON 345 541201 SIBLEY 7 345 1 | P51:22:KCPL:LACYGNE7:::EHV: | 0.14474 | Yes
GEN-2024-352 | 03 CENTRAL | G03 29SP | 300044 7MCCRED 345 345408 7OVERTON 345 1 | P51:25:WERE:WOLFCRK7:EHV: | 0.07094 | Yes
GEN-2024-352 | 03 CENTRAL | G03 29SP | 301809 7BARNET 345 344327 7LOOSECRK 345 1 | P51:25:WERE:WOLFCRK7:EHV: | 0.05156 | Yes
GEN-2024-352 | 03 CENTRAL | G03 29SP | 635018 NORTHBORO 3 345 635570 ORIENT 3 345 1 | P55:345:OPPD:S3458 3::FN13:EHV: | 0.06056 | Yes
GEN-2024-352 | 03 CENTRAL | G03 29SP | 635017 ATCHISON 3 345 640139 COOPER 3 345 1 | P55:345:OPPD:S3458 3::FN13:EHV: | 0.06056 | Yes
GEN-2024-352 | 03 CENTRAL | G03 29SP | 635017 ATCHISON 3 345 635018 NORTHBORO 3 345 1 | P55:345:OPPD:S3458 3::FN13:EHV: | 0.06056 | Yes
GEN-2024-352 | 03 CENTRAL | G03 29SP | 345435 7MAYWOOD 345 345992 7SPENCER 345 1 | P55:345:OPPD:S3458 3::FN13:EHV: | 0.05471 | Yes
GEN-2024-352 | 03 CENTRAL | G03 29SP | 345230 7MONTGMRY 345 345992 7SPENCER 345 1 | P55:345:OPPD:S3458 3::FN13:EHV: | 0.05475 | Yes
GEN-2024-352 | 03 CENTRAL | G03 29SP | 300044 7MCCRED 345 345230 7MONTGMRY 345 1 | 300003 1THLG3 24.0 301503 7THOMHLGSU3 345 3 | 0.0641 | Yes
GEN-2024-352 | 03 CENTRAL | G03 29SP | 300044 7MCCRED 345 345408 7OVERTON 345 1 | 300090 5KINGDMB1 161 300043 7KINGDM 345 1 | 0.06836 | Yes
GEN-2024-352 | 03 CENTRAL | G03 29SP | 301809 7BARNET 345 344327 7LOOSECRK 345 1 | 344327 7LOOSECRK 345 345238 7MARIOSA 345 1 | 0.05185 | Yes
GEN-2024-352 | 03 CENTRAL | G03 29SP | 345408 7OVERTON 345 345418 7BARNET 345 1 | 541198 PECULR 7 345 541200 PHILL 7 345 1 | 0.05364 | Yes
GEN-2024-352 | 03 CENTRAL | G03 29SP | 345408 7OVERTON 345 541201 SIBLEY 7 345 1 | 541200 PHILL 7 345 541201 SIBLEY 7 345 1 | 0.18344 | Yes
GEN-2024-352 | 03 CENTRAL | G03 29SP | 345408 7OVERTON 345 345418 7BARNET 345 1 | 541200 PHILL 7 345 541201 SIBLEY 7 345 1 | 0.06251 | Yes
GEN-2024-352 | 03 CENTRAL | G03 29SP | 301809 7BARNET 345 344327 7LOOSECRK 345 1 | 542955 LAC G1 1 22.0 542981 LACYGNE7 345 1 | 0.05064 | Yes
GEN-2024-352 | 03 CENTRAL | G03 29SP | 345408 7OVERTON 345 541201 SIBLEY 7 345 1 | 542957 IAT G1 1 24.0 542982 IATAN 7 345 1 | 0.13911 | Yes
GEN-2024-352 | 03 CENTRAL | G03 29SP | 300044 7MCCRED 345 345408 7OVERTON 345 1 | 542962 IAT G2 1 24.5 542982 IATAN 7 345 1 | 0.07064 | Yes
GEN-2024-352 | 03 CENTRAL | G03 29SP | 301809 7BARNET 345 344327 7LOOSECRK 345 1 | 542962 IAT G2 1 24.5 542982 IATAN 7 345 1 | 0.05055 | Yes
GEN-2024-352 | 03 CENTRAL | G03 29SP | 345408 7OVERTON 345 541201 SIBLEY 7 345 1 | 542962 IAT G2 1 24.5 542982 IATAN 7 345 1 | 0.13863 | Yes
GEN-2024-352 | 03 CENTRAL | G03 29SP | 301809 7BARNET 345 344327 7LOOSECRK 345 1 | 542968 STILWEL7 345 765571 G21-029-TAP 345 1 | 0.054 | Yes
GEN-2024-352 | 03 CENTRAL | G03 29SP | 300044 7MCCRED 345 345408 7OVERTON 345 1 | Base Case | 0.06946 | Yes
GEN-2024-352 | 03 CENTRAL | G03 29SP | 300044 7MCCRED 345 345230 7MONTGMRY 345 1 | Base Case | 0.0641 | Yes
GEN-2024-352 | 03 CENTRAL | G03 29SP | 345408 7OVERTON 345 541201 SIBLEY 7 345 1 | Base Case | 0.13718 | Yes
GEN-2024-352 | 03 CENTRAL | G03 29SP | 300044 7MCCRED 345 345230 7MONTGMRY 345 1 | GEN300003 1 | 0.0641 | Yes
GEN-2024-352 | 03 CENTRAL | G03 29SP | 300044 7MCCRED 345 345230 7MONTGMRY 345 1 | GEN300003 1_Dup1 | 0.0641 | Yes
GEN-2024-352 | 03 CENTRAL | G03 29SP | 300044 7MCCRED 345 345408 7OVERTON 345 1 | GEN532751 1 | 0.06946 | Yes
GEN-2024-352 | 03 CENTRAL | G03 29SP | 300044 7MCCRED 345 345230 7MONTGMRY 345 1 | GEN532751 1 | 0.0641 | Yes
GEN-2024-352 | 03 CENTRAL | G03 29SP | 345408 7OVERTON 345 541201 SIBLEY 7 345 1 | GEN532751 1 | 0.13718 | Yes
GEN-2024-352 | 03 CENTRAL | G03 29SP | 300044 7MCCRED 345 345408 7OVERTON 345 1 | GEN532751 1_Dup1 | 0.06946 | Yes
GEN-2024-352 | 03 CENTRAL | G03 29SP | 300044 7MCCRED 345 345230 7MONTGMRY 345 1 | GEN532751 1_Dup1 | 0.0641 | Yes
GEN-2024-352 | 03 CENTRAL | G03 29SP | 345408 7OVERTON 345 541201 SIBLEY 7 345 1 | GEN532751 1_Dup1 | 0.13718 | Yes
GEN-2024-352 | 03 CENTRAL | G03 29SP | 345408 7OVERTON 345 541201 SIBLEY 7 345 1 | GEN542957 1 | 0.13718 | Yes
GEN-2024-352 | 03 CENTRAL | G03 29SP | 345408 7OVERTON 345 541201 SIBLEY 7 345 1 | GEN542957 1_Dup1 | 0.13718 | Yes
GEN-2024-352 | 03 CENTRAL | G03 29SP | 300044 7MCCRED 345 345408 7OVERTON 345 1 | GEN542962 2 | 0.06946 | Yes
GEN-2024-352 | 03 CENTRAL | G03 29SP | 345408 7OVERTON 345 541201 SIBLEY 7 345 1 | GEN542962 2 | 0.13718 | Yes
GEN-2024-352 | 03 CENTRAL | G03 29SP | 300044 7MCCRED 345 345408 7OVERTON 345 1 | GEN542962 2_Dup1 | 0.06946 | Yes
GEN-2024-352 | 03 CENTRAL | G03 29SP | 345408 7OVERTON 345 541201 SIBLEY 7 345 1 | GEN542962 2_Dup1 | 0.13718 | Yes
GEN-2024-352 | 03 CENTRAL | G03 29SP | 345408 7OVERTON 345 541201 SIBLEY 7 345 1 | GEN640009 1 | 0.13718 | Yes
GEN-2024-352 | 03 CENTRAL | G03 29SP | 345408 7OVERTON 345 541201 SIBLEY 7 345 1 | GEN640009 1_Dup1 | 0.13718 | Yes
GEN-2024-370 | 03 CENTRAL | G03 29SP | 345408 7OVERTON 345 541201 SIBLEY 7 345 1 | P11:022:NPPD:COOPER1G:1:983:: | 0.05979 | Yes
GEN-2024-370 | 03 CENTRAL | G03 29SP | 345408 7OVERTON 345 541201 SIBLEY 7 345 1 | P11:345:AMMO::CALLAWAY:1 | 0.05979 | Yes
GEN-2024-370 | 03 CENTRAL | G03 29SP | 345408 7OVERTON 345 541201 SIBLEY 7 345 1 | P11:345:WERE:WOLFU1-GEN:EHV: | 0.05979 | Yes
GEN-2024-370 | 03 CENTRAL | G03 29SP | 345408 7OVERTON 345 541201 SIBLEY 7 345 1 | P12:25:EES:7CALAWY 1:1CAL G1:1:HV: | 0.05979 | Yes
GEN-2024-370 | 03 CENTRAL | G03 29SP | 300044 7MCCRED 345 345230 7MONTGMRY 345 1 | P12:345:AMMO::CALLAWAY:LOOSECREEK:EHV | 0.0523 | Yes
GEN-2024-370 | 03 CENTRAL | G03 29SP | 300044 7MCCRED 345 345230 7MONTGMRY 345 1 | P12:345:AMMO::CALLAWAY:LOOSECREEK1:EHV: | 0.0523 | Yes
GEN-2024-370 | 03 CENTRAL | G03 29SP | 300044 7MCCRED 345 345408 7OVERTON 345 1 | P23:345:AMMO:::20LOOSECREEK:EHV: | 0.05277 | Yes
GEN-2024-370 | 03 CENTRAL | G03 29SP | 300044 7MCCRED 345 345230 7MONTGMRY 345 1 | P23:345:AMMO:::20LOOSECREEK:EHV: | 0.06004 | Yes
GEN-2024-370 | 03 CENTRAL | G03 29SP | 345408 7OVERTON 345 541201 SIBLEY 7 345 1 | P23:345:WERE:JEC-345-16:EHV: | 0.06338 | Yes
GEN-2024-370 | 03 CENTRAL | G03 29SP | 345408 7OVERTON 345 541201 SIBLEY 7 345 1 | P23:345:WERE:WOLF-345-50:EHV: | 0.06002 | Yes
GEN-2024-370 | 03 CENTRAL | G03 29SP | 345408 7OVERTON 345 541201 SIBLEY 7 345 1 | P42:345:NPPD:BKR-CPR-3310:::: | 0.05979 | Yes
GEN-2024-370 | 03 CENTRAL | G03 29SP | 301809 7BARNET 345 344327 7LOOSECRK 345 1 | P51:22:KCPL:LACYGNE7:::EHV: | 0.05133 | Yes
GEN-2024-370 | 03 CENTRAL | G03 29SP | 300044 7MCCRED 345 345230 7MONTGMRY 345 1 | P51:22:KCPL:LACYGNE7:::EHV: | 0.05448 | Yes
GEN-2024-370 | 03 CENTRAL | G03 29SP | 345408 7OVERTON 345 541201 SIBLEY 7 345 1 | P51:22:KCPL:LACYGNE7:::EHV: | 0.06701 | Yes
GEN-2024-370 | 03 CENTRAL | G03 29SP | 635018 NORTHBORO 3 345 635570 ORIENT 3 345 1 | P55:345:OPPD:S3458 3::FN13:EHV: | 0.07609 | Yes
GEN-2024-370 | 03 CENTRAL | G03 29SP | 635017 ATCHISON 3 345 640139 COOPER 3 345 1 | P55:345:OPPD:S3458 3::FN13:EHV: | 0.07609 | Yes
GEN-2024-370 | 03 CENTRAL | G03 29SP | 635017 ATCHISON 3 345 635018 NORTHBORO 3 345 1 | P55:345:OPPD:S3458 3::FN13:EHV: | 0.07609 | Yes
GEN-2024-370 | 03 CENTRAL | G03 29SP | 345408 7OVERTON 345 541201 SIBLEY 7 345 1 | 541200 PHILL 7 345 541201 SIBLEY 7 345 1 | 0.07039 | Yes
GEN-2024-370 | 03 CENTRAL | G03 29SP | 345408 7OVERTON 345 541201 SIBLEY 7 345 1 | 542957 IAT G1 1 24.0 542982 IATAN 7 345 1 | 0.06171 | Yes
GEN-2024-370 | 03 CENTRAL | G03 29SP | 345408 7OVERTON 345 541201 SIBLEY 7 345 1 | 542962 IAT G2 1 24.5 542982 IATAN 7 345 1 | 0.06123 | Yes
GEN-2024-370 | 03 CENTRAL | G03 29SP | 635018 NORTHBORO 3 345 635570 ORIENT 3 345 1 | 640139 COOPER 3 345 778170 G24-040-TAP 345 1 | 0.06768 | Yes
GEN-2024-370 | 03 CENTRAL | G03 29SP | 635017 ATCHISON 3 345 640139 COOPER 3 345 1 | 640139 COOPER 3 345 778170 G24-040-TAP 345 1 | 0.06768 | Yes
GEN-2024-370 | 03 CENTRAL | G03 29SP | 635017 ATCHISON 3 345 635018 NORTHBORO 3 345 1 | 640139 COOPER 3 345 778170 G24-040-TAP 345 1 | 0.06768 | Yes
GEN-2024-370 | 03 CENTRAL | G03 29SP | 635018 NORTHBORO 3 345 635570 ORIENT 3 345 1 | 640601 S3771 345 640590 OLIVECREEK 3 345 1 | 0.05139 | Yes
GEN-2024-370 | 03 CENTRAL | G03 29SP | 635017 ATCHISON 3 345 640139 COOPER 3 345 1 | 640601 S3771 345 640590 OLIVECREEK 3 345 1 | 0.05139 | Yes
GEN-2024-370 | 03 CENTRAL | G03 29SP | 635017 ATCHISON 3 345 635018 NORTHBORO 3 345 1 | 640601 S3771 345 640590 OLIVECREEK 3 345 1 | 0.05139 | Yes
GEN-2024-370 | 03 CENTRAL | G03 29SP | 635018 NORTHBORO 3 345 635570 ORIENT 3 345 1 | 645458 S3458 3 345 778170 G24-040-TAP 345 1 | 0.06768 | Yes
GEN-2024-370 | 03 CENTRAL | G03 29SP | 635017 ATCHISON 3 345 640139 COOPER 3 345 1 | 645458 S3458 3 345 778170 G24-040-TAP 345 1 | 0.06768 | Yes
GEN-2024-370 | 03 CENTRAL | G03 29SP | 635017 ATCHISON 3 345 635018 NORTHBORO 3 345 1 | 645458 S3458 3 345 778170 G24-040-TAP 345 1 | 0.06768 | Yes
GEN-2024-370 | 03 CENTRAL | G03 29SP | 345408 7OVERTON 345 541201 SIBLEY 7 345 1 | Base Case | 0.05979 | Yes
GEN-2024-370 | 03 CENTRAL | G03 29SP | 345408 7OVERTON 345 541201 SIBLEY 7 345 1 | GEN532751 1 | 0.05979 | Yes
GEN-2024-370 | 03 CENTRAL | G03 29SP | 345408 7OVERTON 345 541201 SIBLEY 7 345 1 | GEN532751 1_Dup1 | 0.05979 | Yes
GEN-2024-370 | 03 CENTRAL | G03 29SP | 345408 7OVERTON 345 541201 SIBLEY 7 345 1 | GEN542957 1 | 0.05979 | Yes
GEN-2024-370 | 03 CENTRAL | G03 29SP | 345408 7OVERTON 345 541201 SIBLEY 7 345 1 | GEN542957 1_Dup1 | 0.05979 | Yes
GEN-2024-370 | 03 CENTRAL | G03 29SP | 345408 7OVERTON 345 541201 SIBLEY 7 345 1 | GEN542962 2 | 0.05979 | Yes
GEN-2024-370 | 03 CENTRAL | G03 29SP | 345408 7OVERTON 345 541201 SIBLEY 7 345 1 | GEN542962 2_Dup1 | 0.05979 | Yes
GEN-2024-370 | 03 CENTRAL | G03 29SP | 345408 7OVERTON 345 541201 SIBLEY 7 345 1 | GEN640009 1 | 0.05979 | Yes
GEN-2024-370 | 03 CENTRAL | G03 29SP | 345408 7OVERTON 345 541201 SIBLEY 7 345 1 | GEN640009 1_Dup1 | 0.05979 | Yes
GEN-2024-375 | 03 CENTRAL | G03 29SP | 635680 BONDURANT3 345 635730 MONTEZUMA 3 345 1 | P11:022:NPPD:COOPER1G:1:983:: | 0.05583 | Yes
GEN-2024-375 | 03 CENTRAL | G03 29SP | 345408 7OVERTON 345 541201 SIBLEY 7 345 1 | P11:022:NPPD:COOPER1G:1:983:: | 0.08886 | Yes
GEN-2024-375 | 03 CENTRAL | G03 29SP | 300098 5MOCITYB2 161 344557 5MAURER 1 161 1 | P11:22:AECI:1THLG2:1::: | 0.07631 | Yes
GEN-2024-375 | 03 CENTRAL | G03 29SP | 344557 5MAURER 1 161 344558 5MAURER 2 161 Z | P11:22:AECI:1THLG2:1::: | 0.0763 | Yes
GEN-2024-375 | 03 CENTRAL | G03 29SP | 300098 5MOCITYB2 161 344557 5MAURER 1 161 1 | P11:24:AECI:1THLG3:1::: | 0.07631 | Yes
GEN-2024-375 | 03 CENTRAL | G03 29SP | 300044 7MCCRED 345 345230 7MONTGMRY 345 1 | P11:24:AECI:1THLG3:1::: | 0.14551 | Yes
GEN-2024-375 | 03 CENTRAL | G03 29SP | 345408 7OVERTON 345 345409 5OVERTON 1 161 1 | P11:24:AECI:1THLG3:1::: | 0.06852 | Yes
GEN-2024-375 | 03 CENTRAL | G03 29SP | 345408 7OVERTON 345 345411 5OVERTON 2 161 1 | P11:24:AECI:1THLG3:1::: | 0.06683 | Yes
GEN-2024-375 | 03 CENTRAL | G03 29SP | 344006 5ADAIR3 161 344010 5ZACHARY 161 1 | P11:24:AECI:1THLG3:1::: | 0.05474 | Yes
GEN-2024-375 | 03 CENTRAL | G03 29SP | 344000 7ZACHARY 345 344010 5ZACHARY 161 1 | P11:24:AECI:1THLG3:1::: | 0.05474 | Yes
GEN-2024-375 | 03 CENTRAL | G03 29SP | 344557 5MAURER 1 161 344558 5MAURER 2 161 Z | P11:24:AECI:1THLG3:1::: | 0.0763 | Yes
GEN-2024-375 | 03 CENTRAL | G03 29SP | 345408 7OVERTON 345 345418 7BARNET 345 1 | P11:24:AECI:1THLG3:1::: | 0.05833 | Yes
GEN-2024-375 | 03 CENTRAL | G03 29SP | 345435 7MAYWOOD 345 345992 7SPENCER 345 1 | P11:26:XEL:SHERCO33G:3 | 0.06142 | Yes
GEN-2024-375 | 03 CENTRAL | G03 29SP | 345230 7MONTGMRY 345 345992 7SPENCER 345 1 | P11:26:XEL:SHERCO33G:3 | 0.06142 | Yes
GEN-2024-375 | 03 CENTRAL | G03 29SP | 344011 7HUGHES 345 631143 OTTUMWA3 345 1 | P11:26:XEL:SHERCO33G:3 | 0.05317 | Yes
GEN-2024-375 | 03 CENTRAL | G03 29SP | 344000 7ZACHARY 345 344011 7HUGHES 345 1 | P11:26:XEL:SHERCO33G:3 | 0.05317 | Yes
GEN-2024-375 | 03 CENTRAL | G03 29SP | 300098 5MOCITYB2 161 344557 5MAURER 1 161 1 | P11:345:AMMO::CALLAWAY:1 | 0.07631 | Yes
GEN-2024-375 | 03 CENTRAL | G03 29SP | 345419 7CLINTON 345 542968 STILWEL7 345 1 | P11:345:AMMO::CALLAWAY:1 | 0.07039 | Yes
GEN-2024-375 | 03 CENTRAL | G03 29SP | 345419 7CLINTON 345 542968 STILWEL7 345 2 | P11:345:AMMO::CALLAWAY:1 | 0.07039 | Yes
GEN-2024-375 | 03 CENTRAL | G03 29SP | 301810 7CLINTN 345 345419 7CLINTON 345 2 | P11:345:AMMO::CALLAWAY:1 | 0.05727 | Yes
GEN-2024-375 | 03 CENTRAL | G03 29SP | 301810 7CLINTN 345 345419 7CLINTON 345 1 | P11:345:AMMO::CALLAWAY:1 | 0.05727 | Yes
GEN-2024-375 | 03 CENTRAL | G03 29SP | 345408 7OVERTON 345 541201 SIBLEY 7 345 1 | P11:345:AMMO::CALLAWAY:1 | 0.08886 | Yes
GEN-2024-375 | 03 CENTRAL | G03 29SP | 344557 5MAURER 1 161 344558 5MAURER 2 161 Z | P11:345:AMMO::CALLAWAY:1 | 0.0763 | Yes
GEN-2024-375 | 03 CENTRAL | G03 29SP | 344000 7ZACHARY 345 344011 7HUGHES 345 1 | P11:345:AMMO::HIGH-PRAIRIE:WF | 0.05317 | Yes
GEN-2024-375 | 03 CENTRAL | G03 29SP | 635680 BONDURANT3 345 635730 MONTEZUMA 3 345 1 | P11:345:MEC:GDMEC:3:ST | 0.05583 | Yes
GEN-2024-375 | 03 CENTRAL | G03 29SP | 631143 OTTUMWA3 345 635730 MONTEZUMA 3 345 1 | P11:345:MEC:GDMEC:3:ST | 0.05174 | Yes
GEN-2024-375 | 03 CENTRAL | G03 29SP | 344011 7HUGHES 345 631143 OTTUMWA3 345 1 | P11:345:MEC:GDMEC:3:ST | 0.05317 | Yes
GEN-2024-375 | 03 CENTRAL | G03 29SP | 344000 7ZACHARY 345 344011 7HUGHES 345 1 | P11:345:MEC:GDMEC:3:ST | 0.05317 | Yes
GEN-2024-375 | 03 CENTRAL | G03 29SP | 345435 7MAYWOOD 345 345992 7SPENCER 345 1 | P11:345:MEC:LOUISA:1 | 0.06142 | Yes
GEN-2024-375 | 03 CENTRAL | G03 29SP | 300133 5THMHLB3 161 344004 5ADAIR1 161 1 | P11:345:MEC:LOUISA:1 | 0.06528 | Yes
GEN-2024-375 | 03 CENTRAL | G03 29SP | 345230 7MONTGMRY 345 345992 7SPENCER 345 1 | P11:345:MEC:LOUISA:1 | 0.06142 | Yes
GEN-2024-375 | 03 CENTRAL | G03 29SP | 344001 5ADAIR2 161 344004 5ADAIR1 161 Z | P11:345:MEC:LOUISA:1 | 0.06805 | Yes
GEN-2024-375 | 03 CENTRAL | G03 29SP | 344011 7HUGHES 345 631143 OTTUMWA3 345 1 | P11:345:MEC:LOUISA:1 | 0.05317 | Yes
GEN-2024-375 | 03 CENTRAL | G03 29SP | 344000 7ZACHARY 345 344011 7HUGHES 345 1 | P11:345:MEC:LOUISA:1 | 0.05317 | Yes
GEN-2024-375 | 03 CENTRAL | G03 29SP | 635680 BONDURANT3 345 635730 MONTEZUMA 3 345 1 | P11:345:MEC:WSEC:3 | 0.05583 | Yes
GEN-2024-375 | 03 CENTRAL | G03 29SP | 635680 BONDURANT3 345 635730 MONTEZUMA 3 345 1 | P11:345:MEC:WSEC:4 | 0.05583 | Yes
GEN-2024-375 | 03 CENTRAL | G03 29SP | 631143 OTTUMWA3 345 635730 MONTEZUMA 3 345 1 | P11:345:MEC:WSEC:4 | 0.05174 | Yes
GEN-2024-375 | 03 CENTRAL | G03 29SP | 344011 7HUGHES 345 631143 OTTUMWA3 345 1 | P11:345:MEC:WSEC:4 | 0.05317 | Yes
GEN-2024-375 | 03 CENTRAL | G03 29SP | 300126 5MOBTAP 161 345221 5MOBERLY 1 161 Z1 | P11:345:WERE:WOLFU1-GEN:EHV: | 0.10537 | Yes
GEN-2024-375 | 03 CENTRAL | G03 29SP | 345221 5MOBERLY 1 161 543062 SALSBRY5 161 1 | P11:345:WERE:WOLFU1-GEN:EHV: | 0.17715 | Yes
GEN-2024-375 | 03 CENTRAL | G03 29SP | 300044 7MCCRED 345 345230 7MONTGMRY 345 1 | P11:345:WERE:WOLFU1-GEN:EHV: | 0.14551 | Yes
GEN-2024-375 | 03 CENTRAL | G03 29SP | 345411 5OVERTON 2 161 768980 G22-100-TAP 161 1 | P11:345:WERE:WOLFU1-GEN:EHV: | 0.09579 | Yes
GEN-2024-375 | 03 CENTRAL | G03 29SP | 345408 7OVERTON 345 541201 SIBLEY 7 345 1 | P11:345:WERE:WOLFU1-GEN:EHV: | 0.08886 | Yes
GEN-2024-375 | 03 CENTRAL | G03 29SP | 345221 5MOBERLY 1 161 543062 SALSBRY5 161 1 | P12:161:AECI-AMMO:MSSRCTY:MRR:1:: | 0.20253 | Yes
GEN-2024-375 | 03 CENTRAL | G03 29SP | 345435 7MAYWOOD 345 345992 7SPENCER 345 1 | P12:161:AECI-AMMO:THHILL:ADR:1,CASC_R1:: | 0.08158 | Yes
GEN-2024-375 | 03 CENTRAL | G03 29SP | 300126 5MOBTAP 161 345221 5MOBERLY 1 161 Z1 | P12:161:AECI-AMMO:THHILL:ADR:1,CASC_R1:: | 0.09595 | Yes
GEN-2024-375 | 03 CENTRAL | G03 29SP | 345230 7MONTGMRY 345 345992 7SPENCER 345 1 | P12:161:AECI-AMMO:THHILL:ADR:1,CASC_R1:: | 0.08158 | Yes
GEN-2024-375 | 03 CENTRAL | G03 29SP | 345219 5MOBERLY 2 161 345409 5OVERTON 1 161 1 | P12:161:AECI-AMMO:THHILL:ADR:1,CASC_R1:: | 0.06467 | Yes
GEN-2024-375 | 03 CENTRAL | G03 29SP | 345219 5MOBERLY 2 161 345221 5MOBERLY 1 161 Z | P12:161:AECI-AMMO:THHILL:ADR:1,CASC_R1:: | 0.07283 | Yes
GEN-2024-375 | 03 CENTRAL | G03 29SP | 345435 7MAYWOOD 345 345992 7SPENCER 345 1 | P12:161:AECI-AMMO:THHILL:ADR:1:: | 0.08158 | Yes
GEN-2024-375 | 03 CENTRAL | G03 29SP | 300126 5MOBTAP 161 345221 5MOBERLY 1 161 Z1 | P12:161:AECI-AMMO:THHILL:ADR:1:: | 0.09595 | Yes
GEN-2024-375 | 03 CENTRAL | G03 29SP | 345230 7MONTGMRY 345 345992 7SPENCER 345 1 | P12:161:AECI-AMMO:THHILL:ADR:1:: | 0.08158 | Yes
GEN-2024-375 | 03 CENTRAL | G03 29SP | 345219 5MOBERLY 2 161 345409 5OVERTON 1 161 1 | P12:161:AECI-AMMO:THHILL:ADR:1:: | 0.06467 | Yes
GEN-2024-375 | 03 CENTRAL | G03 29SP | 345219 5MOBERLY 2 161 345221 5MOBERLY 1 161 Z | P12:161:AECI-AMMO:THHILL:ADR:1:: | 0.07283 | Yes
GEN-2024-375 | 03 CENTRAL | G03 29SP | 344558 5MAURER 2 161 543060 CAROLTN5 161 1 | P12:161:AECI-INDN:ECKLES-5MOCITYB1:::HV: | 0.07489 | Yes
GEN-2024-375 | 03 CENTRAL | G03 29SP | 300126 5MOBTAP 161 345221 5MOBERLY 1 161 Z1 | P12:161:AECI-KCPL:THMSH:SLSBR:1:: | 0.24521 | Yes
GEN-2024-375 | 03 CENTRAL | G03 29SP | 345221 5MOBERLY 1 161 543062 SALSBRY5 161 1 | P12:161:AECI-KCPL:THMSH:SLSBR:1:: | 0.32689 | Yes
GEN-2024-375 | 03 CENTRAL | G03 29SP | 300098 5MOCITYB2 161 344557 5MAURER 1 161 1 | P12:161:AECI-KCPL:THMSH:SLSBR:1:: | 0.10902 | Yes
GEN-2024-375 | 03 CENTRAL | G03 29SP | 344557 5MAURER 1 161 344558 5MAURER 2 161 Z | P12:161:AECI-KCPL:THMSH:SLSBR:1:: | 0.10901 | Yes
GEN-2024-375 | 03 CENTRAL | G03 29SP | 345411 5OVERTON 2 161 768980 G22-100-TAP 161 1 | P12:161:AECI-KCPL:THMSH:SLSBR:1:: | 0.11035 | Yes
GEN-2024-375 | 03 CENTRAL | G03 29SP | 345408 7OVERTON 345 345409 5OVERTON 1 161 1 | P12:161:AMMO::LOOSECREEK:MARIOSADELTA1:HV: | 0.071 | Yes
GEN-2024-375 | 03 CENTRAL | G03 29SP | 345408 7OVERTON 345 345411 5OVERTON 2 161 1 | P12:161:AMMO::LOOSECREEK:MARIOSADELTA1:HV: | 0.06926 | Yes
GEN-2024-375 | 03 CENTRAL | G03 29SP | 345219 5MOBERLY 2 161 345221 5MOBERLY 1 161 Z | P12:161:AMMO:344001 5ADAIR2 161344004 5ADAIR1 161Z:::HV: | 0.07041 | Yes
GEN-2024-375 | 03 CENTRAL | G03 29SP | 345221 5MOBERLY 1 161 543062 SALSBRY5 161 1 | P12:161:AMMO:345219 5MOBERLY 2161345221 5MOBERLY 1161Z:::HV: | 0.16545 | Yes
GEN-2024-375 | 03 CENTRAL | G03 29SP | 345221 5MOBERLY 1 161 543062 SALSBRY5 161 1 | P12:161:AMMO-AECI::MISSOURICITY:MAURERLAKE:HV | 0.20253 | Yes
GEN-2024-375 | 03 CENTRAL | G03 29SP | 345221 5MOBERLY 1 161 543062 SALSBRY5 161 1 | P12:161:AMMO-AECI::MISSOURICITY:MAURERLAKE5:HV: | 0.20253 | Yes
GEN-2024-375 | 03 CENTRAL | G03 29SP | 345221 5MOBERLY 1 161 543062 SALSBRY5 161 1 | P12:161:AMMO-AECI::MOBERLY:THOMASHILL1:HV: | 0.12005 | Yes
GEN-2024-375 | 03 CENTRAL | G03 29SP | 345408 7OVERTON 345 345409 5OVERTON 1 161 1 | P12:161:AMMO-AECI::MOBERLY:THOMASHILL1:HV: | 0.07889 | Yes
GEN-2024-375 | 03 CENTRAL | G03 29SP | 345408 7OVERTON 345 345411 5OVERTON 2 161 1 | P12:161:AMMO-AECI::MOBERLY:THOMASHILL1:HV: | 0.07682 | Yes
GEN-2024-375 | 03 CENTRAL | G03 29SP | 345219 5MOBERLY 2 161 345409 5OVERTON 1 161 1 | P12:161:AMMO-AECI::MOBERLY:THOMASHILL1:HV: | 0.0995 | Yes
GEN-2024-375 | 03 CENTRAL | G03 29SP | 345435 7MAYWOOD 345 345992 7SPENCER 345 1 | P12:161:AMMO-AECI::THOMASHILL:ADAIR:HV | 0.08158 | Yes
GEN-2024-375 | 03 CENTRAL | G03 29SP | 300126 5MOBTAP 161 345221 5MOBERLY 1 161 Z1 | P12:161:AMMO-AECI::THOMASHILL:ADAIR:HV | 0.09595 | Yes
GEN-2024-375 | 03 CENTRAL | G03 29SP | 345230 7MONTGMRY 345 345992 7SPENCER 345 1 | P12:161:AMMO-AECI::THOMASHILL:ADAIR:HV | 0.08158 | Yes
GEN-2024-375 | 03 CENTRAL | G03 29SP | 345219 5MOBERLY 2 161 345409 5OVERTON 1 161 1 | P12:161:AMMO-AECI::THOMASHILL:ADAIR:HV | 0.06467 | Yes
GEN-2024-375 | 03 CENTRAL | G03 29SP | 345219 5MOBERLY 2 161 345221 5MOBERLY 1 161 Z | P12:161:AMMO-AECI::THOMASHILL:ADAIR:HV | 0.07283 | Yes
GEN-2024-375 | 03 CENTRAL | G03 29SP | 345435 7MAYWOOD 345 345992 7SPENCER 345 1 | P12:161:AMMO-AECI::THOMASHILL:ADAIR1:HV: | 0.08158 | Yes
GEN-2024-375 | 03 CENTRAL | G03 29SP | 300126 5MOBTAP 161 345221 5MOBERLY 1 161 Z1 | P12:161:AMMO-AECI::THOMASHILL:ADAIR1:HV: | 0.09595 | Yes
GEN-2024-375 | 03 CENTRAL | G03 29SP | 345230 7MONTGMRY 345 345992 7SPENCER 345 1 | P12:161:AMMO-AECI::THOMASHILL:ADAIR1:HV: | 0.08158 | Yes
GEN-2024-375 | 03 CENTRAL | G03 29SP | 345219 5MOBERLY 2 161 345409 5OVERTON 1 161 1 | P12:161:AMMO-AECI::THOMASHILL:ADAIR1:HV: | 0.06467 | Yes
GEN-2024-375 | 03 CENTRAL | G03 29SP | 345219 5MOBERLY 2 161 345221 5MOBERLY 1 161 Z | P12:161:AMMO-AECI::THOMASHILL:ADAIR1:HV: | 0.07283 | Yes
GEN-2024-375 | 03 CENTRAL | G03 29SP | 344001 5ADAIR2 161 344006 5ADAIR3 161 Z | P12:161:AMMO-ITC::APANOSE:ADAIR:HV | 0.06548 | Yes
GEN-2024-375 | 03 CENTRAL | G03 29SP | 344011 7HUGHES 345 631143 OTTUMWA3 345 1 | P12:161:AMMO-ITC::APANOSE:ADAIR:HV | 0.05927 | Yes
GEN-2024-375 | 03 CENTRAL | G03 29SP | 344000 7ZACHARY 345 344011 7HUGHES 345 1 | P12:161:AMMO-ITC::APANOSE:ADAIR:HV | 0.05927 | Yes
GEN-2024-375 | 03 CENTRAL | G03 29SP | 344001 5ADAIR2 161 344006 5ADAIR3 161 Z | P12:161:AMMO-ITC::APANOSE:ADAIR1:HV: | 0.06548 | Yes
GEN-2024-375 | 03 CENTRAL | G03 29SP | 344011 7HUGHES 345 631143 OTTUMWA3 345 1 | P12:161:AMMO-ITC::APANOSE:ADAIR1:HV: | 0.05927 | Yes
GEN-2024-375 | 03 CENTRAL | G03 29SP | 344000 7ZACHARY 345 344011 7HUGHES 345 1 | P12:161:AMMO-ITC::APANOSE:ADAIR1:HV: | 0.05927 | Yes
GEN-2024-375 | 03 CENTRAL | G03 29SP | 300098 5MOCITYB2 161 344557 5MAURER 1 161 1 | P12:25:EES:7CALAWY 1:1CAL G1:1:HV: | 0.07631 | Yes
GEN-2024-375 | 03 CENTRAL | G03 29SP | 345419 7CLINTON 345 542968 STILWEL7 345 1 | P12:25:EES:7CALAWY 1:1CAL G1:1:HV: | 0.07039 | Yes
GEN-2024-375 | 03 CENTRAL | G03 29SP | 345419 7CLINTON 345 542968 STILWEL7 345 2 | P12:25:EES:7CALAWY 1:1CAL G1:1:HV: | 0.07039 | Yes
GEN-2024-375 | 03 CENTRAL | G03 29SP | 301810 7CLINTN 345 345419 7CLINTON 345 2 | P12:25:EES:7CALAWY 1:1CAL G1:1:HV: | 0.05727 | Yes
GEN-2024-375 | 03 CENTRAL | G03 29SP | 301810 7CLINTN 345 345419 7CLINTON 345 1 | P12:25:EES:7CALAWY 1:1CAL G1:1:HV: | 0.05727 | Yes
GEN-2024-375 | 03 CENTRAL | G03 29SP | 345408 7OVERTON 345 541201 SIBLEY 7 345 1 | P12:25:EES:7CALAWY 1:1CAL G1:1:HV: | 0.08886 | Yes
GEN-2024-375 | 03 CENTRAL | G03 29SP | 344557 5MAURER 1 161 344558 5MAURER 2 161 Z | P12:25:EES:7CALAWY 1:1CAL G1:1:HV: | 0.0763 | Yes
GEN-2024-375 | 03 CENTRAL | G03 29SP | 345408 7OVERTON 345 345409 5OVERTON 1 161 1 | P12:345:AECI::MCCREDIE:KINGDOMCITY:EHV | 0.06897 | Yes
GEN-2024-375 | 03 CENTRAL | G03 29SP | 345408 7OVERTON 345 345411 5OVERTON 2 161 1 | P12:345:AECI::MCCREDIE:KINGDOMCITY:EHV | 0.06727 | Yes
GEN-2024-375 | 03 CENTRAL | G03 29SP | 300133 5THMHLB3 161 344004 5ADAIR1 161 1 | P12:345:AECI::MCCREDIE:THOMASHILL:EHV | 0.09398 | Yes
GEN-2024-375 | 03 CENTRAL | G03 29SP | 300126 5MOBTAP 161 345221 5MOBERLY 1 161 Z1 | P12:345:AECI::MCCREDIE:THOMASHILL:EHV | 0.07129 | Yes
GEN-2024-375 | 03 CENTRAL | G03 29SP | 300499 5HINTON 161 343001 5BOLSTAD 161 1 | P12:345:AECI::MCCREDIE:THOMASHILL:EHV | 0.06851 | Yes
GEN-2024-375 | 03 CENTRAL | G03 29SP | 344001 5ADAIR2 161 344004 5ADAIR1 161 Z | P12:345:AECI::MCCREDIE:THOMASHILL:EHV | 0.09726 | Yes
GEN-2024-375 | 03 CENTRAL | G03 29SP | 345219 5MOBERLY 2 161 345409 5OVERTON 1 161 1 | P12:345:AECI::MCCREDIE:THOMASHILL:EHV | 0.08841 | Yes
GEN-2024-375 | 03 CENTRAL | G03 29SP | 343001 5BOLSTAD 161 343007 5REBEL 161 1 | P12:345:AECI::MCCREDIE:THOMASHILL:EHV | 0.05613 | Yes
GEN-2024-375 | 03 CENTRAL | G03 29SP | 344001 5ADAIR2 161 344006 5ADAIR3 161 Z | P12:345:AECI::MCCREDIE:THOMASHILL:EHV | 0.07874 | Yes
GEN-2024-375 | 03 CENTRAL | G03 29SP | 344558 5MAURER 2 161 543060 CAROLTN5 161 1 | P12:345:AECI::MCCREDIE:THOMASHILL:EHV | 0.08663 | Yes
GEN-2024-375 | 03 CENTRAL | G03 29SP | 300044 7MCCRED 345 345230 7MONTGMRY 345 1 | P12:345:AECI::MCCREDIE:THOMASHILL:EHV | 0.08061 | Yes
GEN-2024-375 | 03 CENTRAL | G03 29SP | 345219 5MOBERLY 2 161 345221 5MOBERLY 1 161 Z | P12:345:AECI::MCCREDIE:THOMASHILL:EHV | 0.09738 | Yes
GEN-2024-375 | 03 CENTRAL | G03 29SP | 343007 5REBEL 161 343014 5GRINDSTN 161 1 | P12:345:AECI::MCCREDIE:THOMASHILL:EHV | 0.05613 | Yes
GEN-2024-375 | 03 CENTRAL | G03 29SP | 301810 7CLINTN 345 345419 7CLINTON 345 1 | P12:345:AECI:BLCKBRRY:JSPR345:1:: | 0.05916 | Yes
GEN-2024-375 | 03 CENTRAL | G03 29SP | 301810 7CLINTN 345 345419 7CLINTON 345 2 | P12:345:AECI:BLCKBRRY:JSPR345:1:: | 0.05916 | Yes
GEN-2024-375 | 03 CENTRAL | G03 29SP | 345419 7CLINTON 345 542968 STILWEL7 345 1 | P12:345:AECI:BLCKBRRY:JSPR345:1:: | 0.07287 | Yes
GEN-2024-375 | 03 CENTRAL | G03 29SP | 345419 7CLINTON 345 542968 STILWEL7 345 2 | P12:345:AECI:BLCKBRRY:JSPR345:1:: | 0.07287 | Yes
GEN-2024-375 | 03 CENTRAL | G03 29SP | 301810 7CLINTN 345 345419 7CLINTON 345 1 | P12:345:AECI:BLCKBRRY:SPRTSMN3_2::: | 0.05767 | Yes
GEN-2024-375 | 03 CENTRAL | G03 29SP | 301810 7CLINTN 345 345419 7CLINTON 345 2 | P12:345:AECI:BLCKBRRY:SPRTSMN3_2::: | 0.05767 | Yes
GEN-2024-375 | 03 CENTRAL | G03 29SP | 345419 7CLINTON 345 542968 STILWEL7 345 2 | P12:345:AECI:BLCKBRRY:SPRTSMN3_2::: | 0.07091 | Yes
GEN-2024-375 | 03 CENTRAL | G03 29SP | 345419 7CLINTON 345 542968 STILWEL7 345 1 | P12:345:AECI:BLCKBRRY:SPRTSMN3_2::: | 0.07091 | Yes
GEN-2024-375 | 03 CENTRAL | G03 29SP | 300133 5THMHLB3 161 344004 5ADAIR1 161 1 | P12:345:AECI:MCCREDIE:TH_HILL:1:: | 0.09398 | Yes
GEN-2024-375 | 03 CENTRAL | G03 29SP | 300126 5MOBTAP 161 345221 5MOBERLY 1 161 Z1 | P12:345:AECI:MCCREDIE:TH_HILL:1:: | 0.07129 | Yes
GEN-2024-375 | 03 CENTRAL | G03 29SP | 300499 5HINTON 161 343001 5BOLSTAD 161 1 | P12:345:AECI:MCCREDIE:TH_HILL:1:: | 0.06851 | Yes
GEN-2024-375 | 03 CENTRAL | G03 29SP | 344001 5ADAIR2 161 344004 5ADAIR1 161 Z | P12:345:AECI:MCCREDIE:TH_HILL:1:: | 0.09726 | Yes
GEN-2024-375 | 03 CENTRAL | G03 29SP | 345219 5MOBERLY 2 161 345409 5OVERTON 1 161 1 | P12:345:AECI:MCCREDIE:TH_HILL:1:: | 0.08841 | Yes
GEN-2024-375 | 03 CENTRAL | G03 29SP | 343001 5BOLSTAD 161 343007 5REBEL 161 1 | P12:345:AECI:MCCREDIE:TH_HILL:1:: | 0.05613 | Yes
GEN-2024-375 | 03 CENTRAL | G03 29SP | 344001 5ADAIR2 161 344006 5ADAIR3 161 Z | P12:345:AECI:MCCREDIE:TH_HILL:1:: | 0.07874 | Yes
GEN-2024-375 | 03 CENTRAL | G03 29SP | 344558 5MAURER 2 161 543060 CAROLTN5 161 1 | P12:345:AECI:MCCREDIE:TH_HILL:1:: | 0.08663 | Yes
GEN-2024-375 | 03 CENTRAL | G03 29SP | 300044 7MCCRED 345 345230 7MONTGMRY 345 1 | P12:345:AECI:MCCREDIE:TH_HILL:1:: | 0.08061 | Yes
GEN-2024-375 | 03 CENTRAL | G03 29SP | 345219 5MOBERLY 2 161 345221 5MOBERLY 1 161 Z | P12:345:AECI:MCCREDIE:TH_HILL:1:: | 0.09738 | Yes
GEN-2024-375 | 03 CENTRAL | G03 29SP | 343007 5REBEL 161 343014 5GRINDSTN 161 1 | P12:345:AECI:MCCREDIE:TH_HILL:1:: | 0.05613 | Yes
GEN-2024-375 | 03 CENTRAL | G03 29SP | 345435 7MAYWOOD 345 345992 7SPENCER 345 1 | P12:345:AECI-AMMO:BLL:MONTGUE:1:: | 0.06602 | Yes
GEN-2024-375 | 03 CENTRAL | G03 29SP | 345230 7MONTGMRY 345 345992 7SPENCER 345 1 | P12:345:AECI-AMMO:BLL:MONTGUE:1:: | 0.06602 | Yes
GEN-2024-375 | 03 CENTRAL | G03 29SP | 300041 7FRANKS 345 344327 7LOOSECRK 345 1 | P12:345:AECI-AMMO:FRANKS:BLAND:1:: | 0.05368 | Yes
GEN-2024-375 | 03 CENTRAL | G03 29SP | 300126 5MOBTAP 161 345221 5MOBERLY 1 161 Z1 | P12:345:AECI-AMMO:MCCRD:OVRTN:1,CASC_R1:: | 0.10424 | Yes
GEN-2024-375 | 03 CENTRAL | G03 29SP | 345219 5MOBERLY 2 161 345409 5OVERTON 1 161 1 | P12:345:AECI-AMMO:MCCRD:OVRTN:1,CASC_R1:: | 0.0594 | Yes
GEN-2024-375 | 03 CENTRAL | G03 29SP | 345219 5MOBERLY 2 161 345221 5MOBERLY 1 161 Z | P12:345:AECI-AMMO:MCCRD:OVRTN:1,CASC_R1:: | 0.06621 | Yes
GEN-2024-375 | 03 CENTRAL | G03 29SP | 345408 7OVERTON 345 345418 7BARNET 345 1 | P12:345:AECI-AMMO:MCCRD:OVRTN:1,CASC_R1:: | 0.05366 | Yes
GEN-2024-375 | 03 CENTRAL | G03 29SP | 300126 5MOBTAP 161 345221 5MOBERLY 1 161 Z1 | P12:345:AECI-AMMO:MCCRD:OVRTN:1:: | 0.10424 | Yes
GEN-2024-375 | 03 CENTRAL | G03 29SP | 345219 5MOBERLY 2 161 345409 5OVERTON 1 161 1 | P12:345:AECI-AMMO:MCCRD:OVRTN:1:: | 0.0594 | Yes
GEN-2024-375 | 03 CENTRAL | G03 29SP | 345219 5MOBERLY 2 161 345221 5MOBERLY 1 161 Z | P12:345:AECI-AMMO:MCCRD:OVRTN:1:: | 0.06621 | Yes
GEN-2024-375 | 03 CENTRAL | G03 29SP | 345408 7OVERTON 345 345418 7BARNET 345 1 | P12:345:AECI-AMMO:MCCRD:OVRTN:1:: | 0.05366 | Yes
GEN-2024-375 | 03 CENTRAL | G03 29SP | 345435 7MAYWOOD 345 345445 7SKNKRVR 345 1 | P12:345:AMIL::HERLEMAN:MAYWOOD:EHV | 0.0518 | Yes
GEN-2024-375 | 03 CENTRAL | G03 29SP | 300041 7FRANKS 345 344327 7LOOSECRK 345 1 | P12:345:AMMO::BLAND:FRANKS:EHV | 0.05368 | Yes
GEN-2024-375 | 03 CENTRAL | G03 29SP | 300041 7FRANKS 345 344327 7LOOSECRK 345 1 | P12:345:AMMO::BLAND:FRANKS3:EHV: | 0.05368 | Yes
GEN-2024-375 | 03 CENTRAL | G03 29SP | 300041 7FRANKS 345 344327 7LOOSECRK 345 1 | P12:345:AMMO::CALLAWAY:BLAND:EHV | 0.05674 | Yes
GEN-2024-375 | 03 CENTRAL | G03 29SP | 300041 7FRANKS 345 344327 7LOOSECRK 345 1 | P12:345:AMMO::CALLAWAY:BLAND1:EHV: | 0.05674 | Yes
GEN-2024-375 | 03 CENTRAL | G03 29SP | 300044 7MCCRED 345 345230 7MONTGMRY 345 1 | P12:345:AMMO::CALLAWAY:LOOSECREEK:EHV | 0.14887 | Yes
GEN-2024-375 | 03 CENTRAL | G03 29SP | 300044 7MCCRED 345 345230 7MONTGMRY 345 1 | P12:345:AMMO::CALLAWAY:LOOSECREEK1:EHV: | 0.14887 | Yes
GEN-2024-375 | 03 CENTRAL | G03 29SP | 344000 7ZACHARY 345 344011 7HUGHES 345 1 | P12:345:AMMO::HUGHES:HPW5325:EHV: | 0.05317 | Yes
GEN-2024-375 | 03 CENTRAL | G03 29SP | 344154 7BLAND 345 344224 7CALAWY 1 345 1 | P12:345:AMMO::LOOSECREEK:FRANKS:EHV | 0.05698 | Yes
GEN-2024-375 | 03 CENTRAL | G03 29SP | 344154 7BLAND 345 344224 7CALAWY 1 345 1 | P12:345:AMMO::LOOSECREEK:FRANKS1:EHV: | 0.05698 | Yes
GEN-2024-375 | 03 CENTRAL | G03 29SP | 345408 7OVERTON 345 345409 5OVERTON 1 161 1 | P12:345:AMMO::LOOSECREEK:MARIOSADELTA:HV | 0.071 | Yes
GEN-2024-375 | 03 CENTRAL | G03 29SP | 345408 7OVERTON 345 345411 5OVERTON 2 161 1 | P12:345:AMMO::LOOSECREEK:MARIOSADELTA:HV | 0.06926 | Yes
GEN-2024-375 | 03 CENTRAL | G03 29SP | 300133 5THMHLB3 161 344004 5ADAIR1 161 1 | P12:345:AMMO::MAYWOOD:SPENCERCREEK:EHV | 0.07154 | Yes
GEN-2024-375 | 03 CENTRAL | G03 29SP | 344001 5ADAIR2 161 344004 5ADAIR1 161 Z | P12:345:AMMO::MAYWOOD:SPENCERCREEK:EHV | 0.07456 | Yes
GEN-2024-375 | 03 CENTRAL | G03 29SP | 344001 5ADAIR2 161 344006 5ADAIR3 161 Z | P12:345:AMMO::MAYWOOD:SPENCERCREEK:EHV | 0.06014 | Yes
GEN-2024-375 | 03 CENTRAL | G03 29SP | 300044 7MCCRED 345 345230 7MONTGMRY 345 1 | P12:345:AMMO::MAYWOOD:SPENCERCREEK:EHV | 0.13136 | Yes
GEN-2024-375 | 03 CENTRAL | G03 29SP | 300133 5THMHLB3 161 344004 5ADAIR1 161 1 | P12:345:AMMO::MAYWOOD:SPENCERCREEK4590:EHV: | 0.07154 | Yes
GEN-2024-375 | 03 CENTRAL | G03 29SP | 344001 5ADAIR2 161 344004 5ADAIR1 161 Z | P12:345:AMMO::MAYWOOD:SPENCERCREEK4590:EHV: | 0.07456 | Yes
GEN-2024-375 | 03 CENTRAL | G03 29SP | 344001 5ADAIR2 161 344006 5ADAIR3 161 Z | P12:345:AMMO::MAYWOOD:SPENCERCREEK4590:EHV: | 0.06014 | Yes
GEN-2024-375 | 03 CENTRAL | G03 29SP | 300044 7MCCRED 345 345230 7MONTGMRY 345 1 | P12:345:AMMO::MAYWOOD:SPENCERCREEK4590:EHV: | 0.13136 | Yes
GEN-2024-375 | 03 CENTRAL | G03 29SP | 300133 5THMHLB3 161 344004 5ADAIR1 161 1 | P12:345:AMMO::MONTGOMERY:SPENCERCREEK:EHV | 0.07154 | Yes
GEN-2024-375 | 03 CENTRAL | G03 29SP | 344001 5ADAIR2 161 344004 5ADAIR1 161 Z | P12:345:AMMO::MONTGOMERY:SPENCERCREEK:EHV | 0.07456 | Yes
GEN-2024-375 | 03 CENTRAL | G03 29SP | 344001 5ADAIR2 161 344006 5ADAIR3 161 Z | P12:345:AMMO::MONTGOMERY:SPENCERCREEK:EHV | 0.06014 | Yes
GEN-2024-375 | 03 CENTRAL | G03 29SP | 300044 7MCCRED 345 345230 7MONTGMRY 345 1 | P12:345:AMMO::MONTGOMERY:SPENCERCREEK:EHV | 0.13136 | Yes
GEN-2024-375 | 03 CENTRAL | G03 29SP | 300133 5THMHLB3 161 344004 5ADAIR1 161 1 | P12:345:AMMO::MONTGOMERY:SPENCERCREEK1:EHV: | 0.07154 | Yes
GEN-2024-375 | 03 CENTRAL | G03 29SP | 344001 5ADAIR2 161 344004 5ADAIR1 161 Z | P12:345:AMMO::MONTGOMERY:SPENCERCREEK1:EHV: | 0.07456 | Yes
GEN-2024-375 | 03 CENTRAL | G03 29SP | 344001 5ADAIR2 161 344006 5ADAIR3 161 Z | P12:345:AMMO::MONTGOMERY:SPENCERCREEK1:EHV: | 0.06014 | Yes
GEN-2024-375 | 03 CENTRAL | G03 29SP | 300044 7MCCRED 345 345230 7MONTGMRY 345 1 | P12:345:AMMO::MONTGOMERY:SPENCERCREEK1:EHV: | 0.13136 | Yes
GEN-2024-375 | 03 CENTRAL | G03 29SP | 344011 7HUGHES 345 631143 OTTUMWA3 345 1 | P12:345:AMMO::MTPL:MAYWOOD1:EHV: | 0.06726 | Yes
GEN-2024-375 | 03 CENTRAL | G03 29SP | 344000 7ZACHARY 345 344011 7HUGHES 345 1 | P12:345:AMMO::MTPL:MAYWOOD1:EHV: | 0.06726 | Yes
GEN-2024-375 | 03 CENTRAL | G03 29SP | 345435 7MAYWOOD 345 345445 7SKNKRVR 345 1 | P12:345:AMMO::ZACHARY:HUGHES:EHV | 0.06565 | Yes
GEN-2024-375 | 03 CENTRAL | G03 29SP | 345435 7MAYWOOD 345 345445 7SKNKRVR 345 1 | P12:345:AMMO::ZACHARY:HUGHES5944:EHV: | 0.06565 | Yes
GEN-2024-375 | 03 CENTRAL | G03 29SP | 345435 7MAYWOOD 345 345992 7SPENCER 345 1 | P12:345:AMMO-AECI::BELLEAU:MONTGOMERY:HV | 0.06602 | Yes
GEN-2024-375 | 03 CENTRAL | G03 29SP | 345230 7MONTGMRY 345 345992 7SPENCER 345 1 | P12:345:AMMO-AECI::BELLEAU:MONTGOMERY:HV | 0.06602 | Yes
GEN-2024-375 | 03 CENTRAL | G03 29SP | 345435 7MAYWOOD 345 345992 7SPENCER 345 1 | P12:345:AMMO-AECI::BELLEAU:MONTGOMERY6:EHV: | 0.06602 | Yes
GEN-2024-375 | 03 CENTRAL | G03 29SP | 345230 7MONTGMRY 345 345992 7SPENCER 345 1 | P12:345:AMMO-AECI::BELLEAU:MONTGOMERY6:EHV: | 0.06602 | Yes
GEN-2024-375 | 03 CENTRAL | G03 29SP | 300126 5MOBTAP 161 345221 5MOBERLY 1 161 Z1 | P12:345:AMMO-AECI::MCCREDIE:OVERTON:EHV | 0.10424 | Yes
GEN-2024-375 | 03 CENTRAL | G03 29SP | 345219 5MOBERLY 2 161 345409 5OVERTON 1 161 1 | P12:345:AMMO-AECI::MCCREDIE:OVERTON:EHV | 0.0594 | Yes
GEN-2024-375 | 03 CENTRAL | G03 29SP | 345219 5MOBERLY 2 161 345221 5MOBERLY 1 161 Z | P12:345:AMMO-AECI::MCCREDIE:OVERTON:EHV | 0.06621 | Yes
GEN-2024-375 | 03 CENTRAL | G03 29SP | 345408 7OVERTON 345 345418 7BARNET 345 1 | P12:345:AMMO-AECI::MCCREDIE:OVERTON:EHV | 0.05366 | Yes
GEN-2024-375 | 03 CENTRAL | G03 29SP | 300126 5MOBTAP 161 345221 5MOBERLY 1 161 Z1 | P12:345:AMMO-AECI::MCCREDIE:OVERTON5475:EHV: | 0.10424 | Yes
GEN-2024-375 | 03 CENTRAL | G03 29SP | 345219 5MOBERLY 2 161 345409 5OVERTON 1 161 1 | P12:345:AMMO-AECI::MCCREDIE:OVERTON5475:EHV: | 0.0594 | Yes
GEN-2024-375 | 03 CENTRAL | G03 29SP | 345219 5MOBERLY 2 161 345221 5MOBERLY 1 161 Z | P12:345:AMMO-AECI::MCCREDIE:OVERTON5475:EHV: | 0.06621 | Yes
GEN-2024-375 | 03 CENTRAL | G03 29SP | 345408 7OVERTON 345 345418 7BARNET 345 1 | P12:345:AMMO-AECI::MCCREDIE:OVERTON5475:EHV: | 0.05366 | Yes
GEN-2024-375 | 03 CENTRAL | G03 29SP | 345435 7MAYWOOD 345 345445 7SKNKRVR 345 1 | P12:345:AMMO-ALTW::HUGHES:OTTUMWA:EHV | 0.06565 | Yes
GEN-2024-375 | 03 CENTRAL | G03 29SP | 345435 7MAYWOOD 345 345445 7SKNKRVR 345 1 | P12:345:AMMO-ALTW::HUGHES:OTTUMWA5325:EHV: | 0.06565 | Yes
GEN-2024-375 | 03 CENTRAL | G03 29SP | 631143 OTTUMWA3 345 635730 MONTEZUMA 3 345 1 | P12:345:AMMO-MEC::MTPL:SUB-T4577:EHV: | 0.07057 | Yes
GEN-2024-375 | 03 CENTRAL | G03 29SP | 631143 OTTUMWA3 345 635730 MONTEZUMA 3 345 1 | P12:345:AMMO-MEC:HILLS:SUB T HSK:1 | 0.05889 | Yes
GEN-2024-375 | 03 CENTRAL | G03 29SP | 636398 HILLSSUBTRX3 345 636645 SUB T HSK 3 345 1 | P12:345:ITCM-MEC:OTTUMWA:MONTEZUMA:1 | 0.05908 | Yes
GEN-2024-375 | 03 CENTRAL | G03 29SP | 636398 HILLSSUBTRX3 345 636400 HILLS 3 345 Z | P12:345:ITCM-MEC:OTTUMWA:MONTEZUMA:1 | 0.05908 | Yes
GEN-2024-375 | 03 CENTRAL | G03 29SP | 345445 7SKNKRVR 345 636645 SUB T HSK 3 345 1 | P12:345:ITCM-MEC:OTTUMWA:MONTEZUMA:1 | 0.06885 | Yes
GEN-2024-375 | 03 CENTRAL | G03 29SP | 636400 HILLS 3 345 636420 TIFFIN 3 345 1 | P12:345:MEC:BONDURANT:MONTEZUMA:1 | 0.05402 | Yes
GEN-2024-375 | 03 CENTRAL | G03 29SP | 631148 MORGN VLLY 3 345 636420 TIFFIN 3 345 1 | P12:345:MEC:BONDURANT:MONTEZUMA:1 | 0.05554 | Yes
GEN-2024-375 | 03 CENTRAL | G03 29SP | 631143 OTTUMWA3 345 635730 MONTEZUMA 3 345 1 | P12:345:MEC:HILLS:SUB T-SUB 93:1REACTOR:EHV: | 0.07104 | Yes
GEN-2024-375 | 03 CENTRAL | G03 29SP | 345435 7MAYWOOD 345 345992 7SPENCER 345 1 | P12:345:MEC:ORIENT:NORTHBORO:1 | 0.06181 | Yes
GEN-2024-375 | 03 CENTRAL | G03 29SP | 300133 5THMHLB3 161 344004 5ADAIR1 161 1 | P12:345:MEC:ORIENT:NORTHBORO:1 | 0.06543 | Yes
GEN-2024-375 | 03 CENTRAL | G03 29SP | 635680 BONDURANT3 345 635730 MONTEZUMA 3 345 1 | P12:345:MEC:ORIENT:NORTHBORO:1 | 0.05669 | Yes
GEN-2024-375 | 03 CENTRAL | G03 29SP | 345408 7OVERTON 345 345409 5OVERTON 1 161 1 | P13:161-345:AMMO::MARIOSA:1 | 0.071 | Yes
GEN-2024-375 | 03 CENTRAL | G03 29SP | 345408 7OVERTON 345 345411 5OVERTON 2 161 1 | P13:161-345:AMMO::MARIOSA:1 | 0.06926 | Yes
GEN-2024-375 | 03 CENTRAL | G03 29SP | 345408 7OVERTON 345 345411 5OVERTON 2 161 1 | P13:161-345:AMMO::OVERTON:1 | 0.11077 | Yes
GEN-2024-375 | 03 CENTRAL | G03 29SP | 345409 5OVERTON 1 161 345411 5OVERTON 2 161 Z | P13:161-345:AMMO::OVERTON:1 | 0.0574 | Yes
GEN-2024-375 | 03 CENTRAL | G03 29SP | 345219 5MOBERLY 2 161 345221 5MOBERLY 1 161 Z | P21:161:AECI:THMHLB3:MEADVLB1:1:: | 0.06872 | Yes
GEN-2024-375 | 03 CENTRAL | G03 29SP | 345221 5MOBERLY 1 161 543062 SALSBRY5 161 1 | P21:161:AMMO::MOBERLY:MOBERLYTAP:HV: | 0.1196 | Yes
GEN-2024-375 | 03 CENTRAL | G03 29SP | 345219 5MOBERLY 2 161 345409 5OVERTON 1 161 1 | P21:161:AMMO::MOBERLY:MOBERLYTAP:HV: | 0.09908 | Yes
GEN-2024-375 | 03 CENTRAL | G03 29SP | 300098 5MOCITYB2 161 344557 5MAURER 1 161 1 | P21:345:AECI:THOMHL:THOMHLGSU3:1:: | 0.07631 | Yes
GEN-2024-375 | 03 CENTRAL | G03 29SP | 300044 7MCCRED 345 345230 7MONTGMRY 345 1 | P21:345:AECI:THOMHL:THOMHLGSU3:1:: | 0.14551 | Yes
GEN-2024-375 | 03 CENTRAL | G03 29SP | 345408 7OVERTON 345 345409 5OVERTON 1 161 1 | P21:345:AECI:THOMHL:THOMHLGSU3:1:: | 0.06852 | Yes
GEN-2024-375 | 03 CENTRAL | G03 29SP | 345408 7OVERTON 345 345411 5OVERTON 2 161 1 | P21:345:AECI:THOMHL:THOMHLGSU3:1:: | 0.06683 | Yes
GEN-2024-375 | 03 CENTRAL | G03 29SP | 344006 5ADAIR3 161 344010 5ZACHARY 161 1 | P21:345:AECI:THOMHL:THOMHLGSU3:1:: | 0.05474 | Yes
GEN-2024-375 | 03 CENTRAL | G03 29SP | 344000 7ZACHARY 345 344010 5ZACHARY 161 1 | P21:345:AECI:THOMHL:THOMHLGSU3:1:: | 0.05474 | Yes
GEN-2024-375 | 03 CENTRAL | G03 29SP | 344557 5MAURER 1 161 344558 5MAURER 2 161 Z | P21:345:AECI:THOMHL:THOMHLGSU3:1:: | 0.0763 | Yes
GEN-2024-375 | 03 CENTRAL | G03 29SP | 345408 7OVERTON 345 345418 7BARNET 345 1 | P21:345:AECI:THOMHL:THOMHLGSU3:1:: | 0.05833 | Yes
GEN-2024-375 | 03 CENTRAL | G03 29SP | 635680 BONDURANT3 345 635730 MONTEZUMA 3 345 1 | P23:18:MEC:GDMEC:908::HV: | 0.05583 | Yes
GEN-2024-375 | 03 CENTRAL | G03 29SP | 301810 7CLINTN 345 345419 7CLINTON 345 2 | P23:345:AECI:7BLACKBERRY:6_2::: | 0.05921 | Yes
GEN-2024-375 | 03 CENTRAL | G03 29SP | 301810 7CLINTN 345 345419 7CLINTON 345 1 | P23:345:AECI:7BLACKBERRY:6_2::: | 0.05921 | Yes
GEN-2024-375 | 03 CENTRAL | G03 29SP | 345419 7CLINTON 345 542968 STILWEL7 345 2 | P23:345:AECI:7BLACKBERRY:6_2::: | 0.07295 | Yes
GEN-2024-375 | 03 CENTRAL | G03 29SP | 345419 7CLINTON 345 542968 STILWEL7 345 1 | P23:345:AECI:7BLACKBERRY:6_2::: | 0.07295 | Yes
GEN-2024-375 | 03 CENTRAL | G03 29SP | 301810 7CLINTN 345 345419 7CLINTON 345 1 | P23:345:AECI:7BLACKBERRY:6_3::: | 0.05921 | Yes
GEN-2024-375 | 03 CENTRAL | G03 29SP | 301810 7CLINTN 345 345419 7CLINTON 345 2 | P23:345:AECI:7BLACKBERRY:6_3::: | 0.05921 | Yes
GEN-2024-375 | 03 CENTRAL | G03 29SP | 345419 7CLINTON 345 542968 STILWEL7 345 2 | P23:345:AECI:7BLACKBERRY:6_3::: | 0.07295 | Yes
GEN-2024-375 | 03 CENTRAL | G03 29SP | 345419 7CLINTON 345 542968 STILWEL7 345 1 | P23:345:AECI:7BLACKBERRY:6_3::: | 0.07295 | Yes
GEN-2024-375 | 03 CENTRAL | G03 29SP | 301810 7CLINTN 345 345419 7CLINTON 345 1 | P23:345:AECI:7BLACKBERRY:653::: | 0.05917 | Yes
GEN-2024-375 | 03 CENTRAL | G03 29SP | 301810 7CLINTN 345 345419 7CLINTON 345 2 | P23:345:AECI:7BLACKBERRY:653::: | 0.05917 | Yes
GEN-2024-375 | 03 CENTRAL | G03 29SP | 345419 7CLINTON 345 542968 STILWEL7 345 1 | P23:345:AECI:7BLACKBERRY:653::: | 0.0729 | Yes
GEN-2024-375 | 03 CENTRAL | G03 29SP | 345419 7CLINTON 345 542968 STILWEL7 345 2 | P23:345:AECI:7BLACKBERRY:653::: | 0.0729 | Yes
GEN-2024-375 | 03 CENTRAL | G03 29SP | 301810 7CLINTN 345 345419 7CLINTON 345 2 | P23:345:AECI:7BLACKBERRY:656::: | 0.05915 | Yes
GEN-2024-375 | 03 CENTRAL | G03 29SP | 301810 7CLINTN 345 345419 7CLINTON 345 1 | P23:345:AECI:7BLACKBERRY:656::: | 0.05915 | Yes
GEN-2024-375 | 03 CENTRAL | G03 29SP | 345419 7CLINTON 345 542968 STILWEL7 345 1 | P23:345:AECI:7BLACKBERRY:656::: | 0.07286 | Yes
GEN-2024-375 | 03 CENTRAL | G03 29SP | 345419 7CLINTON 345 542968 STILWEL7 345 2 | P23:345:AECI:7BLACKBERRY:656::: | 0.07286 | Yes
GEN-2024-375 | 03 CENTRAL | G03 29SP | 344154 7BLAND 345 344224 7CALAWY 1 345 1 | P23:345:AECI:7FRANKS:994::: | 0.05416 | Yes
GEN-2024-375 | 03 CENTRAL | G03 29SP | 301810 7CLINTN 345 345419 7CLINTON 345 2 | P23:345:AECI:7JASPER:1182::: | 0.05923 | Yes
GEN-2024-375 | 03 CENTRAL | G03 29SP | 301810 7CLINTN 345 345419 7CLINTON 345 1 | P23:345:AECI:7JASPER:1182::: | 0.05923 | Yes
GEN-2024-375 | 03 CENTRAL | G03 29SP | 345419 7CLINTON 345 542968 STILWEL7 345 2 | P23:345:AECI:7JASPER:1182::: | 0.07286 | Yes
GEN-2024-375 | 03 CENTRAL | G03 29SP | 345419 7CLINTON 345 542968 STILWEL7 345 1 | P23:345:AECI:7JASPER:1182::: | 0.07286 | Yes
GEN-2024-375 | 03 CENTRAL | G03 29SP | 300133 5THMHLB3 161 344004 5ADAIR1 161 1 | P23:345:AECI:7MCCRED:312::: | 0.09542 | Yes
GEN-2024-375 | 03 CENTRAL | G03 29SP | 300126 5MOBTAP 161 345221 5MOBERLY 1 161 Z1 | P23:345:AECI:7MCCRED:312::: | 0.0738 | Yes
GEN-2024-375 | 03 CENTRAL | G03 29SP | 300499 5HINTON 161 343001 5BOLSTAD 161 1 | P23:345:AECI:7MCCRED:312::: | 0.06958 | Yes
GEN-2024-375 | 03 CENTRAL | G03 29SP | 344001 5ADAIR2 161 344004 5ADAIR1 161 Z | P23:345:AECI:7MCCRED:312::: | 0.09877 | Yes
GEN-2024-375 | 03 CENTRAL | G03 29SP | 345219 5MOBERLY 2 161 345409 5OVERTON 1 161 1 | P23:345:AECI:7MCCRED:312::: | 0.08553 | Yes
GEN-2024-375 | 03 CENTRAL | G03 29SP | 343001 5BOLSTAD 161 343007 5REBEL 161 1 | P23:345:AECI:7MCCRED:312::: | 0.05768 | Yes
GEN-2024-375 | 03 CENTRAL | G03 29SP | 344558 5MAURER 2 161 543060 CAROLTN5 161 1 | P23:345:AECI:7MCCRED:312::: | 0.08651 | Yes
GEN-2024-375 | 03 CENTRAL | G03 29SP | 344001 5ADAIR2 161 344006 5ADAIR3 161 Z | P23:345:AECI:7MCCRED:312::: | 0.08029 | Yes
GEN-2024-375 | 03 CENTRAL | G03 29SP | 345219 5MOBERLY 2 161 345221 5MOBERLY 1 161 Z | P23:345:AECI:7MCCRED:312::: | 0.09466 | Yes
GEN-2024-375 | 03 CENTRAL | G03 29SP | 343007 5REBEL 161 343014 5GRINDSTN 161 1 | P23:345:AECI:7MCCRED:312::: | 0.05768 | Yes
GEN-2024-375 | 03 CENTRAL | G03 29SP | 345408 7OVERTON 345 345418 7BARNET 345 1 | P23:345:AECI:7MCCRED:312::: | 0.06925 | Yes
GEN-2024-375 | 03 CENTRAL | G03 29SP | 300133 5THMHLB3 161 344004 5ADAIR1 161 1 | P23:345:AECI:7MCCRED:322::: | 0.09737 | Yes
GEN-2024-375 | 03 CENTRAL | G03 29SP | 300126 5MOBTAP 161 345221 5MOBERLY 1 161 Z1 | P23:345:AECI:7MCCRED:322::: | 0.0725 | Yes
GEN-2024-375 | 03 CENTRAL | G03 29SP | 300499 5HINTON 161 343001 5BOLSTAD 161 1 | P23:345:AECI:7MCCRED:322::: | 0.06575 | Yes
GEN-2024-375 | 03 CENTRAL | G03 29SP | 345219 5MOBERLY 2 161 345409 5OVERTON 1 161 1 | P23:345:AECI:7MCCRED:322::: | 0.08551 | Yes
GEN-2024-375 | 03 CENTRAL | G03 29SP | 344001 5ADAIR2 161 344004 5ADAIR1 161 Z | P23:345:AECI:7MCCRED:322::: | 0.1008 | Yes
GEN-2024-375 | 03 CENTRAL | G03 29SP | 343001 5BOLSTAD 161 343007 5REBEL 161 1 | P23:345:AECI:7MCCRED:322::: | 0.05347 | Yes
GEN-2024-375 | 03 CENTRAL | G03 29SP | 345219 5MOBERLY 2 161 345221 5MOBERLY 1 161 Z | P23:345:AECI:7MCCRED:322::: | 0.09484 | Yes
GEN-2024-375 | 03 CENTRAL | G03 29SP | 344558 5MAURER 2 161 543060 CAROLTN5 161 1 | P23:345:AECI:7MCCRED:322::: | 0.08703 | Yes
GEN-2024-375 | 03 CENTRAL | G03 29SP | 344001 5ADAIR2 161 344006 5ADAIR3 161 Z | P23:345:AECI:7MCCRED:322::: | 0.08221 | Yes
GEN-2024-375 | 03 CENTRAL | G03 29SP | 343007 5REBEL 161 343014 5GRINDSTN 161 1 | P23:345:AECI:7MCCRED:322::: | 0.05347 | Yes
GEN-2024-375 | 03 CENTRAL | G03 29SP | 345408 7OVERTON 345 345418 7BARNET 345 1 | P23:345:AECI:7MCCRED:322::: | 0.07696 | Yes
GEN-2024-375 | 03 CENTRAL | G03 29SP | 345408 7OVERTON 345 345409 5OVERTON 1 161 1 | P23:345:AECI:7MCCRED:352::: | 0.05484 | Yes
GEN-2024-375 | 03 CENTRAL | G03 29SP | 345408 7OVERTON 345 345411 5OVERTON 2 161 1 | P23:345:AECI:7MCCRED:352::: | 0.05343 | Yes
GEN-2024-375 | 03 CENTRAL | G03 29SP | 300044 7MCCRED 345 345408 7OVERTON 345 1 | P23:345:AECI:7MCCRED:352::: | 0.11163 | Yes
GEN-2024-375 | 03 CENTRAL | G03 29SP | 636398 HILLSSUBTRX3 345 636645 SUB T HSK 3 345 1 | P23:345:ALTW:PD:OTTUMWA:LN:EHV: | 0.05393 | Yes
GEN-2024-375 | 03 CENTRAL | G03 29SP | 636398 HILLSSUBTRX3 345 636400 HILLS 3 345 Z | P23:345:ALTW:PD:OTTUMWA:LN:EHV: | 0.05393 | Yes
GEN-2024-375 | 03 CENTRAL | G03 29SP | 345445 7SKNKRVR 345 636645 SUB T HSK 3 345 1 | P23:345:ALTW:PD:OTTUMWA:LN:EHV: | 0.05948 | Yes
GEN-2024-375 | 03 CENTRAL | G03 29SP | 345435 7MAYWOOD 345 345445 7SKNKRVR 345 1 | P23:345:ALTW:PD:OTTUMWA:LN:EHV: | 0.06169 | Yes
GEN-2024-375 | 03 CENTRAL | G03 29SP | 345435 7MAYWOOD 345 345445 7SKNKRVR 345 1 | P23:345:AMIL:::71HERLEMAN:EHV: | 0.0532 | Yes
GEN-2024-375 | 03 CENTRAL | G03 29SP | 345408 7OVERTON 345 345418 7BARNET 345 1 | P23:345:AMMO:::12MONTGOMERY:EHV: | 0.10277 | Yes
GEN-2024-375 | 03 CENTRAL | G03 29SP | 300041 7FRANKS 345 344327 7LOOSECRK 345 1 | P23:345:AMMO:::16BLAND:EHV: | 0.0567 | Yes
GEN-2024-375 | 03 CENTRAL | G03 29SP | 300044 7MCCRED 345 345230 7MONTGMRY 345 1 | P23:345:AMMO:::20LOOSECREEK:EHV: | 0.16138 | Yes
GEN-2024-375 | 03 CENTRAL | G03 29SP | 300133 5THMHLB3 161 344004 5ADAIR1 161 1 | P23:345:AMMO:::24SPENCERCREEK:EHV: | 0.07154 | Yes
GEN-2024-375 | 03 CENTRAL | G03 29SP | 344001 5ADAIR2 161 344004 5ADAIR1 161 Z | P23:345:AMMO:::24SPENCERCREEK:EHV: | 0.07456 | Yes
GEN-2024-375 | 03 CENTRAL | G03 29SP | 344001 5ADAIR2 161 344006 5ADAIR3 161 Z | P23:345:AMMO:::24SPENCERCREEK:EHV: | 0.06014 | Yes
GEN-2024-375 | 03 CENTRAL | G03 29SP | 300044 7MCCRED 345 345230 7MONTGMRY 345 1 | P23:345:AMMO:::24SPENCERCREEK:EHV: | 0.13136 | Yes
GEN-2024-375 | 03 CENTRAL | G03 29SP | 300041 7FRANKS 345 344327 7LOOSECRK 345 1 | P23:345:AMMO:::30BLAND:EHV: | 0.05531 | Yes
GEN-2024-375 | 03 CENTRAL | G03 29SP | 300133 5THMHLB3 161 344004 5ADAIR1 161 1 | P23:345:AMMO:::40MAYWOOD:EHV: | 0.07154 | Yes
GEN-2024-375 | 03 CENTRAL | G03 29SP | 344001 5ADAIR2 161 344004 5ADAIR1 161 Z | P23:345:AMMO:::40MAYWOOD:EHV: | 0.07456 | Yes
GEN-2024-375 | 03 CENTRAL | G03 29SP | 344001 5ADAIR2 161 344006 5ADAIR3 161 Z | P23:345:AMMO:::40MAYWOOD:EHV: | 0.06014 | Yes
GEN-2024-375 | 03 CENTRAL | G03 29SP | 300044 7MCCRED 345 345230 7MONTGMRY 345 1 | P23:345:AMMO:::40MAYWOOD:EHV: | 0.13136 | Yes
GEN-2024-375 | 03 CENTRAL | G03 29SP | 345435 7MAYWOOD 345 345445 7SKNKRVR 345 1 | P23:345:AMMO:::41ZACHARY:EHV: | 0.06565 | Yes
GEN-2024-375 | 03 CENTRAL | G03 29SP | 300041 7FRANKS 345 344327 7LOOSECRK 345 1 | P23:345:AMMO::BLAND:V23:EHV: | 0.05531 | Yes
GEN-2024-375 | 03 CENTRAL | G03 29SP | 345435 7MAYWOOD 345 345445 7SKNKRVR 345 1 | P23:345:AMMO::HUGHES:V1:EHV: | 0.06565 | Yes
GEN-2024-375 | 03 CENTRAL | G03 29SP | 345435 7MAYWOOD 345 345445 7SKNKRVR 345 1 | P23:345:AMMO::HUGHES:V5:EHV: | 0.06565 | Yes
GEN-2024-375 | 03 CENTRAL | G03 29SP | 631143 OTTUMWA3 345 635730 MONTEZUMA 3 345 1 | P23:345:AMMO-MEC::SUB-T_2:944:EHV: | 0.06057 | Yes
GEN-2024-375 | 03 CENTRAL | G03 29SP | 344011 7HUGHES 345 631143 OTTUMWA3 345 1 | P23:345:AMMO-MEC::SUB-T_2:944:EHV: | 0.06394 | Yes
GEN-2024-375 | 03 CENTRAL | G03 29SP | 344000 7ZACHARY 345 344011 7HUGHES 345 1 | P23:345:AMMO-MEC::SUB-T_2:944:EHV: | 0.06394 | Yes
GEN-2024-375 | 03 CENTRAL | G03 29SP | 345419 7CLINTON 345 542968 STILWEL7 345 2 | P23:345:GMO-KCPL:SIBLEY_R8-10::SIBLEY-HAWTHORN-PHILL_1 | 0.07443 | Yes
GEN-2024-375 | 03 CENTRAL | G03 29SP | 345419 7CLINTON 345 542968 STILWEL7 345 1 | P23:345:GMO-KCPL:SIBLEY_R8-10::SIBLEY-HAWTHORN-PHILL_1 | 0.07443 | Yes
GEN-2024-375 | 03 CENTRAL | G03 29SP | 301810 7CLINTN 345 345419 7CLINTON 345 2 | P23:345:GMO-KCPL:SIBLEY_R8-10::SIBLEY-HAWTHORN-PHILL_1 | 0.05945 | Yes
GEN-2024-375 | 03 CENTRAL | G03 29SP | 301810 7CLINTN 345 345419 7CLINTON 345 1 | P23:345:GMO-KCPL:SIBLEY_R8-10::SIBLEY-HAWTHORN-PHILL_1 | 0.05945 | Yes
GEN-2024-375 | 03 CENTRAL | G03 29SP | 345408 7OVERTON 345 541201 SIBLEY 7 345 1 | P23:345:GMO-KCPL:SIBLEY_R8-10::SIBLEY-HAWTHORN-PHILL_1 | 0.06895 | Yes
GEN-2024-375 | 03 CENTRAL | G03 29SP | 345408 7OVERTON 345 345418 7BARNET 345 1 | P23:345:GMO-KCPL:SIBLEY_R8-10::SIBLEY-HAWTHORN-PHILL_1 | 0.06707 | Yes
GEN-2024-375 | 03 CENTRAL | G03 29SP | 636398 HILLSSUBTRX3 345 636645 SUB T HSK 3 345 1 | P23:345:ITCM-MEC:MNTZUMA3 901-902-903:IA-SW::EHV: | 0.05039 | Yes
GEN-2024-375 | 03 CENTRAL | G03 29SP | 636398 HILLSSUBTRX3 345 636400 HILLS 3 345 Z | P23:345:ITCM-MEC:MNTZUMA3 901-902-903:IA-SW::EHV: | 0.05039 | Yes
GEN-2024-375 | 03 CENTRAL | G03 29SP | 345445 7SKNKRVR 345 636645 SUB T HSK 3 345 1 | P23:345:ITCM-MEC:MNTZUMA3 901-902-903:IA-SW::EHV: | 0.06211 | Yes
GEN-2024-375 | 03 CENTRAL | G03 29SP | 345411 5OVERTON 2 161 768980 G22-100-TAP 161 1 | P23:345:KCPL:LACYGNE-R2-5:::EHV: | 0.09629 | Yes
GEN-2024-375 | 03 CENTRAL | G03 29SP | 301810 7CLINTN 345 345419 7CLINTON 345 2 | P23:345:KCPL-GMO:IATAN-R7-9:::EHV: | 0.05769 | Yes
GEN-2024-375 | 03 CENTRAL | G03 29SP | 301810 7CLINTN 345 345419 7CLINTON 345 1 | P23:345:KCPL-GMO:IATAN-R7-9:::EHV: | 0.05769 | Yes
GEN-2024-375 | 03 CENTRAL | G03 29SP | 345419 7CLINTON 345 542968 STILWEL7 345 2 | P23:345:KCPL-GMO:IATAN-R7-9:::EHV: | 0.07093 | Yes
GEN-2024-375 | 03 CENTRAL | G03 29SP | 345419 7CLINTON 345 542968 STILWEL7 345 1 | P23:345:KCPL-GMO:IATAN-R7-9:::EHV: | 0.07093 | Yes
GEN-2024-375 | 03 CENTRAL | G03 29SP | 345408 7OVERTON 345 345418 7BARNET 345 1 | P23:345:KCPL-GMO:IATAN-R7-9:::EHV: | 0.05935 | Yes
GEN-2024-375 | 03 CENTRAL | G03 29SP | 635680 BONDURANT3 345 635730 MONTEZUMA 3 345 1 | P23:345:MEC:ATCHISON:902::EHV: | 0.05669 | Yes
GEN-2024-375 | 03 CENTRAL | G03 29SP | 636400 HILLS 3 345 636420 TIFFIN 3 345 1 | P23:345:MEC:BONDURANT:903::EHV: | 0.05404 | Yes
GEN-2024-375 | 03 CENTRAL | G03 29SP | 631148 MORGN VLLY 3 345 636420 TIFFIN 3 345 1 | P23:345:MEC:BONDURANT:903::EHV: | 0.05557 | Yes
GEN-2024-375 | 03 CENTRAL | G03 29SP | 636400 HILLS 3 345 636420 TIFFIN 3 345 1 | P23:345:MEC:BONDURANT:906::EHV: | 0.05404 | Yes
GEN-2024-375 | 03 CENTRAL | G03 29SP | 631148 MORGN VLLY 3 345 636420 TIFFIN 3 345 1 | P23:345:MEC:BONDURANT:906::EHV: | 0.05557 | Yes
GEN-2024-375 | 03 CENTRAL | G03 29SP | 635680 BONDURANT3 345 635730 MONTEZUMA 3 345 1 | P23:345:MEC:CBEC:905::EHV: | 0.05511 | Yes
GEN-2024-375 | 03 CENTRAL | G03 29SP | 631143 OTTUMWA3 345 635730 MONTEZUMA 3 345 1 | P23:345:MEC:CBEC:905::EHV: | 0.05139 | Yes
GEN-2024-375 | 03 CENTRAL | G03 29SP | 344011 7HUGHES 345 631143 OTTUMWA3 345 1 | P23:345:MEC:CBEC:905::EHV: | 0.05296 | Yes
GEN-2024-375 | 03 CENTRAL | G03 29SP | 344000 7ZACHARY 345 344011 7HUGHES 345 1 | P23:345:MEC:CBEC:905::EHV: | 0.05296 | Yes
GEN-2024-375 | 03 CENTRAL | G03 29SP | 635680 BONDURANT3 345 635730 MONTEZUMA 3 345 1 | P23:345:MEC:CBEC:908::EHV: | 0.0558 | Yes
GEN-2024-375 | 03 CENTRAL | G03 29SP | 635680 BONDURANT3 345 635730 MONTEZUMA 3 345 1 | P23:345:MEC:HILLS:924::EHV: | 0.06483 | Yes
GEN-2024-375 | 03 CENTRAL | G03 29SP | 636398 HILLSSUBTRX3 345 636645 SUB T HSK 3 345 1 | P23:345:MEC:MONTEZUMA:901::EHV: | 0.05039 | Yes
GEN-2024-375 | 03 CENTRAL | G03 29SP | 636398 HILLSSUBTRX3 345 636400 HILLS 3 345 Z | P23:345:MEC:MONTEZUMA:901::EHV: | 0.05039 | Yes
GEN-2024-375 | 03 CENTRAL | G03 29SP | 345445 7SKNKRVR 345 636645 SUB T HSK 3 345 1 | P23:345:MEC:MONTEZUMA:901::EHV: | 0.06211 | Yes
GEN-2024-375 | 03 CENTRAL | G03 29SP | 636398 HILLSSUBTRX3 345 636645 SUB T HSK 3 345 1 | P23:345:MEC:MONTEZUMA:902::EHV: | 0.05039 | Yes
GEN-2024-375 | 03 CENTRAL | G03 29SP | 636398 HILLSSUBTRX3 345 636400 HILLS 3 345 Z | P23:345:MEC:MONTEZUMA:902::EHV: | 0.05039 | Yes
GEN-2024-375 | 03 CENTRAL | G03 29SP | 345445 7SKNKRVR 345 636645 SUB T HSK 3 345 1 | P23:345:MEC:MONTEZUMA:902::EHV: | 0.06211 | Yes
GEN-2024-375 | 03 CENTRAL | G03 29SP | 636398 HILLSSUBTRX3 345 636645 SUB T HSK 3 345 1 | P23:345:MEC:MONTEZUMA:903::EHV: | 0.05908 | Yes
GEN-2024-375 | 03 CENTRAL | G03 29SP | 636398 HILLSSUBTRX3 345 636400 HILLS 3 345 Z | P23:345:MEC:MONTEZUMA:903::EHV: | 0.05908 | Yes
GEN-2024-375 | 03 CENTRAL | G03 29SP | 345445 7SKNKRVR 345 636645 SUB T HSK 3 345 1 | P23:345:MEC:MONTEZUMA:903::EHV: | 0.06885 | Yes
GEN-2024-375 | 03 CENTRAL | G03 29SP | 636400 HILLS 3 345 636420 TIFFIN 3 345 1 | P23:345:MEC:MONTEZUMA:904::EHV: | 0.05402 | Yes
GEN-2024-375 | 03 CENTRAL | G03 29SP | 631148 MORGN VLLY 3 345 636420 TIFFIN 3 345 1 | P23:345:MEC:MONTEZUMA:904::EHV: | 0.05554 | Yes
GEN-2024-375 | 03 CENTRAL | G03 29SP | 635680 BONDURANT3 345 635730 MONTEZUMA 3 345 1 | P23:345:MEC:NORTHBORO:901::EHV: | 0.05669 | Yes
GEN-2024-375 | 03 CENTRAL | G03 29SP | 631143 OTTUMWA3 345 635730 MONTEZUMA 3 345 1 | P23:345:MEC:NORTHBORO:901::EHV: | 0.05219 | Yes
GEN-2024-375 | 03 CENTRAL | G03 29SP | 344011 7HUGHES 345 631143 OTTUMWA3 345 1 | P23:345:MEC:NORTHBORO:901::EHV: | 0.05347 | Yes
GEN-2024-375 | 03 CENTRAL | G03 29SP | 345435 7MAYWOOD 345 345992 7SPENCER 345 1 | P23:345:MEC:ORIENT:902::EHV: | 0.06168 | Yes
GEN-2024-375 | 03 CENTRAL | G03 29SP | 300133 5THMHLB3 161 344004 5ADAIR1 161 1 | P23:345:MEC:ORIENT:902::EHV: | 0.06538 | Yes
GEN-2024-375 | 03 CENTRAL | G03 29SP | 345230 7MONTGMRY 345 345992 7SPENCER 345 1 | P23:345:MEC:ORIENT:902::EHV: | 0.06168 | Yes
GEN-2024-375 | 03 CENTRAL | G03 29SP | 635680 BONDURANT3 345 635730 MONTEZUMA 3 345 1 | P23:345:MEC:ORIENT:902::EHV: | 0.05637 | Yes
GEN-2024-375 | 03 CENTRAL | G03 29SP | 344001 5ADAIR2 161 344004 5ADAIR1 161 Z | P23:345:MEC:ORIENT:902::EHV: | 0.06815 | Yes
GEN-2024-375 | 03 CENTRAL | G03 29SP | 631143 OTTUMWA3 345 635730 MONTEZUMA 3 345 1 | P23:345:MEC:ORIENT:902::EHV: | 0.05202 | Yes
GEN-2024-375 | 03 CENTRAL | G03 29SP | 344011 7HUGHES 345 631143 OTTUMWA3 345 1 | P23:345:MEC:ORIENT:902::EHV: | 0.05337 | Yes
GEN-2024-375 | 03 CENTRAL | G03 29SP | 344000 7ZACHARY 345 344011 7HUGHES 345 1 | P23:345:MEC:ORIENT:902::EHV: | 0.05337 | Yes
GEN-2024-375 | 03 CENTRAL | G03 29SP | 631143 OTTUMWA3 345 635730 MONTEZUMA 3 345 1 | P23:345:MEC:SUB 93:924::EHV: | 0.07213 | Yes
GEN-2024-375 | 03 CENTRAL | G03 29SP | 345435 7MAYWOOD 345 345992 7SPENCER 345 1 | P23:345:MEC:SUB 93:954::EHV: | 0.06148 | Yes
GEN-2024-375 | 03 CENTRAL | G03 29SP | 300133 5THMHLB3 161 344004 5ADAIR1 161 1 | P23:345:MEC:SUB 93:954::EHV: | 0.06533 | Yes
GEN-2024-375 | 03 CENTRAL | G03 29SP | 345230 7MONTGMRY 345 345992 7SPENCER 345 1 | P23:345:MEC:SUB 93:954::EHV: | 0.06148 | Yes
GEN-2024-375 | 03 CENTRAL | G03 29SP | 344001 5ADAIR2 161 344004 5ADAIR1 161 Z | P23:345:MEC:SUB 93:954::EHV: | 0.0681 | Yes
GEN-2024-375 | 03 CENTRAL | G03 29SP | 344011 7HUGHES 345 631143 OTTUMWA3 345 1 | P23:345:MEC:SUB 93:954::EHV: | 0.05354 | Yes
GEN-2024-375 | 03 CENTRAL | G03 29SP | 344000 7ZACHARY 345 344011 7HUGHES 345 1 | P23:345:MEC:SUB 93:954::EHV: | 0.05354 | Yes
GEN-2024-375 | 03 CENTRAL | G03 29SP | 631143 OTTUMWA3 345 635730 MONTEZUMA 3 345 1 | P23:345:MEC:SUB 93:964::EHV: | 0.07104 | Yes
GEN-2024-375 | 03 CENTRAL | G03 29SP | 631143 OTTUMWA3 345 635730 MONTEZUMA 3 345 1 | P23:345:MEC:SUB T HASKINS:944::EHV: | 0.07104 | Yes
GEN-2024-375 | 03 CENTRAL | G03 29SP | 345408 7OVERTON 345 541201 SIBLEY 7 345 1 | P23:345:WERE:JEC-345-16:EHV: | 0.08643 | Yes
GEN-2024-375 | 03 CENTRAL | G03 29SP | 345221 5MOBERLY 1 161 543062 SALSBRY5 161 1 | P23:345:WERE:WOLF-345-50:EHV: | 0.17717 | Yes
GEN-2024-375 | 03 CENTRAL | G03 29SP | 345411 5OVERTON 2 161 768980 G22-100-TAP 161 1 | P23:345:WERE:WOLF-345-50:EHV: | 0.09582 | Yes
GEN-2024-375 | 03 CENTRAL | G03 29SP | 345408 7OVERTON 345 541201 SIBLEY 7 345 1 | P23:345:WERE:WOLF-345-50:EHV: | 0.08871 | Yes
GEN-2024-375 | 03 CENTRAL | G03 29SP | 635680 BONDURANT3 345 635730 MONTEZUMA 3 345 1 | P42:345:NPPD:BKR-CPR-3310:::: | 0.05583 | Yes
GEN-2024-375 | 03 CENTRAL | G03 29SP | 345408 7OVERTON 345 541201 SIBLEY 7 345 1 | P42:345:NPPD:BKR-CPR-3310:::: | 0.08886 | Yes
GEN-2024-375 | 03 CENTRAL | G03 29SP | 300126 5MOBTAP 161 345221 5MOBERLY 1 161 Z1 | P51:22:KCPL:LACYGNE7:::EHV: | 0.10626 | Yes
GEN-2024-375 | 03 CENTRAL | G03 29SP | 300044 7MCCRED 345 345230 7MONTGMRY 345 1 | P51:22:KCPL:LACYGNE7:::EHV: | 0.15218 | Yes
GEN-2024-375 | 03 CENTRAL | G03 29SP | 345221 5MOBERLY 1 161 543062 SALSBRY5 161 1 | P51:22:KCPL:LACYGNE7:::EHV: | 0.17779 | Yes
GEN-2024-375 | 03 CENTRAL | G03 29SP | 344558 5MAURER 2 161 543060 CAROLTN5 161 1 | P51:22:KCPL:LACYGNE7:::EHV: | 0.07547 | Yes
GEN-2024-375 | 03 CENTRAL | G03 29SP | 345408 7OVERTON 345 541201 SIBLEY 7 345 1 | P51:22:KCPL:LACYGNE7:::EHV: | 0.08353 | Yes
GEN-2024-375 | 03 CENTRAL | G03 29SP | 345747 7SIOUX 345 348151 7ROXFORD 345 1 | P51:22:KCPL:LACYGNE7:::EHV: | 0.05054 | Yes
GEN-2024-375 | 03 CENTRAL | G03 29SP | 345411 5OVERTON 2 161 768980 G22-100-TAP 161 1 | P51:22:KCPL:LACYGNE7:::EHV: | 0.09672 | Yes
GEN-2024-375 | 03 CENTRAL | G03 29SP | 345411 5OVERTON 2 161 768980 G22-100-TAP 161 1 | P51:25:WERE:WOLFCRK7:EHV: | 0.0959 | Yes
GEN-2024-375 | 03 CENTRAL | G03 29SP | 635680 BONDURANT3 345 635730 MONTEZUMA 3 345 1 | P55:345:MEC:ATCHISON | 0.05669 | Yes
GEN-2024-375 | 03 CENTRAL | G03 29SP | 345435 7MAYWOOD 345 345992 7SPENCER 345 1 | P55:345:MEC:CORDOVA | 0.06123 | Yes
GEN-2024-375 | 03 CENTRAL | G03 29SP | 345230 7MONTGMRY 345 345992 7SPENCER 345 1 | P55:345:MEC:CORDOVA | 0.06123 | Yes
GEN-2024-375 | 03 CENTRAL | G03 29SP | 635680 BONDURANT3 345 635730 MONTEZUMA 3 345 1 | P55:345:MEC:GDMEC | 0.05433 | Yes
GEN-2024-375 | 03 CENTRAL | G03 29SP | 631143 OTTUMWA3 345 635730 MONTEZUMA 3 345 1 | P55:345:MEC:GDMEC | 0.05098 | Yes
GEN-2024-375 | 03 CENTRAL | G03 29SP | 344011 7HUGHES 345 631143 OTTUMWA3 345 1 | P55:345:MEC:GDMEC | 0.05294 | Yes
GEN-2024-375 | 03 CENTRAL | G03 29SP | 344000 7ZACHARY 345 344011 7HUGHES 345 1 | P55:345:MEC:GDMEC | 0.05294 | Yes
GEN-2024-375 | 03 CENTRAL | G03 29SP | 345435 7MAYWOOD 345 345992 7SPENCER 345 1 | P55:345:MEC:NORTHBORO | 0.06181 | Yes
GEN-2024-375 | 03 CENTRAL | G03 29SP | 635680 BONDURANT3 345 635730 MONTEZUMA 3 345 1 | P55:345:MEC:NORTHBORO | 0.05669 | Yes
GEN-2024-375 | 03 CENTRAL | G03 29SP | 631143 OTTUMWA3 345 635730 MONTEZUMA 3 345 1 | P55:345:MEC:NORTHBORO | 0.05219 | Yes
GEN-2024-375 | 03 CENTRAL | G03 29SP | 344011 7HUGHES 345 631143 OTTUMWA3 345 1 | P55:345:MEC:NORTHBORO | 0.05347 | Yes
GEN-2024-375 | 03 CENTRAL | G03 29SP | 300133 5THMHLB3 161 344004 5ADAIR1 161 1 | P55:345:MEC:ORIENT | 0.06502 | Yes
GEN-2024-375 | 03 CENTRAL | G03 29SP | 345435 7MAYWOOD 345 345992 7SPENCER 345 1 | P55:345:MEC:ORIENT | 0.06071 | Yes
GEN-2024-375 | 03 CENTRAL | G03 29SP | 345230 7MONTGMRY 345 345992 7SPENCER 345 1 | P55:345:MEC:ORIENT | 0.06071 | Yes
GEN-2024-375 | 03 CENTRAL | G03 29SP | 635680 BONDURANT3 345 635730 MONTEZUMA 3 345 1 | P55:345:MEC:ORIENT | 0.05357 | Yes
GEN-2024-375 | 03 CENTRAL | G03 29SP | 344001 5ADAIR2 161 344004 5ADAIR1 161 Z | P55:345:MEC:ORIENT | 0.06777 | Yes
GEN-2024-375 | 03 CENTRAL | G03 29SP | 631143 OTTUMWA3 345 635730 MONTEZUMA 3 345 1 | P55:345:MEC:ORIENT | 0.05067 | Yes
GEN-2024-375 | 03 CENTRAL | G03 29SP | 344011 7HUGHES 345 631143 OTTUMWA3 345 1 | P55:345:MEC:ORIENT | 0.05255 | Yes
GEN-2024-375 | 03 CENTRAL | G03 29SP | 344000 7ZACHARY 345 344011 7HUGHES 345 1 | P55:345:MEC:ORIENT | 0.05255 | Yes
GEN-2024-375 | 03 CENTRAL | G03 29SP | 631143 OTTUMWA3 345 635730 MONTEZUMA 3 345 1 | P55:345:MEC:SUB 93 | 0.07457 | Yes
GEN-2024-375 | 03 CENTRAL | G03 29SP | 344011 7HUGHES 345 631143 OTTUMWA3 345 1 | P55:345:MEC:SUB 93 | 0.05372 | Yes
GEN-2024-375 | 03 CENTRAL | G03 29SP | 344000 7ZACHARY 345 344011 7HUGHES 345 1 | P55:345:MEC:SUB 93 | 0.05372 | Yes
GEN-2024-375 | 03 CENTRAL | G03 29SP | 635000 CBLUFFS3 345 645456 S3456 3 345 1 | P55:345:OPPD:S3458 3::FN13:EHV: | 0.05597 | Yes
GEN-2024-375 | 03 CENTRAL | G03 29SP | 345435 7MAYWOOD 345 345992 7SPENCER 345 1 | P55:345:OPPD:S3458 3::FN13:EHV: | 0.06702 | Yes
GEN-2024-375 | 03 CENTRAL | G03 29SP | 300133 5THMHLB3 161 344004 5ADAIR1 161 1 | P55:345:OPPD:S3458 3::FN13:EHV: | 0.06771 | Yes
GEN-2024-375 | 03 CENTRAL | G03 29SP | 345230 7MONTGMRY 345 345992 7SPENCER 345 1 | P55:345:OPPD:S3458 3::FN13:EHV: | 0.06706 | Yes
GEN-2024-375 | 03 CENTRAL | G03 29SP | 635680 BONDURANT3 345 635730 MONTEZUMA 3 345 1 | P55:345:OPPD:S3458 3::FN13:EHV: | 0.05574 | Yes
GEN-2024-375 | 03 CENTRAL | G03 29SP | 631143 OTTUMWA3 345 635730 MONTEZUMA 3 345 1 | P55:345:OPPD:S3458 3::FN13:EHV: | 0.05324 | Yes
GEN-2024-375 | 03 CENTRAL | G03 29SP | 344001 5ADAIR2 161 344004 5ADAIR1 161 Z | P55:345:OPPD:S3458 3::FN13:EHV: | 0.07057 | Yes
GEN-2024-375 | 03 CENTRAL | G03 29SP | 345435 7MAYWOOD 345 345445 7SKNKRVR 345 1 | P55:345:OPPD:S3458 3::FN13:EHV: | 0.05021 | Yes
GEN-2024-375 | 03 CENTRAL | G03 29SP | 344011 7HUGHES 345 631143 OTTUMWA3 345 1 | P55:345:OPPD:S3458 3::FN13:EHV: | 0.05529 | Yes
GEN-2024-375 | 03 CENTRAL | G03 29SP | 344000 7ZACHARY 345 344011 7HUGHES 345 1 | P55:345:OPPD:S3458 3::FN13:EHV: | 0.05531 | Yes
GEN-2024-375 | 03 CENTRAL | G03 29SP | 345435 7MAYWOOD 345 345992 7SPENCER 345 1 | P55:345:XEL:PRI1 | 0.06141 | Yes
GEN-2024-375 | 03 CENTRAL | G03 29SP | 345230 7MONTGMRY 345 345992 7SPENCER 345 1 | P55:345:XEL:PRI1 | 0.06141 | Yes
GEN-2024-375 | 03 CENTRAL | G03 29SP | 631143 OTTUMWA3 345 635730 MONTEZUMA 3 345 1 | P55:345:XEL:PRI1 | 0.05173 | Yes
GEN-2024-375 | 03 CENTRAL | G03 29SP | 344011 7HUGHES 345 631143 OTTUMWA3 345 1 | P55:345:XEL:PRI1 | 0.05316 | Yes
GEN-2024-375 | 03 CENTRAL | G03 29SP | 344000 7ZACHARY 345 344011 7HUGHES 345 1 | P55:345:XEL:PRI1 | 0.05316 | Yes
GEN-2024-375 | 03 CENTRAL | G03 29SP | 300098 5MOCITYB2 161 344557 5MAURER 1 161 1 | 300002 1THLG2 22.0 301505 5THOMHLGSU2 161 2 | 0.07631 | Yes
GEN-2024-375 | 03 CENTRAL | G03 29SP | 344557 5MAURER 1 161 344558 5MAURER 2 161 Z | 300002 1THLG2 22.0 301505 5THOMHLGSU2 161 2 | 0.0763 | Yes
GEN-2024-375 | 03 CENTRAL | G03 29SP | 300098 5MOCITYB2 161 344557 5MAURER 1 161 1 | 300003 1THLG3 24.0 301503 7THOMHLGSU3 345 3 | 0.07631 | Yes
GEN-2024-375 | 03 CENTRAL | G03 29SP | 300044 7MCCRED 345 345230 7MONTGMRY 345 1 | 300003 1THLG3 24.0 301503 7THOMHLGSU3 345 3 | 0.14551 | Yes
GEN-2024-375 | 03 CENTRAL | G03 29SP | 345408 7OVERTON 345 345409 5OVERTON 1 161 1 | 300003 1THLG3 24.0 301503 7THOMHLGSU3 345 3 | 0.06852 | Yes
GEN-2024-375 | 03 CENTRAL | G03 29SP | 345408 7OVERTON 345 345411 5OVERTON 2 161 1 | 300003 1THLG3 24.0 301503 7THOMHLGSU3 345 3 | 0.06683 | Yes
GEN-2024-375 | 03 CENTRAL | G03 29SP | 344006 5ADAIR3 161 344010 5ZACHARY 161 1 | 300003 1THLG3 24.0 301503 7THOMHLGSU3 345 3 | 0.05474 | Yes
GEN-2024-375 | 03 CENTRAL | G03 29SP | 344000 7ZACHARY 345 344010 5ZACHARY 161 1 | 300003 1THLG3 24.0 301503 7THOMHLGSU3 345 3 | 0.05474 | Yes
GEN-2024-375 | 03 CENTRAL | G03 29SP | 344557 5MAURER 1 161 344558 5MAURER 2 161 Z | 300003 1THLG3 24.0 301503 7THOMHLGSU3 345 3 | 0.0763 | Yes
GEN-2024-375 | 03 CENTRAL | G03 29SP | 345408 7OVERTON 345 345418 7BARNET 345 1 | 300003 1THLG3 24.0 301503 7THOMHLGSU3 345 3 | 0.05833 | Yes
GEN-2024-375 | 03 CENTRAL | G03 29SP | 345408 7OVERTON 345 345409 5OVERTON 1 161 1 | 300057 5BARNET 161 301809 7BARNET 345 3 | 0.07329 | Yes
GEN-2024-375 | 03 CENTRAL | G03 29SP | 345408 7OVERTON 345 345411 5OVERTON 2 161 1 | 300057 5BARNET 161 301809 7BARNET 345 3 | 0.0715 | Yes
GEN-2024-375 | 03 CENTRAL | G03 29SP | 345408 7OVERTON 345 345418 7BARNET 345 1 | 300057 5BARNET 161 301809 7BARNET 345 3 | 0.07019 | Yes
GEN-2024-375 | 03 CENTRAL | G03 29SP | 345408 7OVERTON 345 345409 5OVERTON 1 161 1 | 300061 5BOONE 161 300519 5MLRSBGB1 161 1 | 0.07319 | Yes
GEN-2024-375 | 03 CENTRAL | G03 29SP | 345408 7OVERTON 345 345411 5OVERTON 2 161 1 | 300061 5BOONE 161 300519 5MLRSBGB1 161 1 | 0.0714 | Yes
GEN-2024-375 | 03 CENTRAL | G03 29SP | 300126 5MOBTAP 161 345221 5MOBERLY 1 161 Z1 | 300066 5HIGBEEB1 161 300953 5HARRSBRG 161 1 | 0.0897 | Yes
GEN-2024-375 | 03 CENTRAL | G03 29SP | 345221 5MOBERLY 1 161 543062 SALSBRY5 161 1 | 300066 5HIGBEEB1 161 300953 5HARRSBRG 161 1 | 0.17179 | Yes
GEN-2024-375 | 03 CENTRAL | G03 29SP | 345219 5MOBERLY 2 161 345409 5OVERTON 1 161 1 | 300066 5HIGBEEB1 161 300953 5HARRSBRG 161 1 | 0.06731 | Yes
GEN-2024-375 | 03 CENTRAL | G03 29SP | 345219 5MOBERLY 2 161 345221 5MOBERLY 1 161 Z | 300066 5HIGBEEB1 161 300953 5HARRSBRG 161 1 | 0.07475 | Yes
GEN-2024-375 | 03 CENTRAL | G03 29SP | 345411 5OVERTON 2 161 768980 G22-100-TAP 161 1 | 300071 5CLINTN 161 301810 7CLINTN 345 1 | 0.10221 | Yes
GEN-2024-375 | 03 CENTRAL | G03 29SP | 345411 5OVERTON 2 161 768980 G22-100-TAP 161 1 | 300071 5CLINTN 161 541217 WINDSR 5 161 1 | 0.13589 | Yes
GEN-2024-375 | 03 CENTRAL | G03 29SP | 301810 7CLINTN 345 345419 7CLINTON 345 2 | 300071 5CLINTN 161 761278 G17-108-TAP 161 1 | 0.06793 | Yes
GEN-2024-375 | 03 CENTRAL | G03 29SP | 301810 7CLINTN 345 345419 7CLINTON 345 1 | 300071 5CLINTN 161 761278 G17-108-TAP 161 1 | 0.06793 | Yes
GEN-2024-375 | 03 CENTRAL | G03 29SP | 345408 7OVERTON 345 345409 5OVERTON 1 161 1 | 300090 5KINGDMB1 161 300043 7KINGDM 345 1 | 0.06897 | Yes
GEN-2024-375 | 03 CENTRAL | G03 29SP | 345408 7OVERTON 345 345411 5OVERTON 2 161 1 | 300090 5KINGDMB1 161 300043 7KINGDM 345 1 | 0.06727 | Yes
GEN-2024-375 | 03 CENTRAL | G03 29SP | 345408 7OVERTON 345 345409 5OVERTON 1 161 1 | 300090 5KINGDMB1 161 301498 5MLRSBGB2 161 1 | 0.07319 | Yes
GEN-2024-375 | 03 CENTRAL | G03 29SP | 345408 7OVERTON 345 345411 5OVERTON 2 161 1 | 300090 5KINGDMB1 161 301498 5MLRSBGB2 161 1 | 0.0714 | Yes
GEN-2024-375 | 03 CENTRAL | G03 29SP | 345411 5OVERTON 2 161 768980 G22-100-TAP 161 1 | 300117 5SEDALA 161 541209 MITCHELL 161 1 | 0.13137 | Yes
GEN-2024-375 | 03 CENTRAL | G03 29SP | 345408 7OVERTON 345 345409 5OVERTON 1 161 1 | 300117 5SEDALA 161 764355 G20-072-TAP 161 1 | 0.08446 | Yes
GEN-2024-375 | 03 CENTRAL | G03 29SP | 345408 7OVERTON 345 345411 5OVERTON 2 161 1 | 300117 5SEDALA 161 764355 G20-072-TAP 161 1 | 0.08245 | Yes
GEN-2024-375 | 03 CENTRAL | G03 29SP | 345411 5OVERTON 2 161 768980 G22-100-TAP 161 1 | 300117 5SEDALA 161 764355 G20-072-TAP 161 1 | 0.13589 | Yes
GEN-2024-375 | 03 CENTRAL | G03 29SP | 345221 5MOBERLY 1 161 543062 SALSBRY5 161 1 | 300117 5SEDALA 161 764355 G20-072-TAP 161 1 | 0.18635 | Yes
GEN-2024-375 | 03 CENTRAL | G03 29SP | 345221 5MOBERLY 1 161 543062 SALSBRY5 161 1 | 300126 5MOBTAP 161 300132 5THMHLB2 161 1 | 0.16082 | Yes
GEN-2024-375 | 03 CENTRAL | G03 29SP | 300098 5MOCITYB2 161 344557 5MAURER 1 161 1 | 300132 5THMHLB2 161 301505 5THOMHLGSU2 161 1 | 0.07631 | Yes
GEN-2024-375 | 03 CENTRAL | G03 29SP | 344557 5MAURER 1 161 344558 5MAURER 2 161 Z | 300132 5THMHLB2 161 301505 5THOMHLGSU2 161 1 | 0.0763 | Yes
GEN-2024-375 | 03 CENTRAL | G03 29SP | 300126 5MOBTAP 161 345221 5MOBERLY 1 161 Z1 | 300499 5HINTON 161 300953 5HARRSBRG 161 1 | 0.0897 | Yes
GEN-2024-375 | 03 CENTRAL | G03 29SP | 345221 5MOBERLY 1 161 543062 SALSBRY5 161 1 | 300499 5HINTON 161 300953 5HARRSBRG 161 1 | 0.17179 | Yes
GEN-2024-375 | 03 CENTRAL | G03 29SP | 345219 5MOBERLY 2 161 345409 5OVERTON 1 161 1 | 300499 5HINTON 161 300953 5HARRSBRG 161 1 | 0.06731 | Yes
GEN-2024-375 | 03 CENTRAL | G03 29SP | 345219 5MOBERLY 2 161 345221 5MOBERLY 1 161 Z | 300499 5HINTON 161 300953 5HARRSBRG 161 1 | 0.07475 | Yes
GEN-2024-375 | 03 CENTRAL | G03 29SP | 300126 5MOBTAP 161 345221 5MOBERLY 1 161 Z1 | 300499 5HINTON 161 343001 5BOLSTAD 161 1 | 0.0897 | Yes
GEN-2024-375 | 03 CENTRAL | G03 29SP | 345221 5MOBERLY 1 161 543062 SALSBRY5 161 1 | 300499 5HINTON 161 343001 5BOLSTAD 161 1 | 0.17179 | Yes
GEN-2024-375 | 03 CENTRAL | G03 29SP | 345219 5MOBERLY 2 161 345409 5OVERTON 1 161 1 | 300499 5HINTON 161 343001 5BOLSTAD 161 1 | 0.06731 | Yes
GEN-2024-375 | 03 CENTRAL | G03 29SP | 345219 5MOBERLY 2 161 345221 5MOBERLY 1 161 Z | 300499 5HINTON 161 343001 5BOLSTAD 161 1 | 0.07475 | Yes
GEN-2024-375 | 03 CENTRAL | G03 29SP | 345408 7OVERTON 345 345409 5OVERTON 1 161 1 | 300519 5MLRSBGB1 161 301498 5MLRSBGB2 161 Z1 | 0.07319 | Yes
GEN-2024-375 | 03 CENTRAL | G03 29SP | 345408 7OVERTON 345 345411 5OVERTON 2 161 1 | 300519 5MLRSBGB1 161 301498 5MLRSBGB2 161 Z1 | 0.0714 | Yes
GEN-2024-375 | 03 CENTRAL | G03 29SP | 301810 7CLINTN 345 345419 7CLINTON 345 1 | 300739 7BLACKBERRY 345 785580 G24-287-TAP 345 1 | 0.05764 | Yes
GEN-2024-375 | 03 CENTRAL | G03 29SP | 301810 7CLINTN 345 345419 7CLINTON 345 2 | 300739 7BLACKBERRY 345 785580 G24-287-TAP 345 1 | 0.05764 | Yes
GEN-2024-375 | 03 CENTRAL | G03 29SP | 345419 7CLINTON 345 542968 STILWEL7 345 2 | 300739 7BLACKBERRY 345 785580 G24-287-TAP 345 1 | 0.07091 | Yes
GEN-2024-375 | 03 CENTRAL | G03 29SP | 345419 7CLINTON 345 542968 STILWEL7 345 1 | 300739 7BLACKBERRY 345 785580 G24-287-TAP 345 1 | 0.07091 | Yes
GEN-2024-375 | 03 CENTRAL | G03 29SP | 301810 7CLINTN 345 345419 7CLINTON 345 2 | 301810 7CLINTN 345 345419 7CLINTON 345 1 | 0.11438 | Yes
GEN-2024-375 | 03 CENTRAL | G03 29SP | 301810 7CLINTN 345 345419 7CLINTON 345 1 | 301810 7CLINTN 345 345419 7CLINTON 345 2 | 0.11438 | Yes
GEN-2024-375 | 03 CENTRAL | G03 29SP | 300133 5THMHLB3 161 344004 5ADAIR1 161 1 | 344000 7ZACHARY 345 345455 7J1182 SUB 345 1 | 0.06528 | Yes
GEN-2024-375 | 03 CENTRAL | G03 29SP | 344001 5ADAIR2 161 344004 5ADAIR1 161 Z | 344000 7ZACHARY 345 345455 7J1182 SUB 345 1 | 0.06805 | Yes
GEN-2024-375 | 03 CENTRAL | G03 29SP | 344001 5ADAIR2 161 344006 5ADAIR3 161 Z | 344000 7ZACHARY 345 345455 7J1182 SUB 345 1 | 0.05294 | Yes
GEN-2024-375 | 03 CENTRAL | G03 29SP | 344001 5ADAIR2 161 344004 5ADAIR1 161 Z | 344004 5ADAIR1 161 346005 2ADAIR 1 69.0 1 | 0.0654 | Yes
GEN-2024-375 | 03 CENTRAL | G03 29SP | 344001 5ADAIR2 161 344006 5ADAIR3 161 Z | 344004 5ADAIR1 161 346005 2ADAIR 1 69.0 1 | 0.05033 | Yes
GEN-2024-375 | 03 CENTRAL | G03 29SP | 344000 7ZACHARY 345 344011 7HUGHES 345 1 | 344011 7HUGHES 345 344012 7HPW-N 345 1 | 0.05317 | Yes
GEN-2024-375 | 03 CENTRAL | G03 29SP | 345408 7OVERTON 345 345409 5OVERTON 1 161 1 | 344327 7LOOSECRK 345 345238 7MARIOSA 345 1 | 0.071 | Yes
GEN-2024-375 | 03 CENTRAL | G03 29SP | 345408 7OVERTON 345 345411 5OVERTON 2 161 1 | 344327 7LOOSECRK 345 345238 7MARIOSA 345 1 | 0.06926 | Yes
GEN-2024-375 | 03 CENTRAL | G03 29SP | 345435 7MAYWOOD 345 345992 7SPENCER 345 1 | 344536 7ENON_TP 345 345217 7ROOTBEER 345 1 | 0.06565 | Yes
GEN-2024-375 | 03 CENTRAL | G03 29SP | 345230 7MONTGMRY 345 345992 7SPENCER 345 1 | 344536 7ENON_TP 345 345217 7ROOTBEER 345 1 | 0.06565 | Yes
GEN-2024-375 | 03 CENTRAL | G03 29SP | 345219 5MOBERLY 2 161 345221 5MOBERLY 1 161 Z | 345222 2MOBERLY 1 69.0 345221 5MOBERLY 1 161 1 | 0.07037 | Yes
GEN-2024-375 | 03 CENTRAL | G03 29SP | 345408 7OVERTON 345 345409 5OVERTON 1 161 1 | 345408 7OVERTON 345 345411 5OVERTON 2 161 1 | 0.11173 | Yes
GEN-2024-375 | 03 CENTRAL | G03 29SP | 345409 5OVERTON 1 161 345411 5OVERTON 2 161 Z | 345408 7OVERTON 345 345411 5OVERTON 2 161 1 | 0.05399 | Yes
GEN-2024-375 | 03 CENTRAL | G03 29SP | 301810 7CLINTN 345 345419 7CLINTON 345 2 | 345418 7BARNET 345 345419 7CLINTON 345 1 | 0.06638 | Yes
GEN-2024-375 | 03 CENTRAL | G03 29SP | 301810 7CLINTN 345 345419 7CLINTON 345 1 | 345418 7BARNET 345 345419 7CLINTON 345 1 | 0.06638 | Yes
GEN-2024-375 | 03 CENTRAL | G03 29SP | 345419 7CLINTON 345 542968 STILWEL7 345 2 | 345419 7CLINTON 345 542968 STILWEL7 345 1 | 0.10366 | Yes
GEN-2024-375 | 03 CENTRAL | G03 29SP | 345419 7CLINTON 345 542968 STILWEL7 345 1 | 345419 7CLINTON 345 542968 STILWEL7 345 2 | 0.10366 | Yes
GEN-2024-375 | 03 CENTRAL | G03 29SP | 631143 OTTUMWA3 345 635730 MONTEZUMA 3 345 1 | 345445 7SKNKRVR 345 636645 SUB T HSK 3 345 1 | 0.07057 | Yes
GEN-2024-375 | 03 CENTRAL | G03 29SP | 300133 5THMHLB3 161 344004 5ADAIR1 161 1 | 345456 2J1182 COL 34.5 345455 7J1182 SUB 345 1 | 0.06528 | Yes
GEN-2024-375 | 03 CENTRAL | G03 29SP | 344001 5ADAIR2 161 344004 5ADAIR1 161 Z | 345456 2J1182 COL 34.5 345455 7J1182 SUB 345 1 | 0.06805 | Yes
GEN-2024-375 | 03 CENTRAL | G03 29SP | 344001 5ADAIR2 161 344006 5ADAIR3 161 Z | 345456 2J1182 COL 34.5 345455 7J1182 SUB 345 1 | 0.05294 | Yes
GEN-2024-375 | 03 CENTRAL | G03 29SP | 345230 7MONTGMRY 345 345992 7SPENCER 345 1 | 345958 7HUCK FINN 345 345992 7SPENCER 345 1 | 0.06142 | Yes
GEN-2024-375 | 03 CENTRAL | G03 29SP | 345230 7MONTGMRY 345 345992 7SPENCER 345 1 | 345968 7J1026 SUB 345 345992 7SPENCER 345 Z | 0.06142 | Yes
GEN-2024-375 | 03 CENTRAL | G03 29SP | 344557 5MAURER 1 161 344558 5MAURER 2 161 Z | 346048 2MAURER 69.0 344557 5MAURER 1 161 1 | 0.07631 | Yes
GEN-2024-375 | 03 CENTRAL | G03 29SP | 301810 7CLINTN 345 345419 7CLINTON 345 1 | 532793 NEOSHO 7 345 779250 G24-076-TAP 345 1 | 0.05643 | Yes
GEN-2024-375 | 03 CENTRAL | G03 29SP | 301810 7CLINTN 345 345419 7CLINTON 345 2 | 532793 NEOSHO 7 345 779250 G24-076-TAP 345 1 | 0.05643 | Yes
GEN-2024-375 | 03 CENTRAL | G03 29SP | 345419 7CLINTON 345 542968 STILWEL7 345 1 | 532793 NEOSHO 7 345 779250 G24-076-TAP 345 1 | 0.06914 | Yes
GEN-2024-375 | 03 CENTRAL | G03 29SP | 345419 7CLINTON 345 542968 STILWEL7 345 2 | 532793 NEOSHO 7 345 779250 G24-076-TAP 345 1 | 0.06914 | Yes
GEN-2024-375 | 03 CENTRAL | G03 29SP | 301810 7CLINTN 345 345419 7CLINTON 345 1 | 541198 PECULR 7 345 541200 PHILL 7 345 1 | 0.05858 | Yes
GEN-2024-375 | 03 CENTRAL | G03 29SP | 301810 7CLINTN 345 345419 7CLINTON 345 2 | 541198 PECULR 7 345 541200 PHILL 7 345 1 | 0.05858 | Yes
GEN-2024-375 | 03 CENTRAL | G03 29SP | 345419 7CLINTON 345 542968 STILWEL7 345 1 | 541198 PECULR 7 345 541200 PHILL 7 345 1 | 0.07225 | Yes
GEN-2024-375 | 03 CENTRAL | G03 29SP | 345419 7CLINTON 345 542968 STILWEL7 345 2 | 541198 PECULR 7 345 541200 PHILL 7 345 1 | 0.07225 | Yes
GEN-2024-375 | 03 CENTRAL | G03 29SP | 345408 7OVERTON 345 345418 7BARNET 345 1 | 541198 PECULR 7 345 541200 PHILL 7 345 1 | 0.06005 | Yes
GEN-2024-375 | 03 CENTRAL | G03 29SP | 301810 7CLINTN 345 345419 7CLINTON 345 1 | 541198 PECULR 7 345 542968 STILWEL7 345 1 | 0.05937 | Yes
GEN-2024-375 | 03 CENTRAL | G03 29SP | 301810 7CLINTN 345 345419 7CLINTON 345 2 | 541198 PECULR 7 345 542968 STILWEL7 345 1 | 0.05937 | Yes
GEN-2024-375 | 03 CENTRAL | G03 29SP | 345419 7CLINTON 345 542968 STILWEL7 345 2 | 541198 PECULR 7 345 542968 STILWEL7 345 1 | 0.07315 | Yes
GEN-2024-375 | 03 CENTRAL | G03 29SP | 345419 7CLINTON 345 542968 STILWEL7 345 1 | 541198 PECULR 7 345 542968 STILWEL7 345 1 | 0.07315 | Yes
GEN-2024-375 | 03 CENTRAL | G03 29SP | 345408 7OVERTON 345 345418 7BARNET 345 1 | 541198 PECULR 7 345 542968 STILWEL7 345 1 | 0.06032 | Yes
GEN-2024-375 | 03 CENTRAL | G03 29SP | 345419 7CLINTON 345 542968 STILWEL7 345 2 | 541200 PHILL 7 345 541201 SIBLEY 7 345 1 | 0.07063 | Yes
GEN-2024-375 | 03 CENTRAL | G03 29SP | 345419 7CLINTON 345 542968 STILWEL7 345 1 | 541200 PHILL 7 345 541201 SIBLEY 7 345 1 | 0.07063 | Yes
GEN-2024-375 | 03 CENTRAL | G03 29SP | 345408 7OVERTON 345 541201 SIBLEY 7 345 1 | 541200 PHILL 7 345 541201 SIBLEY 7 345 1 | 0.08831 | Yes
GEN-2024-375 | 03 CENTRAL | G03 29SP | 345408 7OVERTON 345 345418 7BARNET 345 1 | 541200 PHILL 7 345 541201 SIBLEY 7 345 1 | 0.05865 | Yes
GEN-2024-375 | 03 CENTRAL | G03 29SP | 345221 5MOBERLY 1 161 543062 SALSBRY5 161 1 | 541241 SEDEAST5 161 768980 G22-100-TAP 161 1 | 0.18774 | Yes
GEN-2024-375 | 03 CENTRAL | G03 29SP | 345408 7OVERTON 345 541201 SIBLEY 7 345 1 | 542957 IAT G1 1 24.0 542982 IATAN 7 345 1 | 0.08693 | Yes
GEN-2024-375 | 03 CENTRAL | G03 29SP | 344558 5MAURER 2 161 543060 CAROLTN5 161 1 | 542962 IAT G2 1 24.5 542982 IATAN 7 345 1 | 0.07606 | Yes
GEN-2024-375 | 03 CENTRAL | G03 29SP | 345408 7OVERTON 345 541201 SIBLEY 7 345 1 | 542962 IAT G2 1 24.5 542982 IATAN 7 345 1 | 0.08742 | Yes
GEN-2024-375 | 03 CENTRAL | G03 29SP | 345219 5MOBERLY 2 161 345221 5MOBERLY 1 161 Z | 543061 BRUNSWK5 161 543062 SALSBRY5 161 1 | 0.0759 | Yes
GEN-2024-375 | 03 CENTRAL | G03 29SP | 300063 5CALIF 161 344234 5CALIF UE 2 161 1 | 543062 SALSBRY5 161 543064 NORTON 5 161 1 | 0.08075 | Yes
GEN-2024-375 | 03 CENTRAL | G03 29SP | 345411 5OVERTON 2 161 768980 G22-100-TAP 161 1 | 543062 SALSBRY5 161 543064 NORTON 5 161 1 | 0.22084 | Yes
GEN-2024-375 | 03 CENTRAL | G03 29SP | 345409 5OVERTON 1 161 345411 5OVERTON 2 161 Z | 543062 SALSBRY5 161 543064 NORTON 5 161 1 | 0.11224 | Yes
GEN-2024-375 | 03 CENTRAL | G03 29SP | 345435 7MAYWOOD 345 345992 7SPENCER 345 1 | 629074 ARNOLD1G 22.0 631088 ARNOLD 5 161 1 | 0.06142 | Yes
GEN-2024-375 | 03 CENTRAL | G03 29SP | 300133 5THMHLB3 161 344004 5ADAIR1 161 1 | 629074 ARNOLD1G 22.0 631088 ARNOLD 5 161 1 | 0.06528 | Yes
GEN-2024-375 | 03 CENTRAL | G03 29SP | 345230 7MONTGMRY 345 345992 7SPENCER 345 1 | 629074 ARNOLD1G 22.0 631088 ARNOLD 5 161 1 | 0.06142 | Yes
GEN-2024-375 | 03 CENTRAL | G03 29SP | 344001 5ADAIR2 161 344004 5ADAIR1 161 Z | 629074 ARNOLD1G 22.0 631088 ARNOLD 5 161 1 | 0.06805 | Yes
GEN-2024-375 | 03 CENTRAL | G03 29SP | 344011 7HUGHES 345 631143 OTTUMWA3 345 1 | 629074 ARNOLD1G 22.0 631088 ARNOLD 5 161 1 | 0.05317 | Yes
GEN-2024-375 | 03 CENTRAL | G03 29SP | 344000 7ZACHARY 345 344011 7HUGHES 345 1 | 629074 ARNOLD1G 22.0 631088 ARNOLD 5 161 1 | 0.05317 | Yes
GEN-2024-375 | 03 CENTRAL | G03 29SP | 300133 5THMHLB3 161 344004 5ADAIR1 161 1 | 629075 OTTUMW1G 24.0 631115 OTTUMWA5 161 1 | 0.06528 | Yes
GEN-2024-375 | 03 CENTRAL | G03 29SP | 345435 7MAYWOOD 345 345992 7SPENCER 345 1 | 629075 OTTUMW1G 24.0 631115 OTTUMWA5 161 1 | 0.06142 | Yes
GEN-2024-375 | 03 CENTRAL | G03 29SP | 345230 7MONTGMRY 345 345992 7SPENCER 345 1 | 629075 OTTUMW1G 24.0 631115 OTTUMWA5 161 1 | 0.06142 | Yes
GEN-2024-375 | 03 CENTRAL | G03 29SP | 344001 5ADAIR2 161 344004 5ADAIR1 161 Z | 629075 OTTUMW1G 24.0 631115 OTTUMWA5 161 1 | 0.06805 | Yes
GEN-2024-375 | 03 CENTRAL | G03 29SP | 344011 7HUGHES 345 631143 OTTUMWA3 345 1 | 629075 OTTUMW1G 24.0 631115 OTTUMWA5 161 1 | 0.05317 | Yes
GEN-2024-375 | 03 CENTRAL | G03 29SP | 344000 7ZACHARY 345 344011 7HUGHES 345 1 | 629075 OTTUMW1G 24.0 631115 OTTUMWA5 161 1 | 0.05317 | Yes
GEN-2024-375 | 03 CENTRAL | G03 29SP | 631143 OTTUMWA3 345 635730 MONTEZUMA 3 345 1 | 636398 HILLSSUBTRX3 345 636400 HILLS 3 345 Z | 0.05889 | Yes
GEN-2024-375 | 03 CENTRAL | G03 29SP | 635000 CBLUFFS3 345 645456 S3456 3 345 1 | 640139 COOPER 3 345 778170 G24-040-TAP 345 1 | 0.05321 | Yes
GEN-2024-375 | 03 CENTRAL | G03 29SP | 635000 CBLUFFS3 345 645456 S3456 3 345 1 | 645458 S3458 3 345 778170 G24-040-TAP 345 1 | 0.05321 | Yes
GEN-2024-375 | 03 CENTRAL | G03 29SP | 345411 5OVERTON 2 161 768980 G22-100-TAP 161 1 | 764345 GEN-2020-072 161 764355 G20-072-TAP 161 1 | 0.09579 | Yes
GEN-2024-375 | 03 CENTRAL | G03 29SP | 301810 7CLINTN 345 345419 7CLINTON 345 1 | 765200 G20-090-TAP 345 785580 G24-287-TAP 345 1 | 0.05764 | Yes
GEN-2024-375 | 03 CENTRAL | G03 29SP | 301810 7CLINTN 345 345419 7CLINTON 345 2 | 765200 G20-090-TAP 345 785580 G24-287-TAP 345 1 | 0.05764 | Yes
GEN-2024-375 | 03 CENTRAL | G03 29SP | 345419 7CLINTON 345 542968 STILWEL7 345 1 | 765200 G20-090-TAP 345 785580 G24-287-TAP 345 1 | 0.07091 | Yes
GEN-2024-375 | 03 CENTRAL | G03 29SP | 345419 7CLINTON 345 542968 STILWEL7 345 2 | 765200 G20-090-TAP 345 785580 G24-287-TAP 345 1 | 0.07091 | Yes
GEN-2024-375 | 03 CENTRAL | G03 29SP | 301810 7CLINTN 345 345419 7CLINTON 345 1 | 767240 G22-013-TAP 345 779250 G24-076-TAP 345 1 | 0.05643 | Yes
GEN-2024-375 | 03 CENTRAL | G03 29SP | 301810 7CLINTN 345 345419 7CLINTON 345 2 | 767240 G22-013-TAP 345 779250 G24-076-TAP 345 1 | 0.05643 | Yes
GEN-2024-375 | 03 CENTRAL | G03 29SP | 345419 7CLINTON 345 542968 STILWEL7 345 1 | 767240 G22-013-TAP 345 779250 G24-076-TAP 345 1 | 0.06914 | Yes
GEN-2024-375 | 03 CENTRAL | G03 29SP | 345419 7CLINTON 345 542968 STILWEL7 345 2 | 767240 G22-013-TAP 345 779250 G24-076-TAP 345 1 | 0.06914 | Yes
GEN-2024-375 | 03 CENTRAL | G03 29SP | 345411 5OVERTON 2 161 768980 G22-100-TAP 161 1 | 768980 G22-100-TAP 161 768981 GEN-2022-100 161 1 | 0.09579 | Yes
GEN-2024-375 | 03 CENTRAL | G03 29SP | 345411 5OVERTON 2 161 768980 G22-100-TAP 161 1 | 768981 GEN-2022-100 161 768982 G22-100XFMR1 34.5 1 | 0.09579 | Yes
GEN-2024-375 | 03 CENTRAL | G03 29SP | 345435 7MAYWOOD 345 345992 7SPENCER 345 1 | Base Case | 0.06142 | Yes
GEN-2024-375 | 03 CENTRAL | G03 29SP | 300133 5THMHLB3 161 344004 5ADAIR1 161 1 | Base Case | 0.06528 | Yes
GEN-2024-375 | 03 CENTRAL | G03 29SP | 345230 7MONTGMRY 345 345992 7SPENCER 345 1 | Base Case | 0.06142 | Yes
GEN-2024-375 | 03 CENTRAL | G03 29SP | 300126 5MOBTAP 161 345221 5MOBERLY 1 161 Z1 | Base Case | 0.10537 | Yes
GEN-2024-375 | 03 CENTRAL | G03 29SP | 344001 5ADAIR2 161 344004 5ADAIR1 161 Z | Base Case | 0.06805 | Yes
GEN-2024-375 | 03 CENTRAL | G03 29SP | 635680 BONDURANT3 345 635730 MONTEZUMA 3 345 1 | Base Case | 0.05583 | Yes
GEN-2024-375 | 03 CENTRAL | G03 29SP | 345408 7OVERTON 345 345409 5OVERTON 1 161 1 | Base Case | 0.06852 | Yes
GEN-2024-375 | 03 CENTRAL | G03 29SP | 300098 5MOCITYB2 161 344557 5MAURER 1 161 1 | Base Case | 0.07631 | Yes
GEN-2024-375 | 03 CENTRAL | G03 29SP | 345408 7OVERTON 345 345411 5OVERTON 2 161 1 | Base Case | 0.06683 | Yes
GEN-2024-375 | 03 CENTRAL | G03 29SP | 631143 OTTUMWA3 345 635730 MONTEZUMA 3 345 1 | Base Case | 0.05174 | Yes
GEN-2024-375 | 03 CENTRAL | G03 29SP | 344011 7HUGHES 345 631143 OTTUMWA3 345 1 | Base Case | 0.05317 | Yes
GEN-2024-375 | 03 CENTRAL | G03 29SP | 345221 5MOBERLY 1 161 543062 SALSBRY5 161 1 | Base Case | 0.17715 | Yes
GEN-2024-375 | 03 CENTRAL | G03 29SP | 345219 5MOBERLY 2 161 345221 5MOBERLY 1 161 Z | Base Case | 0.06506 | Yes
GEN-2024-375 | 03 CENTRAL | G03 29SP | 301810 7CLINTN 345 345419 7CLINTON 345 1 | Base Case | 0.05727 | Yes
GEN-2024-375 | 03 CENTRAL | G03 29SP | 301810 7CLINTN 345 345419 7CLINTON 345 2 | Base Case | 0.05727 | Yes
GEN-2024-375 | 03 CENTRAL | G03 29SP | 345419 7CLINTON 345 542968 STILWEL7 345 2 | Base Case | 0.07039 | Yes
GEN-2024-375 | 03 CENTRAL | G03 29SP | 345419 7CLINTON 345 542968 STILWEL7 345 1 | Base Case | 0.07039 | Yes
GEN-2024-375 | 03 CENTRAL | G03 29SP | 344000 7ZACHARY 345 344011 7HUGHES 345 1 | Base Case | 0.05317 | Yes
GEN-2024-375 | 03 CENTRAL | G03 29SP | 345219 5MOBERLY 2 161 345409 5OVERTON 1 161 1 | Base Case | 0.05825 | Yes
GEN-2024-375 | 03 CENTRAL | G03 29SP | 344001 5ADAIR2 161 344006 5ADAIR3 161 Z | Base Case | 0.05294 | Yes
GEN-2024-375 | 03 CENTRAL | G03 29SP | 300044 7MCCRED 345 345230 7MONTGMRY 345 1 | Base Case | 0.14551 | Yes
GEN-2024-375 | 03 CENTRAL | G03 29SP | 344558 5MAURER 2 161 543060 CAROLTN5 161 1 | Base Case | 0.07631 | Yes
GEN-2024-375 | 03 CENTRAL | G03 29SP | 344006 5ADAIR3 161 344010 5ZACHARY 161 1 | Base Case | 0.05474 | Yes
GEN-2024-375 | 03 CENTRAL | G03 29SP | 344000 7ZACHARY 345 344010 5ZACHARY 161 1 | Base Case | 0.05474 | Yes
GEN-2024-375 | 03 CENTRAL | G03 29SP | 344557 5MAURER 1 161 344558 5MAURER 2 161 Z | Base Case | 0.0763 | Yes
GEN-2024-375 | 03 CENTRAL | G03 29SP | 345411 5OVERTON 2 161 768980 G22-100-TAP 161 1 | Base Case | 0.09579 | Yes
GEN-2024-375 | 03 CENTRAL | G03 29SP | 345408 7OVERTON 345 345418 7BARNET 345 1 | Base Case | 0.05833 | Yes
GEN-2024-375 | 03 CENTRAL | G03 29SP | 345408 7OVERTON 345 541201 SIBLEY 7 345 1 | Base Case | 0.08886 | Yes
GEN-2024-375 | 03 CENTRAL | G03 29SP | 345408 7OVERTON 345 345409 5OVERTON 1 161 1 | GEN-2022-100_POI_768980_Generator_outage | 0.06852 | Yes
GEN-2024-375 | 03 CENTRAL | G03 29SP | 345408 7OVERTON 345 345411 5OVERTON 2 161 1 | GEN-2022-100_POI_768980_Generator_outage | 0.06683 | Yes
GEN-2024-375 | 03 CENTRAL | G03 29SP | 345411 5OVERTON 2 161 768980 G22-100-TAP 161 1 | GEN-2022-100_POI_768980_Generator_outage | 0.09579 | Yes
GEN-2024-375 | 03 CENTRAL | G03 29SP | 300098 5MOCITYB2 161 344557 5MAURER 1 161 1 | GEN300001 1 | 0.07631 | Yes
GEN-2024-375 | 03 CENTRAL | G03 29SP | 300098 5MOCITYB2 161 344557 5MAURER 1 161 1 | GEN300001 1_Dup1 | 0.07631 | Yes
GEN-2024-375 | 03 CENTRAL | G03 29SP | 300098 5MOCITYB2 161 344557 5MAURER 1 161 1 | GEN300002 1 | 0.07631 | Yes
GEN-2024-375 | 03 CENTRAL | G03 29SP | 344557 5MAURER 1 161 344558 5MAURER 2 161 Z | GEN300002 1 | 0.0763 | Yes
GEN-2024-375 | 03 CENTRAL | G03 29SP | 345408 7OVERTON 345 345418 7BARNET 345 1 | GEN300002 1 | 0.05833 | Yes
GEN-2024-375 | 03 CENTRAL | G03 29SP | 300098 5MOCITYB2 161 344557 5MAURER 1 161 1 | GEN300002 1_Dup1 | 0.07631 | Yes
GEN-2024-375 | 03 CENTRAL | G03 29SP | 344557 5MAURER 1 161 344558 5MAURER 2 161 Z | GEN300002 1_Dup1 | 0.0763 | Yes
GEN-2024-375 | 03 CENTRAL | G03 29SP | 345408 7OVERTON 345 345418 7BARNET 345 1 | GEN300002 1_Dup1 | 0.05833 | Yes
GEN-2024-375 | 03 CENTRAL | G03 29SP | 300098 5MOCITYB2 161 344557 5MAURER 1 161 1 | GEN300003 1 | 0.07631 | Yes
GEN-2024-375 | 03 CENTRAL | G03 29SP | 300044 7MCCRED 345 345230 7MONTGMRY 345 1 | GEN300003 1 | 0.14551 | Yes
GEN-2024-375 | 03 CENTRAL | G03 29SP | 345408 7OVERTON 345 345409 5OVERTON 1 161 1 | GEN300003 1 | 0.06852 | Yes
GEN-2024-375 | 03 CENTRAL | G03 29SP | 345408 7OVERTON 345 345411 5OVERTON 2 161 1 | GEN300003 1 | 0.06683 | Yes
GEN-2024-375 | 03 CENTRAL | G03 29SP | 344006 5ADAIR3 161 344010 5ZACHARY 161 1 | GEN300003 1 | 0.05474 | Yes
GEN-2024-375 | 03 CENTRAL | G03 29SP | 344000 7ZACHARY 345 344010 5ZACHARY 161 1 | GEN300003 1 | 0.05474 | Yes
GEN-2024-375 | 03 CENTRAL | G03 29SP | 345219 5MOBERLY 2 161 345409 5OVERTON 1 161 1 | GEN300003 1 | 0.05825 | Yes
GEN-2024-375 | 03 CENTRAL | G03 29SP | 344557 5MAURER 1 161 344558 5MAURER 2 161 Z | GEN300003 1 | 0.0763 | Yes
GEN-2024-375 | 03 CENTRAL | G03 29SP | 345419 7CLINTON 345 542968 STILWEL7 345 1 | GEN300003 1 | 0.07039 | Yes
GEN-2024-375 | 03 CENTRAL | G03 29SP | 345408 7OVERTON 345 345418 7BARNET 345 1 | GEN300003 1 | 0.05833 | Yes
GEN-2024-375 | 03 CENTRAL | G03 29SP | 300098 5MOCITYB2 161 344557 5MAURER 1 161 1 | GEN300003 1_Dup1 | 0.07631 | Yes
GEN-2024-375 | 03 CENTRAL | G03 29SP | 300044 7MCCRED 345 345230 7MONTGMRY 345 1 | GEN300003 1_Dup1 | 0.14551 | Yes
GEN-2024-375 | 03 CENTRAL | G03 29SP | 345408 7OVERTON 345 345409 5OVERTON 1 161 1 | GEN300003 1_Dup1 | 0.06852 | Yes
GEN-2024-375 | 03 CENTRAL | G03 29SP | 345408 7OVERTON 345 345411 5OVERTON 2 161 1 | GEN300003 1_Dup1 | 0.06683 | Yes
GEN-2024-375 | 03 CENTRAL | G03 29SP | 344006 5ADAIR3 161 344010 5ZACHARY 161 1 | GEN300003 1_Dup1 | 0.05474 | Yes
GEN-2024-375 | 03 CENTRAL | G03 29SP | 344000 7ZACHARY 345 344010 5ZACHARY 161 1 | GEN300003 1_Dup1 | 0.05474 | Yes
GEN-2024-375 | 03 CENTRAL | G03 29SP | 345219 5MOBERLY 2 161 345409 5OVERTON 1 161 1 | GEN300003 1_Dup1 | 0.05825 | Yes
GEN-2024-375 | 03 CENTRAL | G03 29SP | 344557 5MAURER 1 161 344558 5MAURER 2 161 Z | GEN300003 1_Dup1 | 0.0763 | Yes
GEN-2024-375 | 03 CENTRAL | G03 29SP | 345419 7CLINTON 345 542968 STILWEL7 345 2 | GEN300003 1_Dup1 | 0.07039 | Yes
GEN-2024-375 | 03 CENTRAL | G03 29SP | 345408 7OVERTON 345 345418 7BARNET 345 1 | GEN300003 1_Dup1 | 0.05833 | Yes
GEN-2024-375 | 03 CENTRAL | G03 29SP | 300126 5MOBTAP 161 345221 5MOBERLY 1 161 Z1 | GEN532751 1 | 0.10537 | Yes
GEN-2024-375 | 03 CENTRAL | G03 29SP | 345221 5MOBERLY 1 161 543062 SALSBRY5 161 1 | GEN532751 1 | 0.17715 | Yes
GEN-2024-375 | 03 CENTRAL | G03 29SP | 300044 7MCCRED 345 345230 7MONTGMRY 345 1 | GEN532751 1 | 0.14551 | Yes
GEN-2024-375 | 03 CENTRAL | G03 29SP | 344558 5MAURER 2 161 543060 CAROLTN5 161 1 | GEN532751 1 | 0.07631 | Yes
GEN-2024-375 | 03 CENTRAL | G03 29SP | 345411 5OVERTON 2 161 768980 G22-100-TAP 161 1 | GEN532751 1 | 0.09579 | Yes
GEN-2024-375 | 03 CENTRAL | G03 29SP | 345408 7OVERTON 345 541201 SIBLEY 7 345 1 | GEN532751 1 | 0.08886 | Yes
GEN-2024-375 | 03 CENTRAL | G03 29SP | 300126 5MOBTAP 161 345221 5MOBERLY 1 161 Z1 | GEN532751 1_Dup1 | 0.10537 | Yes
GEN-2024-375 | 03 CENTRAL | G03 29SP | 345221 5MOBERLY 1 161 543062 SALSBRY5 161 1 | GEN532751 1_Dup1 | 0.17715 | Yes
GEN-2024-375 | 03 CENTRAL | G03 29SP | 300044 7MCCRED 345 345230 7MONTGMRY 345 1 | GEN532751 1_Dup1 | 0.14551 | Yes
GEN-2024-375 | 03 CENTRAL | G03 29SP | 344558 5MAURER 2 161 543060 CAROLTN5 161 1 | GEN532751 1_Dup1 | 0.07631 | Yes
GEN-2024-375 | 03 CENTRAL | G03 29SP | 345411 5OVERTON 2 161 768980 G22-100-TAP 161 1 | GEN532751 1_Dup1 | 0.09579 | Yes
GEN-2024-375 | 03 CENTRAL | G03 29SP | 345408 7OVERTON 345 541201 SIBLEY 7 345 1 | GEN532751 1_Dup1 | 0.08886 | Yes
GEN-2024-375 | 03 CENTRAL | G03 29SP | 344558 5MAURER 2 161 543060 CAROLTN5 161 1 | GEN542951 5 | 0.07631 | Yes
GEN-2024-375 | 03 CENTRAL | G03 29SP | 344558 5MAURER 2 161 543060 CAROLTN5 161 1 | GEN542951 5_Dup1 | 0.07631 | Yes
GEN-2024-375 | 03 CENTRAL | G03 29SP | 345408 7OVERTON 345 541201 SIBLEY 7 345 1 | GEN542957 1 | 0.08886 | Yes
GEN-2024-375 | 03 CENTRAL | G03 29SP | 345408 7OVERTON 345 541201 SIBLEY 7 345 1 | GEN542957 1_Dup1 | 0.08886 | Yes
GEN-2024-375 | 03 CENTRAL | G03 29SP | 345221 5MOBERLY 1 161 543062 SALSBRY5 161 1 | GEN542962 2 | 0.17715 | Yes
GEN-2024-375 | 03 CENTRAL | G03 29SP | 344558 5MAURER 2 161 543060 CAROLTN5 161 1 | GEN542962 2 | 0.07631 | Yes
GEN-2024-375 | 03 CENTRAL | G03 29SP | 345408 7OVERTON 345 541201 SIBLEY 7 345 1 | GEN542962 2 | 0.08886 | Yes
GEN-2024-375 | 03 CENTRAL | G03 29SP | 345411 5OVERTON 2 161 768980 G22-100-TAP 161 1 | GEN542962 2 | 0.09579 | Yes
GEN-2024-375 | 03 CENTRAL | G03 29SP | 345221 5MOBERLY 1 161 543062 SALSBRY5 161 1 | GEN542962 2_Dup1 | 0.17715 | Yes
GEN-2024-375 | 03 CENTRAL | G03 29SP | 344558 5MAURER 2 161 543060 CAROLTN5 161 1 | GEN542962 2_Dup1 | 0.07631 | Yes
GEN-2024-375 | 03 CENTRAL | G03 29SP | 345408 7OVERTON 345 541201 SIBLEY 7 345 1 | GEN542962 2_Dup1 | 0.08886 | Yes
GEN-2024-375 | 03 CENTRAL | G03 29SP | 345411 5OVERTON 2 161 768980 G22-100-TAP 161 1 | GEN542962 2_Dup1 | 0.09579 | Yes
GEN-2024-375 | 03 CENTRAL | G03 29SP | 635680 BONDURANT3 345 635730 MONTEZUMA 3 345 1 | GEN640009 1 | 0.05583 | Yes
GEN-2024-375 | 03 CENTRAL | G03 29SP | 345408 7OVERTON 345 541201 SIBLEY 7 345 1 | GEN640009 1 | 0.08886 | Yes
GEN-2024-375 | 03 CENTRAL | G03 29SP | 635680 BONDURANT3 345 635730 MONTEZUMA 3 345 1 | GEN640009 1_Dup1 | 0.05583 | Yes
GEN-2024-375 | 03 CENTRAL | G03 29SP | 345408 7OVERTON 345 541201 SIBLEY 7 345 1 | GEN640009 1_Dup1 | 0.08886 | Yes
GEN-2024-003 | 04 SOUTHEAST | G00ALL 29SP | 337643 8SHERIDAN% 500 337808 8MABELVALE% 500 1 | P11:13.8:EES:1OSWALD C1:2::EHV: | 0.10494 | Yes
GEN-2024-003 | 04 SOUTHEAST | G00ALL 29SP | 337922 8P.HILL% 500 337937 8MAYFLOWER% 500 1 | P11:16:EES:1TRACTBEL C1:1::EHV: | 0.11362 | Yes
GEN-2024-003 | 04 SOUTHEAST | G00ALL 29SP | 337957 8KEO% 500 338140 8HOLND BTM% 500 1 | P11:18:EES:1EAI DELLCT1:1::EHV: | 0.05676 | Yes
GEN-2024-003 | 04 SOUTHEAST | G00ALL 29SP | 338145 8ISES% 500 338156 8POWERLN_RD% 500 1 | P11:18:EES:1EAI DELLCT1:1::EHV: | 0.05284 | Yes
GEN-2024-003 | 04 SOUTHEAST | G00ALL 29SP | 338140 8HOLND BTM% 500 338145 8ISES% 500 1 | P11:18:EES:1EAI DELLCT1:1::EHV: | 0.0756 | Yes
GEN-2024-003 | 04 SOUTHEAST | G00ALL 29SP | 301406 8WNEWMADRID 500 338187 8DELL% 500 1 | P11:18:EES:1EAI DELLCT1:1::EHV: | 0.05356 | Yes
GEN-2024-003 | 04 SOUTHEAST | G00ALL 29SP | 337957 8KEO% 500 338140 8HOLND BTM% 500 1 | P11:18:EES-EAI:DELL:S1_G1_G2 | 0.05676 | Yes
GEN-2024-003 | 04 SOUTHEAST | G00ALL 29SP | 338145 8ISES% 500 338156 8POWERLN_RD% 500 1 | P11:18:EES-EAI:DELL:S1_G1_G2 | 0.05284 | Yes
GEN-2024-003 | 04 SOUTHEAST | G00ALL 29SP | 338140 8HOLND BTM% 500 338145 8ISES% 500 1 | P11:18:EES-EAI:DELL:S1_G1_G2 | 0.0756 | Yes
GEN-2024-003 | 04 SOUTHEAST | G00ALL 29SP | 301406 8WNEWMADRID 500 338187 8DELL% 500 1 | P11:18:EES-EAI:DELL:S1_G1_G2 | 0.05356 | Yes
GEN-2024-003 | 04 SOUTHEAST | G00ALL 29SP | 337643 8SHERIDAN% 500 337808 8MABELVALE% 500 1 | P11:22:EES:1ANO U2:1::EHV: | 0.10494 | Yes
GEN-2024-003 | 04 SOUTHEAST | G00ALL 29SP | 337808 8MABELVALE% 500 337937 8MAYFLOWER% 500 1 | P11:22:EES:1ANO U2:1::EHV: | 0.10755 | Yes
GEN-2024-003 | 04 SOUTHEAST | G00ALL 29SP | 337808 8MABELVALE% 500 337860 8WRIGHTSVLE% 500 1 | P11:22:EES:1ANO U2:1::EHV: | 0.10496 | Yes
GEN-2024-003 | 04 SOUTHEAST | G00ALL 29SP | 337561 8EL DORADO% 500 337643 8SHERIDAN% 500 1 | P11:22:EES:1ANO U2:1::EHV: | 0.06474 | Yes
GEN-2024-003 | 04 SOUTHEAST | G00ALL 29SP | 337808 8MABELVALE% 500 337909 8ANO% 500 1 | P11:22:EES:1ANO U2:1::EHV: | 0.09902 | Yes
GEN-2024-003 | 04 SOUTHEAST | G00ALL 29SP | 338145 8ISES% 500 338156 8POWERLN_RD% 500 1 | P11:23:EES:1PLUM PT U1:1::EHV: | 0.05284 | Yes
GEN-2024-003 | 04 SOUTHEAST | G00ALL 29SP | 338140 8HOLND BTM% 500 338145 8ISES% 500 1 | P11:23:EES:1PLUM PT U1:1::EHV: | 0.0756 | Yes
GEN-2024-003 | 04 SOUTHEAST | G00ALL 29SP | 337860 8WRIGHTSVLE% 500 337957 8KEO% 500 1 | P11:23:EES:1PLUM PT U1:1::EHV: | 0.10662 | Yes
GEN-2024-003 | 04 SOUTHEAST | G00ALL 29SP | 301406 8WNEWMADRID 500 338187 8DELL% 500 1 | P11:23:EES:1PLUM PT U1:1::EHV: | 0.05356 | Yes
GEN-2024-003 | 04 SOUTHEAST | G00ALL 29SP | 337957 8KEO% 500 338140 8HOLND BTM% 500 1 | P11:26:EES:1ISES U1:1::HV: | 0.05676 | Yes
GEN-2024-003 | 04 SOUTHEAST | G00ALL 29SP | 338140 8HOLND BTM% 500 338145 8ISES% 500 1 | P11:26:EES:1ISES U1:1::HV: | 0.0756 | Yes
GEN-2024-003 | 04 SOUTHEAST | G00ALL 29SP | 337860 8WRIGHTSVLE% 500 337957 8KEO% 500 1 | P11:26:EES:1ISES U1:1::HV: | 0.10662 | Yes
GEN-2024-003 | 04 SOUTHEAST | G00ALL 29SP | 301406 8WNEWMADRID 500 338187 8DELL% 500 1 | P11:26:EES:1ISES U1:1::HV: | 0.05356 | Yes
GEN-2024-003 | 04 SOUTHEAST | G00ALL 29SP | 337957 8KEO% 500 338140 8HOLND BTM% 500 1 | P11:26:EES:1ISES U2:1::HV: | 0.05676 | Yes
GEN-2024-003 | 04 SOUTHEAST | G00ALL 29SP | 338140 8HOLND BTM% 500 338145 8ISES% 500 1 | P11:26:EES:1ISES U2:1::HV: | 0.0756 | Yes
GEN-2024-003 | 04 SOUTHEAST | G00ALL 29SP | 337909 8ANO% 500 337922 8P.HILL% 500 1 | P11:26:EES:1WHT BLUF U1:1::HV: | 0.08161 | Yes
GEN-2024-003 | 04 SOUTHEAST | G00ALL 29SP | 337860 8WRIGHTSVLE% 500 337957 8KEO% 500 1 | P11:26:EES:1WHT BLUF U1:1::HV: | 0.10662 | Yes
GEN-2024-003 | 04 SOUTHEAST | G00ALL 29SP | 337561 8EL DORADO% 500 337643 8SHERIDAN% 500 1 | P11:26:EES:1WHT BLUF U1:1::HV: | 0.06474 | Yes
GEN-2024-003 | 04 SOUTHEAST | G00ALL 29SP | 337922 8P.HILL% 500 337937 8MAYFLOWER% 500 1 | P11:26:EES:1WHT BLUF U1:1::HV: | 0.11362 | Yes
GEN-2024-003 | 04 SOUTHEAST | G00ALL 29SP | 337808 8MABELVALE% 500 337909 8ANO% 500 1 | P11:26:EES:1WHT BLUF U1:1::HV: | 0.09902 | Yes
GEN-2024-003 | 04 SOUTHEAST | G00ALL 29SP | 337909 8ANO% 500 337922 8P.HILL% 500 1 | P11:26:EES:1WHT BLUF U2:1::HV: | 0.08161 | Yes
GEN-2024-003 | 04 SOUTHEAST | G00ALL 29SP | 337860 8WRIGHTSVLE% 500 337957 8KEO% 500 1 | P11:26:EES:1WHT BLUF U2:1::HV: | 0.10662 | Yes
GEN-2024-003 | 04 SOUTHEAST | G00ALL 29SP | 337561 8EL DORADO% 500 337643 8SHERIDAN% 500 1 | P11:26:EES:1WHT BLUF U2:1::HV: | 0.06474 | Yes
GEN-2024-003 | 04 SOUTHEAST | G00ALL 29SP | 337922 8P.HILL% 500 337937 8MAYFLOWER% 500 1 | P11:26:EES:1WHT BLUF U2:1::HV: | 0.11362 | Yes
GEN-2024-003 | 04 SOUTHEAST | G00ALL 29SP | 337808 8MABELVALE% 500 337909 8ANO% 500 1 | P11:26:EES:1WHT BLUF U2:1::HV: | 0.09902 | Yes
GEN-2024-003 | 04 SOUTHEAST | G00ALL 29SP | 337957 8KEO% 500 338140 8HOLND BTM% 500 1 | P11:26:EES:5ISES%:1ISES U1:1:HV: | 0.05676 | Yes
GEN-2024-003 | 04 SOUTHEAST | G00ALL 29SP | 338140 8HOLND BTM% 500 338145 8ISES% 500 1 | P11:26:EES:5ISES%:1ISES U1:1:HV: | 0.0756 | Yes
GEN-2024-003 | 04 SOUTHEAST | G00ALL 29SP | 337860 8WRIGHTSVLE% 500 337957 8KEO% 500 1 | P11:26:EES:5ISES%:1ISES U1:1:HV: | 0.10662 | Yes
GEN-2024-003 | 04 SOUTHEAST | G00ALL 29SP | 337909 8ANO% 500 515305 FTSMITH8 500 1 | P11:345:WERE:WOLFU1-GEN:EHV: | 0.11995 | Yes
GEN-2024-003 | 04 SOUTHEAST | G00ALL 29SP | 337808 8MABELVALE% 500 337937 8MAYFLOWER% 500 1 | P11:345:WERE:WOLFU1-GEN:EHV: | 0.10755 | Yes
GEN-2024-003 | 04 SOUTHEAST | G00ALL 29SP | 337903 5DARDANELLE 161 505508 DARDANE5 161 1 | P12:115:EES:3CHEETAH%:5DANVLE AR!:1:HV: | 0.05674 | Yes
GEN-2024-003 | 04 SOUTHEAST | G00ALL 29SP | 337902 5DANVLE AR! 161 337903 5DARDANELLE 161 1 | P12:115:EES:3CHEETAH%:5DANVLE AR!:1:HV: | 0.05674 | Yes
GEN-2024-003 | 04 SOUTHEAST | G00ALL 29SP | 337903 5DARDANELLE 161 505508 DARDANE5 161 1 | P12:115:EES:3HS VLG.N!:5DANVLE AR!:1 | 0.05674 | Yes
GEN-2024-003 | 04 SOUTHEAST | G00ALL 29SP | 337902 5DANVLE AR! 161 337903 5DARDANELLE 161 1 | P12:115:EES:3HS VLG.N!:5DANVLE AR!:1 | 0.05674 | Yes
GEN-2024-003 | 04 SOUTHEAST | G00ALL 29SP | 337860 8WRIGHTSVLE% 500 337957 8KEO% 500 1 | P12:115:EES:3WRIGHTSVLE!:8WRIGHTSVLE%:1:HV: | 0.10588 | Yes
GEN-2024-003 | 04 SOUTHEAST | G00ALL 29SP | 337860 8WRIGHTSVLE% 500 337957 8KEO% 500 1 | P12:115:EES-EAI:M:WH_BLF:WRIGHT_ELR_SIRONTNLR_PRTLR_145FAULAK:HV: | 0.10675 | Yes
GEN-2024-003 | 04 SOUTHEAST | G00ALL 29SP | 337906 5RUSSELVL.N 161 337916 5RUSLVL.E_RX 161 1 | P12:13.8:EES:DARDANE5!:DAR1&2 1:1:EHV: | 0.07687 | Yes
GEN-2024-003 | 04 SOUTHEAST | G00ALL 29SP | 337905 5RUSSELVL.E! 161 337916 5RUSLVL.E_RX 161 R1 | P12:13.8:EES:DARDANE5!:DAR1&2 1:1:EHV: | 0.07687 | Yes
GEN-2024-003 | 04 SOUTHEAST | G00ALL 29SP | 337909 8ANO% 500 998406 ANO 161 1 | P12:13.8:EES:DARDANE5!:DAR1&2 1:1:EHV: | 0.06532 | Yes
GEN-2024-003 | 04 SOUTHEAST | G00ALL 29SP | 337912 5ANO% 161 998406 ANO 161 1 | P12:13.8:EES:DARDANE5!:DAR1&2 1:1:EHV: | 0.06532 | Yes
GEN-2024-003 | 04 SOUTHEAST | G00ALL 29SP | 337906 5RUSSELVL.N 161 337912 5ANO% 161 1 | P12:13.8:EES:DARDANE5!:DAR1&2 1:1:EHV: | 0.07687 | Yes
GEN-2024-003 | 04 SOUTHEAST | G00ALL 29SP | 337904 5RUSSELVL.S 161 337905 5RUSSELVL.E! 161 1 | P12:13.8:EES:DARDANE5!:DAR1&2 1:1:EHV: | 0.16322 | Yes
GEN-2024-003 | 04 SOUTHEAST | G00ALL 29SP | 337907 5ATKINS 161 337921 5MORILTON.E! 161 1 | P12:13.8:EES:DARDANE5!:DAR1&2 1:1:EHV: | 0.08635 | Yes
GEN-2024-003 | 04 SOUTHEAST | G00ALL 29SP | 337904 5RUSSELVL.S 161 505508 DARDANE5 161 1 | P12:13.8:EES:DARDANE5!:DAR1&2 1:1:EHV: | 0.16322 | Yes
GEN-2024-003 | 04 SOUTHEAST | G00ALL 29SP | 337862 5RUSSELVL.IN 161 337907 5ATKINS 161 1 | P12:13.8:EES:DARDANE5!:DAR1&2 1:1:EHV: | 0.08635 | Yes
GEN-2024-003 | 04 SOUTHEAST | G00ALL 29SP | 337862 5RUSSELVL.IN 161 337905 5RUSSELVL.E! 161 1 | P12:13.8:EES:DARDANE5!:DAR1&2 1:1:EHV: | 0.08635 | Yes
GEN-2024-003 | 04 SOUTHEAST | G00ALL 29SP | 337909 8ANO% 500 998406 ANO 161 1 | P12:13.8:EES:DARDANE5!:DAR3&4 1:1:EHV: | 0.06426 | Yes
GEN-2024-003 | 04 SOUTHEAST | G00ALL 29SP | 337912 5ANO% 161 998406 ANO 161 1 | P12:13.8:EES:DARDANE5!:DAR3&4 1:1:EHV: | 0.06426 | Yes
GEN-2024-003 | 04 SOUTHEAST | G00ALL 29SP | 337904 5RUSSELVL.S 161 337905 5RUSSELVL.E! 161 1 | P12:13.8:EES:DARDANE5!:DAR3&4 1:1:EHV: | 0.16088 | Yes
GEN-2024-003 | 04 SOUTHEAST | G00ALL 29SP | 337904 5RUSSELVL.S 161 505508 DARDANE5 161 1 | P12:13.8:EES:DARDANE5!:DAR3&4 1:1:EHV: | 0.16088 | Yes
GEN-2024-003 | 04 SOUTHEAST | G00ALL 29SP | 337862 5RUSSELVL.IN 161 337907 5ATKINS 161 1 | P12:13.8:EES:DARDANE5!:DAR3&4 1:1:EHV: | 0.08516 | Yes
GEN-2024-003 | 04 SOUTHEAST | G00ALL 29SP | 337909 8ANO% 500 515305 FTSMITH8 500 1 | P12:138:EES:8W.MEMPHIS%:8FREEPORTTN%:4BHAM STEEL1:HV: | 0.11518 | Yes
GEN-2024-003 | 04 SOUTHEAST | G00ALL 29SP | 337957 8KEO% 500 338140 8HOLND BTM% 500 1 | P12:138:EES:8W.MEMPHIS%:8FREEPORTTN%:4BHAM STEEL1:HV: | 0.07283 | Yes
GEN-2024-003 | 04 SOUTHEAST | G00ALL 29SP | 338145 8ISES% 500 338156 8POWERLN_RD% 500 1 | P12:138:EES:8W.MEMPHIS%:8FREEPORTTN%:4BHAM STEEL1:HV: | 0.06929 | Yes
GEN-2024-003 | 04 SOUTHEAST | G00ALL 29SP | 338140 8HOLND BTM% 500 338145 8ISES% 500 1 | P12:138:EES:8W.MEMPHIS%:8FREEPORTTN%:4BHAM STEEL1:HV: | 0.09039 | Yes
GEN-2024-003 | 04 SOUTHEAST | G00ALL 29SP | 338156 8POWERLN_RD% 500 338187 8DELL% 500 1 | P12:138:EES:8W.MEMPHIS%:8FREEPORTTN%:4BHAM STEEL1:HV: | 0.06736 | Yes
GEN-2024-003 | 04 SOUTHEAST | G00ALL 29SP | 337808 8MABELVALE% 500 337937 8MAYFLOWER% 500 1 | P12:138:EES:8W.MEMPHIS%:8FREEPORTTN%:4BHAM STEEL1:HV: | 0.10403 | Yes
GEN-2024-003 | 04 SOUTHEAST | G00ALL 29SP | 337808 8MABELVALE% 500 337860 8WRIGHTSVLE% 500 1 | P12:138:EES:8W.MEMPHIS%:8FREEPORTTN%:4BHAM STEEL1:HV: | 0.09332 | Yes
GEN-2024-003 | 04 SOUTHEAST | G00ALL 29SP | 337906 5RUSSELVL.N 161 337916 5RUSLVL.E_RX 161 1 | P12:161:EES:5ANO%:5P.HILL%:1:HV: | 0.0693 | Yes
GEN-2024-003 | 04 SOUTHEAST | G00ALL 29SP | 337905 5RUSSELVL.E! 161 337916 5RUSLVL.E_RX 161 R1 | P12:161:EES:5ANO%:5P.HILL%:1:HV: | 0.0693 | Yes
GEN-2024-003 | 04 SOUTHEAST | G00ALL 29SP | 337906 5RUSSELVL.N 161 337912 5ANO% 161 1 | P12:161:EES:5ANO%:5P.HILL%:1:HV: | 0.0693 | Yes
GEN-2024-003 | 04 SOUTHEAST | G00ALL 29SP | 338110 5HILLTOP% 161 505507 SWPINEY5 161 1 | P12:161:EES:5BATESVILLE%:5ISES%:1:HV: | 0.06428 | Yes
GEN-2024-003 | 04 SOUTHEAST | G00ALL 29SP | 338110 5HILLTOP% 161 505461 BULL SH W5 161 1 | P12:161:EES:5HARRISON.E!:5HILLTOP%:1:HV: | 0.05478 | Yes
GEN-2024-003 | 04 SOUTHEAST | G00ALL 29SP | 337907 5ATKINS 161 337921 5MORILTON.E! 161 1 | P12:161:EES:5MORILTON.E!:5CONWAY.W!:1:HV: | 0.07696 | Yes
GEN-2024-003 | 04 SOUTHEAST | G00ALL 29SP | 337862 5RUSSELVL.IN 161 337907 5ATKINS 161 1 | P12:161:EES:5MORILTON.E!:5CONWAY.W!:1:HV: | 0.07696 | Yes
GEN-2024-003 | 04 SOUTHEAST | G00ALL 29SP | 337862 5RUSSELVL.IN 161 337905 5RUSSELVL.E! 161 1 | P12:161:EES:5MORILTON.E!:5CONWAY.W!:1:HV: | 0.07696 | Yes
GEN-2024-003 | 04 SOUTHEAST | G00ALL 29SP | 337906 5RUSSELVL.N 161 337916 5RUSLVL.E_RX 161 1 | P12:161:EES:5MORILTON.E!:5P.HILL%:1:HV: | 0.08006 | Yes
GEN-2024-003 | 04 SOUTHEAST | G00ALL 29SP | 337905 5RUSSELVL.E! 161 337916 5RUSLVL.E_RX 161 R1 | P12:161:EES:5MORILTON.E!:5P.HILL%:1:HV: | 0.08006 | Yes
GEN-2024-003 | 04 SOUTHEAST | G00ALL 29SP | 337906 5RUSSELVL.N 161 337912 5ANO% 161 1 | P12:161:EES:5MORILTON.E!:5P.HILL%:1:HV: | 0.08006 | Yes
GEN-2024-003 | 04 SOUTHEAST | G00ALL 29SP | 337862 5RUSSELVL.IN 161 337905 5RUSSELVL.E! 161 1 | P12:161:EES:5MORILTON.E!:5P.HILL%:1:HV: | 0.06634 | Yes
GEN-2024-003 | 04 SOUTHEAST | G00ALL 29SP | 337922 8P.HILL% 500 337937 8MAYFLOWER% 500 1 | P12:161:EES:5MORILTON.E!:5P.HILL%:1:HV: | 0.09586 | Yes
GEN-2024-003 | 04 SOUTHEAST | G00ALL 29SP | 337921 5MORILTON.E! 161 337923 5P.HILL% 161 1 | P12:161:EES:5RUSSELVL.E!:5ANO%:1:HV: | 0.07082 | Yes
GEN-2024-003 | 04 SOUTHEAST | G00ALL 29SP | 337907 5ATKINS 161 337921 5MORILTON.E! 161 1 | P12:161:EES:5RUSSELVL.E!:5ANO%:1:HV: | 0.11708 | Yes
GEN-2024-003 | 04 SOUTHEAST | G00ALL 29SP | 337862 5RUSSELVL.IN 161 337907 5ATKINS 161 1 | P12:161:EES:5RUSSELVL.E!:5ANO%:1:HV: | 0.11708 | Yes
GEN-2024-003 | 04 SOUTHEAST | G00ALL 29SP | 337862 5RUSSELVL.IN 161 337905 5RUSSELVL.E! 161 1 | P12:161:EES:5RUSSELVL.E!:5ANO%:1:HV: | 0.11708 | Yes
GEN-2024-003 | 04 SOUTHEAST | G00ALL 29SP | 337909 8ANO% 500 337922 8P.HILL% 500 1 | P12:161:EES:5RUSSELVL.E!:5ANO%:1:HV: | 0.05812 | Yes
GEN-2024-003 | 04 SOUTHEAST | G00ALL 29SP | 337906 5RUSSELVL.N 161 337916 5RUSLVL.E_RX 161 1 | P12:161:EES:5RUSSELVL.E!:5MORILTON.E!:1:HV: | 0.11219 | Yes
GEN-2024-003 | 04 SOUTHEAST | G00ALL 29SP | 337905 5RUSSELVL.E! 161 337916 5RUSLVL.E_RX 161 R1 | P12:161:EES:5RUSSELVL.E!:5MORILTON.E!:1:HV: | 0.11219 | Yes
GEN-2024-003 | 04 SOUTHEAST | G00ALL 29SP | 337906 5RUSSELVL.N 161 337912 5ANO% 161 1 | P12:161:EES:5RUSSELVL.E!:5MORILTON.E!:1:HV: | 0.11219 | Yes
GEN-2024-003 | 04 SOUTHEAST | G00ALL 29SP | 337707 3HS VILLAGE 115 338743 3HOLLIS# 115 1 | P12:161:EES:5RUSSELVL.E!:DARDANE5:1:HV: | 0.05633 | Yes
GEN-2024-003 | 04 SOUTHEAST | G00ALL 29SP | 338737 3NIMROD# 115 338743 3HOLLIS# 115 1 | P12:161:EES:5RUSSELVL.E!:DARDANE5:1:HV: | 0.05633 | Yes
GEN-2024-003 | 04 SOUTHEAST | G00ALL 29SP | 337900 3OLA AR 115 338737 3NIMROD# 115 1 | P12:161:EES:5RUSSELVL.E!:DARDANE5:1:HV: | 0.05633 | Yes
GEN-2024-003 | 04 SOUTHEAST | G00ALL 29SP | 337900 3OLA AR 115 337901 3DANVLE AR 115 1 | P12:161:EES:5RUSSELVL.E!:DARDANE5:1:HV: | 0.05633 | Yes
GEN-2024-003 | 04 SOUTHEAST | G00ALL 29SP | 337901 3DANVLE AR 115 998407 5DANVLE AR! 115 1 | P12:161:EES:5RUSSELVL.E!:DARDANE5:1:HV: | 0.05633 | Yes
GEN-2024-003 | 04 SOUTHEAST | G00ALL 29SP | 337902 5DANVLE AR! 161 998407 5DANVLE AR! 115 1 | P12:161:EES:5RUSSELVL.E!:DARDANE5:1:HV: | 0.05633 | Yes
GEN-2024-003 | 04 SOUTHEAST | G00ALL 29SP | 337705 3CHEETAH% 115 337707 3HS VILLAGE 115 1 | P12:161:EES:5RUSSELVL.E!:DARDANE5:1:HV: | 0.05633 | Yes
GEN-2024-003 | 04 SOUTHEAST | G00ALL 29SP | 338110 5HILLTOP% 161 505507 SWPINEY5 161 1 | P12:161:EES:5SAGE!:5ISES%:1:HV: | 0.06428 | Yes
GEN-2024-003 | 04 SOUTHEAST | G00ALL 29SP | 338145 8ISES% 500 338156 8POWERLN_RD% 500 1 | P12:161:EES:5SAGE!:5ISES%:1:HV: | 0.0587 | Yes
GEN-2024-003 | 04 SOUTHEAST | G00ALL 29SP | 337922 8P.HILL% 500 998405 8P.HILL% 161 1 | P12:161:EES:8ANO%:5ANO%:1:HV: | 0.0624 | Yes
GEN-2024-003 | 04 SOUTHEAST | G00ALL 29SP | 337923 5P.HILL% 161 998405 8P.HILL% 161 1 | P12:161:EES:8ANO%:5ANO%:1:HV: | 0.0624 | Yes
GEN-2024-003 | 04 SOUTHEAST | G00ALL 29SP | 337907 5ATKINS 161 337921 5MORILTON.E! 161 1 | P12:161:EES:8ANO%:5ANO%:1:HV: | 0.09317 | Yes
GEN-2024-003 | 04 SOUTHEAST | G00ALL 29SP | 337862 5RUSSELVL.IN 161 337907 5ATKINS 161 1 | P12:161:EES:8ANO%:5ANO%:1:HV: | 0.09317 | Yes
GEN-2024-003 | 04 SOUTHEAST | G00ALL 29SP | 337862 5RUSSELVL.IN 161 337905 5RUSSELVL.E! 161 1 | P12:161:EES:8ANO%:5ANO%:1:HV: | 0.09317 | Yes
GEN-2024-003 | 04 SOUTHEAST | G00ALL 29SP | 337808 8MABELVALE% 500 337909 8ANO% 500 1 | P12:161:EES:8ANO%:5ANO%:1:HV: | 0.08594 | Yes
GEN-2024-003 | 04 SOUTHEAST | G00ALL 29SP | 337909 8ANO% 500 998406 ANO 161 1 | P12:161:EES:8P.HILL%:5P.HILL%:1:HV: | 0.07135 | Yes
GEN-2024-003 | 04 SOUTHEAST | G00ALL 29SP | 337912 5ANO% 161 998406 ANO 161 1 | P12:161:EES:8P.HILL%:5P.HILL%:1:HV: | 0.07135 | Yes
GEN-2024-003 | 04 SOUTHEAST | G00ALL 29SP | 337906 5RUSSELVL.N 161 337916 5RUSLVL.E_RX 161 1 | P12:161:EES:8P.HILL%:5P.HILL%:1:HV: | 0.07435 | Yes
GEN-2024-003 | 04 SOUTHEAST | G00ALL 29SP | 337905 5RUSSELVL.E! 161 337916 5RUSLVL.E_RX 161 R1 | P12:161:EES:8P.HILL%:5P.HILL%:1:HV: | 0.07435 | Yes
GEN-2024-003 | 04 SOUTHEAST | G00ALL 29SP | 337906 5RUSSELVL.N 161 337912 5ANO% 161 1 | P12:161:EES:8P.HILL%:5P.HILL%:1:HV: | 0.07435 | Yes
GEN-2024-003 | 04 SOUTHEAST | G00ALL 29SP | 337922 8P.HILL% 500 337937 8MAYFLOWER% 500 1 | P12:161:EES:8P.HILL%:5P.HILL%:1:HV: | 0.0976 | Yes
GEN-2024-003 | 04 SOUTHEAST | G00ALL 29SP | 337902 5DANVLE AR! 161 507195 MAGZREC5 161 1 | P12:161:EES:BEVYTAP5:FTSMTHE5%:1:HV: | 0.0781 | Yes
GEN-2024-003 | 04 SOUTHEAST | G00ALL 29SP | 337903 5DARDANELLE 161 505508 DARDANE5 161 1 | P12:161:EES:DARDANE5!:CLARKSV5:1:HV: | 0.11532 | Yes
GEN-2024-003 | 04 SOUTHEAST | G00ALL 29SP | 337902 5DANVLE AR! 161 337903 5DARDANELLE 161 1 | P12:161:EES:DARDANE5!:CLARKSV5:1:HV: | 0.11532 | Yes
GEN-2024-003 | 04 SOUTHEAST | G00ALL 29SP | 337902 5DANVLE AR! 161 507195 MAGZREC5 161 1 | P12:161:EES:DARDANE5!:CLARKSV5:1:HV: | 0.14514 | Yes
GEN-2024-003 | 04 SOUTHEAST | G00ALL 29SP | 337907 5ATKINS 161 337921 5MORILTON.E! 161 1 | P12:161:EES-EAI:5QUITMAN!:5P.HILL:1 | 0.0793 | Yes
GEN-2024-003 | 04 SOUTHEAST | G00ALL 29SP | 337862 5RUSSELVL.IN 161 337907 5ATKINS 161 1 | P12:161:EES-EAI:5QUITMAN!:5P.HILL:1 | 0.0793 | Yes
GEN-2024-003 | 04 SOUTHEAST | G00ALL 29SP | 337862 5RUSSELVL.IN 161 337905 5RUSSELVL.E! 161 1 | P12:161:EES-EAI:5QUITMAN!:5P.HILL:1 | 0.0793 | Yes
GEN-2024-003 | 04 SOUTHEAST | G00ALL 29SP | 338110 5HILLTOP% 161 505507 SWPINEY5 161 1 | P12:161:EES-EAI:HILLTOP:CLINTON.W:1 | 0.06633 | Yes
GEN-2024-003 | 04 SOUTHEAST | G00ALL 29SP | 338110 5HILLTOP% 161 505461 BULL SH W5 161 1 | P12:161:EES-EAI:HRSN_E:EVRTON:1 | 0.05478 | Yes
GEN-2024-003 | 04 SOUTHEAST | G00ALL 29SP | 337906 5RUSSELVL.N 161 337916 5RUSLVL.E_RX 161 1 | P12:161:EES-EAI:MORLND:ARK_NU | 0.0693 | Yes
GEN-2024-003 | 04 SOUTHEAST | G00ALL 29SP | 337905 5RUSSELVL.E! 161 337916 5RUSLVL.E_RX 161 R1 | P12:161:EES-EAI:MORLND:ARK_NU | 0.0693 | Yes
GEN-2024-003 | 04 SOUTHEAST | G00ALL 29SP | 337906 5RUSSELVL.N 161 337912 5ANO% 161 1 | P12:161:EES-EAI:MORLND:ARK_NU | 0.0693 | Yes
GEN-2024-003 | 04 SOUTHEAST | G00ALL 29SP | 338110 5HILLTOP% 161 505507 SWPINEY5 161 1 | P12:161:EES-EAI:MT_PLS:SAGEX:CUSHMNCAVE_C:HV: | 0.06428 | Yes
GEN-2024-003 | 04 SOUTHEAST | G00ALL 29SP | 338145 8ISES% 500 338156 8POWERLN_RD% 500 1 | P12:161:EES-EAI:MT_PLS:SAGEX:CUSHMNCAVE_C:HV: | 0.0587 | Yes
GEN-2024-003 | 04 SOUTHEAST | G00ALL 29SP | 337921 5MORILTON.E! 161 337923 5P.HILL% 161 1 | P12:161:EES-EAI:RUSL_E:ANO:1 | 0.07082 | Yes
GEN-2024-003 | 04 SOUTHEAST | G00ALL 29SP | 337907 5ATKINS 161 337921 5MORILTON.E! 161 1 | P12:161:EES-EAI:RUSL_E:ANO:1 | 0.11708 | Yes
GEN-2024-003 | 04 SOUTHEAST | G00ALL 29SP | 337862 5RUSSELVL.IN 161 337907 5ATKINS 161 1 | P12:161:EES-EAI:RUSL_E:ANO:1 | 0.11708 | Yes
GEN-2024-003 | 04 SOUTHEAST | G00ALL 29SP | 337862 5RUSSELVL.IN 161 337905 5RUSSELVL.E! 161 1 | P12:161:EES-EAI:RUSL_E:ANO:1 | 0.11708 | Yes
GEN-2024-003 | 04 SOUTHEAST | G00ALL 29SP | 337909 8ANO% 500 337922 8P.HILL% 500 1 | P12:161:EES-EAI:RUSL_E:ANO:1 | 0.05812 | Yes
GEN-2024-003 | 04 SOUTHEAST | G00ALL 29SP | 337906 5RUSSELVL.N 161 337916 5RUSLVL.E_RX 161 1 | P12:161:EES-EAI:RUSL_E:MRLT_E:1 | 0.11219 | Yes
GEN-2024-003 | 04 SOUTHEAST | G00ALL 29SP | 337905 5RUSSELVL.E! 161 337916 5RUSLVL.E_RX 161 R1 | P12:161:EES-EAI:RUSL_E:MRLT_E:1 | 0.11219 | Yes
GEN-2024-003 | 04 SOUTHEAST | G00ALL 29SP | 337906 5RUSSELVL.N 161 337912 5ANO% 161 1 | P12:161:EES-EAI:RUSL_E:MRLT_E:1 | 0.11219 | Yes
GEN-2024-003 | 04 SOUTHEAST | G00ALL 29SP | 337643 8SHERIDAN% 500 337808 8MABELVALE% 500 1 | P12:22:EES:8ANO%:1ANO U1:1:EHV: | 0.10494 | Yes
GEN-2024-003 | 04 SOUTHEAST | G00ALL 29SP | 337808 8MABELVALE% 500 337937 8MAYFLOWER% 500 1 | P12:22:EES:8ANO%:1ANO U1:1:EHV: | 0.10755 | Yes
GEN-2024-003 | 04 SOUTHEAST | G00ALL 29SP | 337808 8MABELVALE% 500 337860 8WRIGHTSVLE% 500 1 | P12:22:EES:8ANO%:1ANO U1:1:EHV: | 0.10496 | Yes
GEN-2024-003 | 04 SOUTHEAST | G00ALL 29SP | 337808 8MABELVALE% 500 337909 8ANO% 500 1 | P12:22:EES:8ANO%:1ANO U1:1:EHV: | 0.09902 | Yes
GEN-2024-003 | 04 SOUTHEAST | G00ALL 29SP | 337643 8SHERIDAN% 500 337808 8MABELVALE% 500 1 | P12:22:EES:8ANO%:1ANO U2:1:EHV: | 0.10494 | Yes
GEN-2024-003 | 04 SOUTHEAST | G00ALL 29SP | 337808 8MABELVALE% 500 337937 8MAYFLOWER% 500 1 | P12:22:EES:8ANO%:1ANO U2:1:EHV: | 0.10755 | Yes
GEN-2024-003 | 04 SOUTHEAST | G00ALL 29SP | 337808 8MABELVALE% 500 337860 8WRIGHTSVLE% 500 1 | P12:22:EES:8ANO%:1ANO U2:1:EHV: | 0.10496 | Yes
GEN-2024-003 | 04 SOUTHEAST | G00ALL 29SP | 337561 8EL DORADO% 500 337643 8SHERIDAN% 500 1 | P12:22:EES:8ANO%:1ANO U2:1:EHV: | 0.06474 | Yes
GEN-2024-003 | 04 SOUTHEAST | G00ALL 29SP | 337808 8MABELVALE% 500 337909 8ANO% 500 1 | P12:22:EES:8ANO%:1ANO U2:1:EHV: | 0.09902 | Yes
GEN-2024-003 | 04 SOUTHEAST | G00ALL 29SP | 337643 8SHERIDAN% 500 337808 8MABELVALE% 500 1 | P12:230:EES:6BOGALUS%:6SLIDEL!:6FAIRVW!6HAMMND!1:HV: | 0.10492 | Yes
GEN-2024-003 | 04 SOUTHEAST | G00ALL 29SP | 337643 8SHERIDAN% 500 337808 8MABELVALE% 500 1 | P12:230:EES:8HARTBRG%:8MT_OLIVE%:6LAYFLDLAYFLD11:HV: | 0.10108 | Yes
GEN-2024-003 | 04 SOUTHEAST | G00ALL 29SP | 337561 8EL DORADO% 500 337643 8SHERIDAN% 500 1 | P12:230:EES:8HARTBRG%:8MT_OLIVE%:6LAYFLDLAYFLD11:HV: | 0.05942 | Yes
GEN-2024-003 | 04 SOUTHEAST | G00ALL 29SP | 337909 8ANO% 500 337922 8P.HILL% 500 1 | P12:26:EES:8WHT BLUFF%:1WHT BLUF U1:1:HV: | 0.08161 | Yes
GEN-2024-003 | 04 SOUTHEAST | G00ALL 29SP | 337561 8EL DORADO% 500 337643 8SHERIDAN% 500 1 | P12:26:EES:8WHT BLUFF%:1WHT BLUF U1:1:HV: | 0.06474 | Yes
GEN-2024-003 | 04 SOUTHEAST | G00ALL 29SP | 337922 8P.HILL% 500 337937 8MAYFLOWER% 500 1 | P12:26:EES:8WHT BLUFF%:1WHT BLUF U1:1:HV: | 0.11362 | Yes
GEN-2024-003 | 04 SOUTHEAST | G00ALL 29SP | 337808 8MABELVALE% 500 337909 8ANO% 500 1 | P12:26:EES:8WHT BLUFF%:1WHT BLUF U1:1:HV: | 0.09902 | Yes
GEN-2024-003 | 04 SOUTHEAST | G00ALL 29SP | 337909 8ANO% 500 337922 8P.HILL% 500 1 | P12:26:EES:8WHT BLUFF%:1WHT BLUF U2:1:HV: | 0.08161 | Yes
GEN-2024-003 | 04 SOUTHEAST | G00ALL 29SP | 337561 8EL DORADO% 500 337643 8SHERIDAN% 500 1 | P12:26:EES:8WHT BLUFF%:1WHT BLUF U2:1:HV: | 0.06474 | Yes
GEN-2024-003 | 04 SOUTHEAST | G00ALL 29SP | 337922 8P.HILL% 500 337937 8MAYFLOWER% 500 1 | P12:26:EES:8WHT BLUFF%:1WHT BLUF U2:1:HV: | 0.11362 | Yes
GEN-2024-003 | 04 SOUTHEAST | G00ALL 29SP | 337808 8MABELVALE% 500 337909 8ANO% 500 1 | P12:26:EES:8WHT BLUFF%:1WHT BLUF U2:1:HV: | 0.09902 | Yes
GEN-2024-003 | 04 SOUTHEAST | G00ALL 29SP | 301406 8WNEWMADRID 500 338187 8DELL% 500 1 | P12:345:EES:7NEWMAD%:7WNWMADRID2:1:EHV: | 0.05022 | Yes
GEN-2024-003 | 04 SOUTHEAST | G00ALL 29SP | 301406 8WNEWMADRID 500 338187 8DELL% 500 1 | P12:345:EES:7STFRAN!:7WNWMADRID2:1:EHV: | 0.05022 | Yes
GEN-2024-003 | 04 SOUTHEAST | G00ALL 29SP | 337909 8ANO% 500 515305 FTSMITH8 500 1 | P12:345:SPS:JXX:1:SIDWNDER_GAINES___:EHV: | 0.11995 | Yes
GEN-2024-003 | 04 SOUTHEAST | G00ALL 29SP | 337909 8ANO% 500 515305 FTSMITH8 500 1 | P12:500:EES:8ANO%:8P.HILL%:1:EHV: | 0.10456 | Yes
GEN-2024-003 | 04 SOUTHEAST | G00ALL 29SP | 337906 5RUSSELVL.N 161 337916 5RUSLVL.E_RX 161 1 | P12:500:EES:8ANO%:8P.HILL%:1:EHV: | 0.06659 | Yes
GEN-2024-003 | 04 SOUTHEAST | G00ALL 29SP | 337905 5RUSSELVL.E! 161 337916 5RUSLVL.E_RX 161 R1 | P12:500:EES:8ANO%:8P.HILL%:1:EHV: | 0.06659 | Yes
GEN-2024-003 | 04 SOUTHEAST | G00ALL 29SP | 337906 5RUSSELVL.N 161 337912 5ANO% 161 1 | P12:500:EES:8ANO%:8P.HILL%:1:EHV: | 0.06659 | Yes
GEN-2024-003 | 04 SOUTHEAST | G00ALL 29SP | 337808 8MABELVALE% 500 337937 8MAYFLOWER% 500 1 | P12:500:EES:8ANO%:8P.HILL%:1:EHV: | 0.05154 | Yes
GEN-2024-003 | 04 SOUTHEAST | G00ALL 29SP | 337808 8MABELVALE% 500 337909 8ANO% 500 1 | P12:500:EES:8ANO%:8P.HILL%:1:EHV: | 0.15071 | Yes
GEN-2024-003 | 04 SOUTHEAST | G00ALL 29SP | 337904 5RUSSELVL.S 161 337905 5RUSSELVL.E! 161 1 | P12:500:EES:8ANO%:FTSMITH8:1:EHV: | 0.17964 | Yes
GEN-2024-003 | 04 SOUTHEAST | G00ALL 29SP | 337906 5RUSSELVL.N 161 337916 5RUSLVL.E_RX 161 1 | P12:500:EES:8ANO%:FTSMITH8:1:EHV: | 0.08778 | Yes
GEN-2024-003 | 04 SOUTHEAST | G00ALL 29SP | 337905 5RUSSELVL.E! 161 337916 5RUSLVL.E_RX 161 R1 | P12:500:EES:8ANO%:FTSMITH8:1:EHV: | 0.08778 | Yes
GEN-2024-003 | 04 SOUTHEAST | G00ALL 29SP | 337909 8ANO% 500 998406 ANO 161 1 | P12:500:EES:8ANO%:FTSMITH8:1:EHV: | 0.07922 | Yes
GEN-2024-003 | 04 SOUTHEAST | G00ALL 29SP | 337912 5ANO% 161 998406 ANO 161 1 | P12:500:EES:8ANO%:FTSMITH8:1:EHV: | 0.07922 | Yes
GEN-2024-003 | 04 SOUTHEAST | G00ALL 29SP | 337906 5RUSSELVL.N 161 337912 5ANO% 161 1 | P12:500:EES:8ANO%:FTSMITH8:1:EHV: | 0.08778 | Yes
GEN-2024-003 | 04 SOUTHEAST | G00ALL 29SP | 337921 5MORILTON.E! 161 337923 5P.HILL% 161 1 | P12:500:EES:8ANO%:FTSMITH8:1:EHV: | 0.05394 | Yes
GEN-2024-003 | 04 SOUTHEAST | G00ALL 29SP | 337904 5RUSSELVL.S 161 505508 DARDANE5 161 1 | P12:500:EES:8ANO%:FTSMITH8:1:EHV: | 0.17964 | Yes
GEN-2024-003 | 04 SOUTHEAST | G00ALL 29SP | 337902 5DANVLE AR! 161 507195 MAGZREC5 161 1 | P12:500:EES:8ANO%:FTSMITH8:1:EHV: | 0.08651 | Yes
GEN-2024-003 | 04 SOUTHEAST | G00ALL 29SP | 337907 5ATKINS 161 337921 5MORILTON.E! 161 1 | P12:500:EES:8ANO%:FTSMITH8:1:EHV: | 0.09186 | Yes
GEN-2024-003 | 04 SOUTHEAST | G00ALL 29SP | 337862 5RUSSELVL.IN 161 337907 5ATKINS 161 1 | P12:500:EES:8ANO%:FTSMITH8:1:EHV: | 0.09186 | Yes
GEN-2024-003 | 04 SOUTHEAST | G00ALL 29SP | 337862 5RUSSELVL.IN 161 337905 5RUSSELVL.E! 161 1 | P12:500:EES:8ANO%:FTSMITH8:1:EHV: | 0.09186 | Yes
GEN-2024-003 | 04 SOUTHEAST | G00ALL 29SP | 338140 8HOLND BTM% 500 338145 8ISES% 500 1 | P12:500:EES:8ANO%:FTSMITH8:1:EHV: | 0.05835 | Yes
GEN-2024-003 | 04 SOUTHEAST | G00ALL 29SP | 337860 8WRIGHTSVLE% 500 337957 8KEO% 500 1 | P12:500:EES:8ANO%:FTSMITH8:1:EHV: | 0.0738 | Yes
GEN-2024-003 | 04 SOUTHEAST | G00ALL 29SP | 337922 8P.HILL% 500 337937 8MAYFLOWER% 500 1 | P12:500:EES:8ANO%:FTSMITH8:1:EHV: | 0.07041 | Yes
GEN-2024-003 | 04 SOUTHEAST | G00ALL 29SP | 337808 8MABELVALE% 500 337909 8ANO% 500 1 | P12:500:EES:8ANO%:FTSMITH8:1:EHV: | 0.0547 | Yes
GEN-2024-003 | 04 SOUTHEAST | G00ALL 29SP | 337808 8MABELVALE% 500 337860 8WRIGHTSVLE% 500 1 | P12:500:EES:8ANO%:FTSMITH8:1:EHV: | 0.07182 | Yes
GEN-2024-003 | 04 SOUTHEAST | G00ALL 29SP | 338056 CHALKBLUFFPV 500 338162 8W.MEMPHIS% 500 1 | P12:500:EES:8BXTRWILSON%:8PERRYVILLE%:1:EHV: | 0.06418 | Yes
GEN-2024-003 | 04 SOUTHEAST | G00ALL 29SP | 338162 8W.MEMPHIS% 500 360075 8BHAM STEEL 500 1 | P12:500:EES:8BXTRWILSON%:8PERRYVILLE%:1:EHV: | 0.06143 | Yes
GEN-2024-003 | 04 SOUTHEAST | G00ALL 29SP | 337957 8KEO% 500 338140 8HOLND BTM% 500 1 | P12:500:EES:8BXTRWILSON%:8PERRYVILLE%:1:EHV: | 0.05908 | Yes
GEN-2024-003 | 04 SOUTHEAST | G00ALL 29SP | 337957 8KEO% 500 338056 CHALKBLUFFPV 500 1 | P12:500:EES:8BXTRWILSON%:8PERRYVILLE%:1:EHV: | 0.06418 | Yes
GEN-2024-003 | 04 SOUTHEAST | G00ALL 29SP | 337643 8SHERIDAN% 500 337808 8MABELVALE% 500 1 | P12:500:EES:8BXTRWILSON%:8PERRYVILLE%:1:EHV: | 0.10133 | Yes
GEN-2024-003 | 04 SOUTHEAST | G00ALL 29SP | 338140 8HOLND BTM% 500 338145 8ISES% 500 1 | P12:500:EES:8BXTRWILSON%:8PERRYVILLE%:1:EHV: | 0.07795 | Yes
GEN-2024-003 | 04 SOUTHEAST | G00ALL 29SP | 337860 8WRIGHTSVLE% 500 337957 8KEO% 500 1 | P12:500:EES:8BXTRWILSON%:8PERRYVILLE%:1:EHV: | 0.10879 | Yes
GEN-2024-003 | 04 SOUTHEAST | G00ALL 29SP | 337561 8EL DORADO% 500 337643 8SHERIDAN% 500 1 | P12:500:EES:8BXTRWILSON%:8PERRYVILLE%:1:EHV: | 0.05934 | Yes
GEN-2024-003 | 04 SOUTHEAST | G00ALL 29SP | 337957 8KEO% 500 338140 8HOLND BTM% 500 1 | P12:500:EES:8DELL%:1EAI DELLST3:1EAI DELLCT11EAI DELLCT21:EHV: | 0.05676 | Yes
GEN-2024-003 | 04 SOUTHEAST | G00ALL 29SP | 338145 8ISES% 500 338156 8POWERLN_RD% 500 1 | P12:500:EES:8DELL%:1EAI DELLST3:1EAI DELLCT11EAI DELLCT21:EHV: | 0.05284 | Yes
GEN-2024-003 | 04 SOUTHEAST | G00ALL 29SP | 338140 8HOLND BTM% 500 338145 8ISES% 500 1 | P12:500:EES:8DELL%:1EAI DELLST3:1EAI DELLCT11EAI DELLCT21:EHV: | 0.0756 | Yes
GEN-2024-003 | 04 SOUTHEAST | G00ALL 29SP | 301406 8WNEWMADRID 500 338187 8DELL% 500 1 | P12:500:EES:8DELL%:1EAI DELLST3:1EAI DELLCT11EAI DELLCT21:EHV: | 0.05356 | Yes
GEN-2024-003 | 04 SOUTHEAST | G00ALL 29SP | 338056 CHALKBLUFFPV 500 338162 8W.MEMPHIS% 500 1 | P12:500:EES:8DELL%:8SANS SOUCI%:1:EHV: | 0.05754 | Yes
GEN-2024-003 | 04 SOUTHEAST | G00ALL 29SP | 338162 8W.MEMPHIS% 500 360075 8BHAM STEEL 500 1 | P12:500:EES:8DELL%:8SANS SOUCI%:1:EHV: | 0.05259 | Yes
GEN-2024-003 | 04 SOUTHEAST | G00ALL 29SP | 337957 8KEO% 500 338056 CHALKBLUFFPV 500 1 | P12:500:EES:8DELL%:8SANS SOUCI%:1:EHV: | 0.05754 | Yes
GEN-2024-003 | 04 SOUTHEAST | G00ALL 29SP | 337643 8SHERIDAN% 500 337763 8MAGNETCOVE% 500 1 | P12:500:EES:8EL DORADO%:8SHERIDAN%:1:EHV: | 0.05602 | Yes
GEN-2024-003 | 04 SOUTHEAST | G00ALL 29SP | 338056 CHALKBLUFFPV 500 338162 8W.MEMPHIS% 500 1 | P12:500:EES:8HOLND BTM%:8ISES%:1:EHV: | 0.08944 | Yes
GEN-2024-003 | 04 SOUTHEAST | G00ALL 29SP | 338162 8W.MEMPHIS% 500 360075 8BHAM STEEL 500 1 | P12:500:EES:8HOLND BTM%:8ISES%:1:EHV: | 0.07961 | Yes
GEN-2024-003 | 04 SOUTHEAST | G00ALL 29SP | 337957 8KEO% 500 338056 CHALKBLUFFPV 500 1 | P12:500:EES:8HOLND BTM%:8ISES%:1:EHV: | 0.08944 | Yes
GEN-2024-003 | 04 SOUTHEAST | G00ALL 29SP | 337561 8EL DORADO% 500 337643 8SHERIDAN% 500 1 | P12:500:EES:8HS EHV%:8ETTA%:1:EHV: | 0.0896 | Yes
GEN-2024-003 | 04 SOUTHEAST | G00ALL 29SP | 338056 CHALKBLUFFPV 500 338162 8W.MEMPHIS% 500 1 | P12:500:EES:8ISES%:8POWERLN_RD%:1:EHV: | 0.07589 | Yes
GEN-2024-003 | 04 SOUTHEAST | G00ALL 29SP | 338162 8W.MEMPHIS% 500 360075 8BHAM STEEL 500 1 | P12:500:EES:8ISES%:8POWERLN_RD%:1:EHV: | 0.07323 | Yes
GEN-2024-003 | 04 SOUTHEAST | G00ALL 29SP | 337957 8KEO% 500 338056 CHALKBLUFFPV 500 1 | P12:500:EES:8ISES%:8POWERLN_RD%:1:EHV: | 0.07589 | Yes
GEN-2024-003 | 04 SOUTHEAST | G00ALL 29SP | 338056 CHALKBLUFFPV 500 338162 8W.MEMPHIS% 500 1 | P12:500:EES:8KEO%:8HOLND BTM%:1:EHV: | 0.07756 | Yes
GEN-2024-003 | 04 SOUTHEAST | G00ALL 29SP | 338110 5HILLTOP% 161 505507 SWPINEY5 161 1 | P12:500:EES:8KEO%:8HOLND BTM%:1:EHV: | 0.06409 | Yes
GEN-2024-003 | 04 SOUTHEAST | G00ALL 29SP | 337957 8KEO% 500 338056 CHALKBLUFFPV 500 1 | P12:500:EES:8KEO%:8HOLND BTM%:1:EHV: | 0.07756 | Yes
GEN-2024-003 | 04 SOUTHEAST | G00ALL 29SP | 338162 8W.MEMPHIS% 500 360075 8BHAM STEEL 500 1 | P12:500:EES:8KEO%:8HOLND BTM%:1:EHV: | 0.07061 | Yes
GEN-2024-003 | 04 SOUTHEAST | G00ALL 29SP | 337909 8ANO% 500 998406 ANO 161 1 | P12:500:EES:8KEO%:8HOLND BTM%:1:EHV: | 0.05906 | Yes
GEN-2024-003 | 04 SOUTHEAST | G00ALL 29SP | 337912 5ANO% 161 998406 ANO 161 1 | P12:500:EES:8KEO%:8HOLND BTM%:1:EHV: | 0.05906 | Yes
GEN-2024-003 | 04 SOUTHEAST | G00ALL 29SP | 337808 8MABELVALE% 500 337937 8MAYFLOWER% 500 1 | P12:500:EES:8KEO%:8HOLND BTM%:1:EHV: | 0.09571 | Yes
GEN-2024-003 | 04 SOUTHEAST | G00ALL 29SP | 337808 8MABELVALE% 500 337860 8WRIGHTSVLE% 500 1 | P12:500:EES:8KEO%:8HOLND BTM%:1:EHV: | 0.08486 | Yes
GEN-2024-003 | 04 SOUTHEAST | G00ALL 29SP | 337909 8ANO% 500 337922 8P.HILL% 500 1 | P12:500:EES:8MABELVALE%:8ANO%:1:EHV: | 0.15579 | Yes
GEN-2024-003 | 04 SOUTHEAST | G00ALL 29SP | 337922 8P.HILL% 500 337937 8MAYFLOWER% 500 1 | P12:500:EES:8MABELVALE%:8ANO%:1:EHV: | 0.18427 | Yes
GEN-2024-003 | 04 SOUTHEAST | G00ALL 29SP | 337909 8ANO% 500 515305 FTSMITH8 500 1 | P12:500:EES:8MT_OLIVE%:8EL DORADO%:1:EHV: | 0.11748 | Yes
GEN-2024-003 | 04 SOUTHEAST | G00ALL 29SP | 337643 8SHERIDAN% 500 337808 8MABELVALE% 500 1 | P12:500:EES:8MT_OLIVE%:8EL DORADO%:1:EHV: | 0.10065 | Yes
GEN-2024-003 | 04 SOUTHEAST | G00ALL 29SP | 337561 8EL DORADO% 500 337643 8SHERIDAN% 500 1 | P12:500:EES:8MT_OLIVE%:8EL DORADO%:1:EHV: | 0.05857 | Yes
GEN-2024-003 | 04 SOUTHEAST | G00ALL 29SP | 337808 8MABELVALE% 500 337909 8ANO% 500 1 | P12:500:EES:8P.HILL%:8MAYFLOWER%:1:EHV: | 0.16753 | Yes
GEN-2024-003 | 04 SOUTHEAST | G00ALL 29SP | 338056 CHALKBLUFFPV 500 338162 8W.MEMPHIS% 500 1 | P12:500:EES:8POWERLN_RD%:8DELL%:1:EHV: | 0.07206 | Yes
GEN-2024-003 | 04 SOUTHEAST | G00ALL 29SP | 338162 8W.MEMPHIS% 500 360075 8BHAM STEEL 500 1 | P12:500:EES:8POWERLN_RD%:8DELL%:1:EHV: | 0.07379 | Yes
GEN-2024-003 | 04 SOUTHEAST | G00ALL 29SP | 337957 8KEO% 500 338056 CHALKBLUFFPV 500 1 | P12:500:EES:8POWERLN_RD%:8DELL%:1:EHV: | 0.07206 | Yes
GEN-2024-003 | 04 SOUTHEAST | G00ALL 29SP | 338056 CHALKBLUFFPV 500 338162 8W.MEMPHIS% 500 1 | P12:500:EES:8SANS SOUCI%:8DRIVER%:1:EHV: | 0.05754 | Yes
GEN-2024-003 | 04 SOUTHEAST | G00ALL 29SP | 338162 8W.MEMPHIS% 500 360075 8BHAM STEEL 500 1 | P12:500:EES:8SANS SOUCI%:8DRIVER%:1:EHV: | 0.05259 | Yes
GEN-2024-003 | 04 SOUTHEAST | G00ALL 29SP | 337957 8KEO% 500 338056 CHALKBLUFFPV 500 1 | P12:500:EES:8SANS SOUCI%:8DRIVER%:1:EHV: | 0.05754 | Yes
GEN-2024-003 | 04 SOUTHEAST | G00ALL 29SP | 337651 8WHT BLUFF% 500 337957 8KEO% 500 1 | P12:500:EES:8SHERIDAN%:8MABELVALE%:1:EHV: | 0.06319 | Yes
GEN-2024-003 | 04 SOUTHEAST | G00ALL 29SP | 337808 8MABELVALE% 500 337860 8WRIGHTSVLE% 500 1 | P12:500:EES:8SHERIDAN%:8MABELVALE%:1:EHV: | 0.18278 | Yes
GEN-2024-003 | 04 SOUTHEAST | G00ALL 29SP | 337643 8SHERIDAN% 500 337651 8WHT BLUFF% 500 1 | P12:500:EES:8SHERIDAN%:8MABELVALE%:1:EHV: | 0.06243 | Yes
GEN-2024-003 | 04 SOUTHEAST | G00ALL 29SP | 337561 8EL DORADO% 500 337643 8SHERIDAN% 500 1 | P12:500:EES:8SHERIDAN%:8MAGNETCOVE%:1:EHV: | 0.07524 | Yes
GEN-2024-003 | 04 SOUTHEAST | G00ALL 29SP | 337957 8KEO% 500 338140 8HOLND BTM% 500 1 | P12:500:EES:8W.MEMPHIS%:8BHAM STEEL:1:EHV: | 0.07283 | Yes
GEN-2024-003 | 04 SOUTHEAST | G00ALL 29SP | 338145 8ISES% 500 338156 8POWERLN_RD% 500 1 | P12:500:EES:8W.MEMPHIS%:8BHAM STEEL:1:EHV: | 0.06929 | Yes
GEN-2024-003 | 04 SOUTHEAST | G00ALL 29SP | 338140 8HOLND BTM% 500 338145 8ISES% 500 1 | P12:500:EES:8W.MEMPHIS%:8BHAM STEEL:1:EHV: | 0.09039 | Yes
GEN-2024-003 | 04 SOUTHEAST | G00ALL 29SP | 338156 8POWERLN_RD% 500 338187 8DELL% 500 1 | P12:500:EES:8W.MEMPHIS%:8BHAM STEEL:1:EHV: | 0.06736 | Yes
GEN-2024-003 | 04 SOUTHEAST | G00ALL 29SP | 337808 8MABELVALE% 500 337860 8WRIGHTSVLE% 500 1 | P12:500:EES:8W.MEMPHIS%:8BHAM STEEL:1:EHV: | 0.09332 | Yes
GEN-2024-003 | 04 SOUTHEAST | G00ALL 29SP | 337643 8SHERIDAN% 500 337808 8MABELVALE% 500 1 | P12:500:EES:8WHT BLUFF%:8KEO%:1:EHV: | 0.09671 | Yes
GEN-2024-003 | 04 SOUTHEAST | G00ALL 29SP | 337860 8WRIGHTSVLE% 500 337957 8KEO% 500 1 | P12:500:EES:8WHT BLUFF%:8KEO%:1:EHV: | 0.11557 | Yes
GEN-2024-003 | 04 SOUTHEAST | G00ALL 29SP | 337808 8MABELVALE% 500 337860 8WRIGHTSVLE% 500 1 | P12:500:EES:8WHT BLUFF%:8KEO%:1:EHV: | 0.1133 | Yes
GEN-2024-003 | 04 SOUTHEAST | G00ALL 29SP | 337643 8SHERIDAN% 500 337808 8MABELVALE% 500 1 | P12:500:EES:8WRIGHTSVLE%:1OSWALD C1:1OSWALD C31OSWALD C51OSWALD S11OSWALD C71OSWALD S21:EHV: | 0.10494 | Yes
GEN-2024-003 | 04 SOUTHEAST | G00ALL 29SP | 337651 8WHT BLUFF% 500 337957 8KEO% 500 1 | P12:500:EES:8WRIGHTSVLE%:8KEO%:1:EHV: | 0.092 | Yes
GEN-2024-003 | 04 SOUTHEAST | G00ALL 29SP | 337957 8KEO% 500 338140 8HOLND BTM% 500 1 | P12:500:EES-EAI:KEO:WMPEHV | 0.08336 | Yes
GEN-2024-003 | 04 SOUTHEAST | G00ALL 29SP | 338145 8ISES% 500 338156 8POWERLN_RD% 500 1 | P12:500:EES-EAI:KEO:WMPEHV | 0.07299 | Yes
GEN-2024-003 | 04 SOUTHEAST | G00ALL 29SP | 338140 8HOLND BTM% 500 338145 8ISES% 500 1 | P12:500:EES-EAI:KEO:WMPEHV | 0.09999 | Yes
GEN-2024-003 | 04 SOUTHEAST | G00ALL 29SP | 338156 8POWERLN_RD% 500 338187 8DELL% 500 1 | P12:500:EES-EAI:KEO:WMPEHV | 0.06465 | Yes
GEN-2024-003 | 04 SOUTHEAST | G00ALL 29SP | 338056 CHALKBLUFFPV 500 338162 8W.MEMPHIS% 500 1 | P12:500:EES-EAI:POWERLNRD:8DELL%:1 | 0.07206 | Yes
GEN-2024-003 | 04 SOUTHEAST | G00ALL 29SP | 338162 8W.MEMPHIS% 500 360075 8BHAM STEEL 500 1 | P12:500:EES-EAI:POWERLNRD:8DELL%:1 | 0.07379 | Yes
GEN-2024-003 | 04 SOUTHEAST | G00ALL 29SP | 337957 8KEO% 500 338056 CHALKBLUFFPV 500 1 | P12:500:EES-EAI:POWERLNRD:8DELL%:1 | 0.07206 | Yes
GEN-2024-003 | 04 SOUTHEAST | G00ALL 29SP | 337909 8ANO% 500 515305 FTSMITH8 500 1 | P12:500:EES-EAI:WMPEHV:BHMSTL:BHMSTLNEWPORT:EHV: | 0.11518 | Yes
GEN-2024-003 | 04 SOUTHEAST | G00ALL 29SP | 337957 8KEO% 500 338140 8HOLND BTM% 500 1 | P12:500:EES-EAI:WMPEHV:BHMSTL:BHMSTLNEWPORT:EHV: | 0.07283 | Yes
GEN-2024-003 | 04 SOUTHEAST | G00ALL 29SP | 338145 8ISES% 500 338156 8POWERLN_RD% 500 1 | P12:500:EES-EAI:WMPEHV:BHMSTL:BHMSTLNEWPORT:EHV: | 0.06929 | Yes
GEN-2024-003 | 04 SOUTHEAST | G00ALL 29SP | 338140 8HOLND BTM% 500 338145 8ISES% 500 1 | P12:500:EES-EAI:WMPEHV:BHMSTL:BHMSTLNEWPORT:EHV: | 0.09039 | Yes
GEN-2024-003 | 04 SOUTHEAST | G00ALL 29SP | 338156 8POWERLN_RD% 500 338187 8DELL% 500 1 | P12:500:EES-EAI:WMPEHV:BHMSTL:BHMSTLNEWPORT:EHV: | 0.06736 | Yes
GEN-2024-003 | 04 SOUTHEAST | G00ALL 29SP | 337808 8MABELVALE% 500 337860 8WRIGHTSVLE% 500 1 | P12:500:EES-EAI:WMPEHV:BHMSTL:BHMSTLNEWPORT:EHV: | 0.09332 | Yes
GEN-2024-003 | 04 SOUTHEAST | G00ALL 29SP | 337904 5RUSSELVL.S 161 337905 5RUSSELVL.E! 161 1 | P12:500:OKGE-EES:BKRBKR3170:::EHV: | 0.17964 | Yes
GEN-2024-003 | 04 SOUTHEAST | G00ALL 29SP | 337906 5RUSSELVL.N 161 337916 5RUSLVL.E_RX 161 1 | P12:500:OKGE-EES:BKRBKR3170:::EHV: | 0.08778 | Yes
GEN-2024-003 | 04 SOUTHEAST | G00ALL 29SP | 337905 5RUSSELVL.E! 161 337916 5RUSLVL.E_RX 161 R1 | P12:500:OKGE-EES:BKRBKR3170:::EHV: | 0.08778 | Yes
GEN-2024-003 | 04 SOUTHEAST | G00ALL 29SP | 337909 8ANO% 500 998406 ANO 161 1 | P12:500:OKGE-EES:BKRBKR3170:::EHV: | 0.07922 | Yes
GEN-2024-003 | 04 SOUTHEAST | G00ALL 29SP | 337912 5ANO% 161 998406 ANO 161 1 | P12:500:OKGE-EES:BKRBKR3170:::EHV: | 0.07922 | Yes
GEN-2024-003 | 04 SOUTHEAST | G00ALL 29SP | 337906 5RUSSELVL.N 161 337912 5ANO% 161 1 | P12:500:OKGE-EES:BKRBKR3170:::EHV: | 0.08778 | Yes
GEN-2024-003 | 04 SOUTHEAST | G00ALL 29SP | 337921 5MORILTON.E! 161 337923 5P.HILL% 161 1 | P12:500:OKGE-EES:BKRBKR3170:::EHV: | 0.05394 | Yes
GEN-2024-003 | 04 SOUTHEAST | G00ALL 29SP | 337904 5RUSSELVL.S 161 505508 DARDANE5 161 1 | P12:500:OKGE-EES:BKRBKR3170:::EHV: | 0.17964 | Yes
GEN-2024-003 | 04 SOUTHEAST | G00ALL 29SP | 337902 5DANVLE AR! 161 507195 MAGZREC5 161 1 | P12:500:OKGE-EES:BKRBKR3170:::EHV: | 0.08651 | Yes
GEN-2024-003 | 04 SOUTHEAST | G00ALL 29SP | 337907 5ATKINS 161 337921 5MORILTON.E! 161 1 | P12:500:OKGE-EES:BKRBKR3170:::EHV: | 0.09186 | Yes
GEN-2024-003 | 04 SOUTHEAST | G00ALL 29SP | 337862 5RUSSELVL.IN 161 337907 5ATKINS 161 1 | P12:500:OKGE-EES:BKRBKR3170:::EHV: | 0.09186 | Yes
GEN-2024-003 | 04 SOUTHEAST | G00ALL 29SP | 337862 5RUSSELVL.IN 161 337905 5RUSSELVL.E! 161 1 | P12:500:OKGE-EES:BKRBKR3170:::EHV: | 0.09186 | Yes
GEN-2024-003 | 04 SOUTHEAST | G00ALL 29SP | 338140 8HOLND BTM% 500 338145 8ISES% 500 1 | P12:500:OKGE-EES:BKRBKR3170:::EHV: | 0.05835 | Yes
GEN-2024-003 | 04 SOUTHEAST | G00ALL 29SP | 337860 8WRIGHTSVLE% 500 337957 8KEO% 500 1 | P12:500:OKGE-EES:BKRBKR3170:::EHV: | 0.0738 | Yes
GEN-2024-003 | 04 SOUTHEAST | G00ALL 29SP | 337922 8P.HILL% 500 337937 8MAYFLOWER% 500 1 | P12:500:OKGE-EES:BKRBKR3170:::EHV: | 0.07041 | Yes
GEN-2024-003 | 04 SOUTHEAST | G00ALL 29SP | 337808 8MABELVALE% 500 337909 8ANO% 500 1 | P12:500:OKGE-EES:BKRBKR3170:::EHV: | 0.0547 | Yes
GEN-2024-003 | 04 SOUTHEAST | G00ALL 29SP | 337808 8MABELVALE% 500 337860 8WRIGHTSVLE% 500 1 | P12:500:OKGE-EES:BKRBKR3170:::EHV: | 0.07182 | Yes
GEN-2024-003 | 04 SOUTHEAST | G00ALL 29SP | 337643 8SHERIDAN% 500 337808 8MABELVALE% 500 1 | P12:500-345-115:EES-EAI:SAREPT:EL_EHV | 0.09989 | Yes
GEN-2024-003 | 04 SOUTHEAST | G00ALL 29SP | 337808 8MABELVALE% 500 337937 8MAYFLOWER% 500 1 | P13:500-161:EES:5HOLND BTM!:8HOLND BTM%:1 | 0.11216 | Yes
GEN-2024-003 | 04 SOUTHEAST | G00ALL 29SP | 337903 5DARDANELLE 161 505508 DARDANE5 161 1 | P21:115:EES:3CHEETAH%:3HS VILLAGE:1:HV: | 0.05674 | Yes
GEN-2024-003 | 04 SOUTHEAST | G00ALL 29SP | 337904 5RUSSELVL.S 161 337905 5RUSSELVL.E! 161 1 | P21:115:EES:3CHEETAH%:3HS VILLAGE:1:HV: | 0.16863 | Yes
GEN-2024-003 | 04 SOUTHEAST | G00ALL 29SP | 337902 5DANVLE AR! 161 337903 5DARDANELLE 161 1 | P21:115:EES:3CHEETAH%:3HS VILLAGE:1:HV: | 0.05674 | Yes
GEN-2024-003 | 04 SOUTHEAST | G00ALL 29SP | 337904 5RUSSELVL.S 161 505508 DARDANE5 161 1 | P21:115:EES:3CHEETAH%:3HS VILLAGE:1:HV: | 0.16863 | Yes
GEN-2024-003 | 04 SOUTHEAST | G00ALL 29SP | 337909 8ANO% 500 998406 ANO 161 1 | P21:115:EES:3LAKE CONWAY:3MAYFLOWER%:1:HV: | 0.06132 | Yes
GEN-2024-003 | 04 SOUTHEAST | G00ALL 29SP | 337912 5ANO% 161 998406 ANO 161 1 | P21:115:EES:3LAKE CONWAY:3MAYFLOWER%:1:HV: | 0.06132 | Yes
GEN-2024-003 | 04 SOUTHEAST | G00ALL 29SP | 337903 5DARDANELLE 161 505508 DARDANE5 161 1 | P21:115:EES-EAI:HOLLIS:NIMROD:1:HV: | 0.05674 | Yes
GEN-2024-003 | 04 SOUTHEAST | G00ALL 29SP | 337902 5DANVLE AR! 161 337903 5DARDANELLE 161 1 | P21:115:EES-EAI:HOLLIS:NIMROD:1:HV: | 0.05674 | Yes
GEN-2024-003 | 04 SOUTHEAST | G00ALL 29SP | 337904 5RUSSELVL.S 161 337905 5RUSSELVL.E! 161 1 | P21:115:EES-EAI:HSVLG.N:HSVLG:1:HV: | 0.16863 | Yes
GEN-2024-003 | 04 SOUTHEAST | G00ALL 29SP | 337903 5DARDANELLE 161 505508 DARDANE5 161 1 | P21:115:EES-EAI:HSVLG.N:HSVLG:1:HV: | 0.05674 | Yes
GEN-2024-003 | 04 SOUTHEAST | G00ALL 29SP | 337902 5DANVLE AR! 161 337903 5DARDANELLE 161 1 | P21:115:EES-EAI:HSVLG.N:HSVLG:1:HV: | 0.05674 | Yes
GEN-2024-003 | 04 SOUTHEAST | G00ALL 29SP | 337904 5RUSSELVL.S 161 505508 DARDANE5 161 1 | P21:115:EES-EAI:HSVLG.N:HSVLG:1:HV: | 0.16863 | Yes
GEN-2024-003 | 04 SOUTHEAST | G00ALL 29SP | 337903 5DARDANELLE 161 505508 DARDANE5 161 1 | P21:115:EES-EAI:OLA:DANVLE:1:HV: | 0.05674 | Yes
GEN-2024-003 | 04 SOUTHEAST | G00ALL 29SP | 337902 5DANVLE AR! 161 337903 5DARDANELLE 161 1 | P21:115:EES-EAI:OLA:DANVLE:1:HV: | 0.05674 | Yes
GEN-2024-003 | 04 SOUTHEAST | G00ALL 29SP | 337903 5DARDANELLE 161 505508 DARDANE5 161 1 | P21:115:EES-EAI:OLA:NIMROD:1:HV: | 0.05674 | Yes
GEN-2024-003 | 04 SOUTHEAST | G00ALL 29SP | 337902 5DANVLE AR! 161 337903 5DARDANELLE 161 1 | P21:115:EES-EAI:OLA:NIMROD:1:HV: | 0.05674 | Yes
GEN-2024-003 | 04 SOUTHEAST | G00ALL 29SP | 337906 5RUSSELVL.N 161 337916 5RUSLVL.E_RX 161 1 | P21:161:EES:5ANO%:5LONDON.N:1:HV: | 0.0693 | Yes
GEN-2024-003 | 04 SOUTHEAST | G00ALL 29SP | 337905 5RUSSELVL.E! 161 337916 5RUSLVL.E_RX 161 R1 | P21:161:EES:5ANO%:5LONDON.N:1:HV: | 0.0693 | Yes
GEN-2024-003 | 04 SOUTHEAST | G00ALL 29SP | 337906 5RUSSELVL.N 161 337912 5ANO% 161 1 | P21:161:EES:5ANO%:5LONDON.N:1:HV: | 0.0693 | Yes
GEN-2024-003 | 04 SOUTHEAST | G00ALL 29SP | 337906 5RUSSELVL.N 161 337916 5RUSLVL.E_RX 161 1 | P21:161:EES:5ATKINS:5MORILTON.E!:1:HV: | 0.11219 | Yes
GEN-2024-003 | 04 SOUTHEAST | G00ALL 29SP | 337905 5RUSSELVL.E! 161 337916 5RUSLVL.E_RX 161 R1 | P21:161:EES:5ATKINS:5MORILTON.E!:1:HV: | 0.11219 | Yes
GEN-2024-003 | 04 SOUTHEAST | G00ALL 29SP | 337909 8ANO% 500 998406 ANO 161 1 | P21:161:EES:5ATKINS:5MORILTON.E!:1:HV: | 0.0856 | Yes
GEN-2024-003 | 04 SOUTHEAST | G00ALL 29SP | 337912 5ANO% 161 998406 ANO 161 1 | P21:161:EES:5ATKINS:5MORILTON.E!:1:HV: | 0.0856 | Yes
GEN-2024-003 | 04 SOUTHEAST | G00ALL 29SP | 337906 5RUSSELVL.N 161 337912 5ANO% 161 1 | P21:161:EES:5ATKINS:5MORILTON.E!:1:HV: | 0.11219 | Yes
GEN-2024-003 | 04 SOUTHEAST | G00ALL 29SP | 338110 5HILLTOP% 161 505507 SWPINEY5 161 1 | P21:161:EES:5BATESVILLE%:5MOOREFIELD:1:HV: | 0.06428 | Yes
GEN-2024-003 | 04 SOUTHEAST | G00ALL 29SP | 338110 5HILLTOP% 161 505507 SWPINEY5 161 1 | P21:161:EES:5BONO:5P.HILL%:1:HV: | 0.06487 | Yes
GEN-2024-003 | 04 SOUTHEAST | G00ALL 29SP | 338110 5HILLTOP% 161 505507 SWPINEY5 161 1 | P21:161:EES:5CUSHMAN:5BATESVILLE%:1:HV: | 0.06428 | Yes
GEN-2024-003 | 04 SOUTHEAST | G00ALL 29SP | 338110 5HILLTOP% 161 505461 BULL SH W5 161 1 | P21:161:EES:5HARRISON.E!:5EVERTON RD:1:HV: | 0.05478 | Yes
GEN-2024-003 | 04 SOUTHEAST | G00ALL 29SP | 338110 5HILLTOP% 161 505507 SWPINEY5 161 1 | P21:161:EES:5HILLTOP%:5MARSHALL#:1:HV: | 0.06633 | Yes
GEN-2024-003 | 04 SOUTHEAST | G00ALL 29SP | 337808 8MABELVALE% 500 337937 8MAYFLOWER% 500 1 | P21:161:EES:5HOLND BTM!:5GREYHAWK:1:HV: | 0.11216 | Yes
GEN-2024-003 | 04 SOUTHEAST | G00ALL 29SP | 338110 5HILLTOP% 161 505507 SWPINEY5 161 1 | P21:161:EES:5MOOREFIELD:5ISES%:1:HV: | 0.06428 | Yes
GEN-2024-003 | 04 SOUTHEAST | G00ALL 29SP | 338145 8ISES% 500 338156 8POWERLN_RD% 500 1 | P21:161:EES:5MOOREFIELD:5ISES%:1:HV: | 0.0587 | Yes
GEN-2024-003 | 04 SOUTHEAST | G00ALL 29SP | 337907 5ATKINS 161 337921 5MORILTON.E! 161 1 | P21:161:EES:5MORILTON.E!:5GLEASON:1:HV: | 0.07696 | Yes
GEN-2024-003 | 04 SOUTHEAST | G00ALL 29SP | 337862 5RUSSELVL.IN 161 337907 5ATKINS 161 1 | P21:161:EES:5MORILTON.E!:5GLEASON:1:HV: | 0.07696 | Yes
GEN-2024-003 | 04 SOUTHEAST | G00ALL 29SP | 337862 5RUSSELVL.IN 161 337905 5RUSSELVL.E! 161 1 | P21:161:EES:5MORILTON.E!:5GLEASON:1:HV: | 0.07696 | Yes
GEN-2024-003 | 04 SOUTHEAST | G00ALL 29SP | 338110 5HILLTOP% 161 505507 SWPINEY5 161 1 | P21:161:EES:5QUITMAN!:5BEE BRANCH#:1:HV: | 0.06468 | Yes
GEN-2024-003 | 04 SOUTHEAST | G00ALL 29SP | 337921 5MORILTON.E! 161 337923 5P.HILL% 161 1 | P21:161:EES:5RUSSELVL.E!:5RUSLVL.E_RX:R1:HV: | 0.07082 | Yes
GEN-2024-003 | 04 SOUTHEAST | G00ALL 29SP | 337907 5ATKINS 161 337921 5MORILTON.E! 161 1 | P21:161:EES:5RUSSELVL.E!:5RUSLVL.E_RX:R1:HV: | 0.11708 | Yes
GEN-2024-003 | 04 SOUTHEAST | G00ALL 29SP | 337862 5RUSSELVL.IN 161 337907 5ATKINS 161 1 | P21:161:EES:5RUSSELVL.E!:5RUSLVL.E_RX:R1:HV: | 0.11708 | Yes
GEN-2024-003 | 04 SOUTHEAST | G00ALL 29SP | 337862 5RUSSELVL.IN 161 337905 5RUSSELVL.E! 161 1 | P21:161:EES:5RUSSELVL.E!:5RUSLVL.E_RX:R1:HV: | 0.11708 | Yes
GEN-2024-003 | 04 SOUTHEAST | G00ALL 29SP | 337909 8ANO% 500 337922 8P.HILL% 500 1 | P21:161:EES:5RUSSELVL.E!:5RUSLVL.E_RX:R1:HV: | 0.05812 | Yes
GEN-2024-003 | 04 SOUTHEAST | G00ALL 29SP | 337921 5MORILTON.E! 161 337923 5P.HILL% 161 1 | P21:161:EES:5RUSSELVL.N:5ANO%:1:HV: | 0.07082 | Yes
GEN-2024-003 | 04 SOUTHEAST | G00ALL 29SP | 337907 5ATKINS 161 337921 5MORILTON.E! 161 1 | P21:161:EES:5RUSSELVL.N:5ANO%:1:HV: | 0.11708 | Yes
GEN-2024-003 | 04 SOUTHEAST | G00ALL 29SP | 337862 5RUSSELVL.IN 161 337907 5ATKINS 161 1 | P21:161:EES:5RUSSELVL.N:5ANO%:1:HV: | 0.11708 | Yes
GEN-2024-003 | 04 SOUTHEAST | G00ALL 29SP | 337862 5RUSSELVL.IN 161 337905 5RUSSELVL.E! 161 1 | P21:161:EES:5RUSSELVL.N:5ANO%:1:HV: | 0.11708 | Yes
GEN-2024-003 | 04 SOUTHEAST | G00ALL 29SP | 337909 8ANO% 500 337922 8P.HILL% 500 1 | P21:161:EES:5RUSSELVL.N:5ANO%:1:HV: | 0.05812 | Yes
GEN-2024-003 | 04 SOUTHEAST | G00ALL 29SP | 337707 3HS VILLAGE 115 338743 3HOLLIS# 115 1 | P21:161:EES:5RUSSELVL.S:5RUSSELVL.E!:1:HV: | 0.05633 | Yes
GEN-2024-003 | 04 SOUTHEAST | G00ALL 29SP | 338737 3NIMROD# 115 338743 3HOLLIS# 115 1 | P21:161:EES:5RUSSELVL.S:5RUSSELVL.E!:1:HV: | 0.05633 | Yes
GEN-2024-003 | 04 SOUTHEAST | G00ALL 29SP | 337900 3OLA AR 115 338737 3NIMROD# 115 1 | P21:161:EES:5RUSSELVL.S:5RUSSELVL.E!:1:HV: | 0.05633 | Yes
GEN-2024-003 | 04 SOUTHEAST | G00ALL 29SP | 337900 3OLA AR 115 337901 3DANVLE AR 115 1 | P21:161:EES:5RUSSELVL.S:5RUSSELVL.E!:1:HV: | 0.05633 | Yes
GEN-2024-003 | 04 SOUTHEAST | G00ALL 29SP | 337901 3DANVLE AR 115 998407 5DANVLE AR! 115 1 | P21:161:EES:5RUSSELVL.S:5RUSSELVL.E!:1:HV: | 0.05633 | Yes
GEN-2024-003 | 04 SOUTHEAST | G00ALL 29SP | 337902 5DANVLE AR! 161 998407 5DANVLE AR! 115 1 | P21:161:EES:5RUSSELVL.S:5RUSSELVL.E!:1:HV: | 0.05633 | Yes
GEN-2024-003 | 04 SOUTHEAST | G00ALL 29SP | 337705 3CHEETAH% 115 337707 3HS VILLAGE 115 1 | P21:161:EES:5RUSSELVL.S:5RUSSELVL.E!:1:HV: | 0.05633 | Yes
GEN-2024-003 | 04 SOUTHEAST | G00ALL 29SP | 338110 5HILLTOP% 161 505461 BULL SH W5 161 1 | P21:161:EES:5ST JOE:5HILLTOP%:1:HV: | 0.05478 | Yes
GEN-2024-003 | 04 SOUTHEAST | G00ALL 29SP | 337907 5ATKINS 161 337921 5MORILTON.E! 161 1 | P21:161:EES-EAI:5GLEASON:TYLER_E:1:HV: | 0.07696 | Yes
GEN-2024-003 | 04 SOUTHEAST | G00ALL 29SP | 337862 5RUSSELVL.IN 161 337907 5ATKINS 161 1 | P21:161:EES-EAI:5GLEASON:TYLER_E:1:HV: | 0.07696 | Yes
GEN-2024-003 | 04 SOUTHEAST | G00ALL 29SP | 337862 5RUSSELVL.IN 161 337905 5RUSSELVL.E! 161 1 | P21:161:EES-EAI:5GLEASON:TYLER_E:1:HV: | 0.07696 | Yes
GEN-2024-003 | 04 SOUTHEAST | G00ALL 29SP | 338110 5HILLTOP% 161 505507 SWPINEY5 161 1 | P21:161:EES-EAI:CLINTONIND:BEE_BR:1:HV: | 0.06468 | Yes
GEN-2024-003 | 04 SOUTHEAST | G00ALL 29SP | 338110 5HILLTOP% 161 505507 SWPINEY5 161 1 | P21:161:EES-EAI:MARSL2:BOTKINBURG:1:HV: | 0.06633 | Yes
GEN-2024-003 | 04 SOUTHEAST | G00ALL 29SP | 337904 5RUSSELVL.S 161 337905 5RUSSELVL.E! 161 1 | P21:161:EES-EAI:MARSL2:BOTKINBURG:1:HV: | 0.15035 | Yes
GEN-2024-003 | 04 SOUTHEAST | G00ALL 29SP | 337904 5RUSSELVL.S 161 505508 DARDANE5 161 1 | P21:161:EES-EAI:MARSL2:BOTKINBURG:1:HV: | 0.15035 | Yes
GEN-2024-003 | 04 SOUTHEAST | G00ALL 29SP | 338110 5HILLTOP% 161 505507 SWPINEY5 161 1 | P21:161:EES-EAI:MARSL2:MARSHALL:1:HV: | 0.06633 | Yes
GEN-2024-003 | 04 SOUTHEAST | G00ALL 29SP | 337904 5RUSSELVL.S 161 337905 5RUSSELVL.E! 161 1 | P21:161:EES-EAI:MARSL2:MARSHALL:1:HV: | 0.15035 | Yes
GEN-2024-003 | 04 SOUTHEAST | G00ALL 29SP | 337904 5RUSSELVL.S 161 505508 DARDANE5 161 1 | P21:161:EES-EAI:MARSL2:MARSHALL:1:HV: | 0.15035 | Yes
GEN-2024-003 | 04 SOUTHEAST | G00ALL 29SP | 337921 5MORILTON.E! 161 337923 5P.HILL% 161 1 | P21:161:EES-EAI:RUSL_N:RUSL.E_:1:HV: | 0.07082 | Yes
GEN-2024-003 | 04 SOUTHEAST | G00ALL 29SP | 337907 5ATKINS 161 337921 5MORILTON.E! 161 1 | P21:161:EES-EAI:RUSL_N:RUSL.E_:1:HV: | 0.11708 | Yes
GEN-2024-003 | 04 SOUTHEAST | G00ALL 29SP | 337862 5RUSSELVL.IN 161 337907 5ATKINS 161 1 | P21:161:EES-EAI:RUSL_N:RUSL.E_:1:HV: | 0.11708 | Yes
GEN-2024-003 | 04 SOUTHEAST | G00ALL 29SP | 337862 5RUSSELVL.IN 161 337905 5RUSSELVL.E! 161 1 | P21:161:EES-EAI:RUSL_N:RUSL.E_:1:HV: | 0.11708 | Yes
GEN-2024-003 | 04 SOUTHEAST | G00ALL 29SP | 337909 8ANO% 500 337922 8P.HILL% 500 1 | P21:161:EES-EAI:RUSL_N:RUSL.E_:1:HV: | 0.05812 | Yes
GEN-2024-003 | 04 SOUTHEAST | G00ALL 29SP | 337707 3HS VILLAGE 115 338743 3HOLLIS# 115 1 | P21:161:EES-EAI:RUSL_S:DARDANE:1:HV: | 0.05633 | Yes
GEN-2024-003 | 04 SOUTHEAST | G00ALL 29SP | 338737 3NIMROD# 115 338743 3HOLLIS# 115 1 | P21:161:EES-EAI:RUSL_S:DARDANE:1:HV: | 0.05633 | Yes
GEN-2024-003 | 04 SOUTHEAST | G00ALL 29SP | 337900 3OLA AR 115 338737 3NIMROD# 115 1 | P21:161:EES-EAI:RUSL_S:DARDANE:1:HV: | 0.05633 | Yes
GEN-2024-003 | 04 SOUTHEAST | G00ALL 29SP | 337900 3OLA AR 115 337901 3DANVLE AR 115 1 | P21:161:EES-EAI:RUSL_S:DARDANE:1:HV: | 0.05633 | Yes
GEN-2024-003 | 04 SOUTHEAST | G00ALL 29SP | 337901 3DANVLE AR 115 998407 5DANVLE AR! 115 1 | P21:161:EES-EAI:RUSL_S:DARDANE:1:HV: | 0.05633 | Yes
GEN-2024-003 | 04 SOUTHEAST | G00ALL 29SP | 337902 5DANVLE AR! 161 998407 5DANVLE AR! 115 1 | P21:161:EES-EAI:RUSL_S:DARDANE:1:HV: | 0.05633 | Yes
GEN-2024-003 | 04 SOUTHEAST | G00ALL 29SP | 337705 3CHEETAH% 115 337707 3HS VILLAGE 115 1 | P21:161:EES-EAI:RUSL_S:DARDANE:1:HV: | 0.05633 | Yes
GEN-2024-003 | 04 SOUTHEAST | G00ALL 29SP | 337906 5RUSSELVL.N 161 337916 5RUSLVL.E_RX 161 1 | P21:161:EES-EAI:RUSSELVL.IN:ATKINS:1:HV: | 0.11219 | Yes
GEN-2024-003 | 04 SOUTHEAST | G00ALL 29SP | 337905 5RUSSELVL.E! 161 337916 5RUSLVL.E_RX 161 R1 | P21:161:EES-EAI:RUSSELVL.IN:ATKINS:1:HV: | 0.11219 | Yes
GEN-2024-003 | 04 SOUTHEAST | G00ALL 29SP | 337909 8ANO% 500 998406 ANO 161 1 | P21:161:EES-EAI:RUSSELVL.IN:ATKINS:1:HV: | 0.0856 | Yes
GEN-2024-003 | 04 SOUTHEAST | G00ALL 29SP | 337912 5ANO% 161 998406 ANO 161 1 | P21:161:EES-EAI:RUSSELVL.IN:ATKINS:1:HV: | 0.0856 | Yes
GEN-2024-003 | 04 SOUTHEAST | G00ALL 29SP | 337906 5RUSSELVL.N 161 337912 5ANO% 161 1 | P21:161:EES-EAI:RUSSELVL.IN:ATKINS:1:HV: | 0.11219 | Yes
GEN-2024-003 | 04 SOUTHEAST | G00ALL 29SP | 337957 8KEO% 500 338140 8HOLND BTM% 500 1 | P21:500:EES:8KEO%:CHALKBLUFFPV:1:EHV: | 0.08336 | Yes
GEN-2024-003 | 04 SOUTHEAST | G00ALL 29SP | 338145 8ISES% 500 338156 8POWERLN_RD% 500 1 | P21:500:EES:8KEO%:CHALKBLUFFPV:1:EHV: | 0.07299 | Yes
GEN-2024-003 | 04 SOUTHEAST | G00ALL 29SP | 338140 8HOLND BTM% 500 338145 8ISES% 500 1 | P21:500:EES:8KEO%:CHALKBLUFFPV:1:EHV: | 0.09999 | Yes
GEN-2024-003 | 04 SOUTHEAST | G00ALL 29SP | 338156 8POWERLN_RD% 500 338187 8DELL% 500 1 | P21:500:EES:8KEO%:CHALKBLUFFPV:1:EHV: | 0.06465 | Yes
GEN-2024-003 | 04 SOUTHEAST | G00ALL 29SP | 337643 8SHERIDAN% 500 337808 8MABELVALE% 500 1 | P21:500:EES:8MT_OLIVE%:LAYFLD8:1:EHV: | 0.10109 | Yes
GEN-2024-003 | 04 SOUTHEAST | G00ALL 29SP | 337561 8EL DORADO% 500 337643 8SHERIDAN% 500 1 | P21:500:EES:8MT_OLIVE%:LAYFLD8:1:EHV: | 0.05939 | Yes
GEN-2024-003 | 04 SOUTHEAST | G00ALL 29SP | 337909 8ANO% 500 515305 FTSMITH8 500 1 | P21:500:EES:CHALKBLUFFPV:8W.MEMPHIS%:1:EHV: | 0.11388 | Yes
GEN-2024-003 | 04 SOUTHEAST | G00ALL 29SP | 337957 8KEO% 500 338140 8HOLND BTM% 500 1 | P21:500:EES:CHALKBLUFFPV:8W.MEMPHIS%:1:EHV: | 0.08336 | Yes
GEN-2024-003 | 04 SOUTHEAST | G00ALL 29SP | 338110 5HILLTOP% 161 505507 SWPINEY5 161 1 | P21:500:EES:CHALKBLUFFPV:8W.MEMPHIS%:1:EHV: | 0.06397 | Yes
GEN-2024-003 | 04 SOUTHEAST | G00ALL 29SP | 338145 8ISES% 500 338156 8POWERLN_RD% 500 1 | P21:500:EES:CHALKBLUFFPV:8W.MEMPHIS%:1:EHV: | 0.07299 | Yes
GEN-2024-003 | 04 SOUTHEAST | G00ALL 29SP | 338140 8HOLND BTM% 500 338145 8ISES% 500 1 | P21:500:EES:CHALKBLUFFPV:8W.MEMPHIS%:1:EHV: | 0.09999 | Yes
GEN-2024-003 | 04 SOUTHEAST | G00ALL 29SP | 338156 8POWERLN_RD% 500 338187 8DELL% 500 1 | P21:500:EES:CHALKBLUFFPV:8W.MEMPHIS%:1:EHV: | 0.06465 | Yes
GEN-2024-003 | 04 SOUTHEAST | G00ALL 29SP | 337808 8MABELVALE% 500 337937 8MAYFLOWER% 500 1 | P21:500:EES:CHALKBLUFFPV:8W.MEMPHIS%:1:EHV: | 0.10245 | Yes
GEN-2024-003 | 04 SOUTHEAST | G00ALL 29SP | 337808 8MABELVALE% 500 337860 8WRIGHTSVLE% 500 1 | P21:500:EES:CHALKBLUFFPV:8W.MEMPHIS%:1:EHV: | 0.08933 | Yes
GEN-2024-003 | 04 SOUTHEAST | G00ALL 29SP | 337643 8SHERIDAN% 500 337808 8MABELVALE% 500 1 | P22:500:EES:MOUNTOLIVE:WESTBUS::EHV: | 0.10109 | Yes
GEN-2024-003 | 04 SOUTHEAST | G00ALL 29SP | 337561 8EL DORADO% 500 337643 8SHERIDAN% 500 1 | P22:500:EES:MOUNTOLIVE:WESTBUS::EHV: | 0.05939 | Yes
GEN-2024-003 | 04 SOUTHEAST | G00ALL 29SP | 337909 8ANO% 500 515305 FTSMITH8 500 1 | P23:345:WERE:WOLF-345-50:EHV: | 0.11984 | Yes
GEN-2024-003 | 04 SOUTHEAST | G00ALL 29SP | 337808 8MABELVALE% 500 337937 8MAYFLOWER% 500 1 | P23:345:WERE:WOLF-345-50:EHV: | 0.10752 | Yes
GEN-2024-003 | 04 SOUTHEAST | G00ALL 29SP | 337643 8SHERIDAN% 500 337763 8MAGNETCOVE% 500 1 | P23:500:EES:EL DORADO EHV:B9242::EHV: | 0.05602 | Yes
GEN-2024-003 | 04 SOUTHEAST | G00ALL 29SP | 338056 CHALKBLUFFPV 500 338162 8W.MEMPHIS% 500 1 | P23:500:EES:ISES:B6110::EHV: | 0.08967 | Yes
GEN-2024-003 | 04 SOUTHEAST | G00ALL 29SP | 338162 8W.MEMPHIS% 500 360075 8BHAM STEEL 500 1 | P23:500:EES:ISES:B6110::EHV: | 0.08009 | Yes
GEN-2024-003 | 04 SOUTHEAST | G00ALL 29SP | 337957 8KEO% 500 338056 CHALKBLUFFPV 500 1 | P23:500:EES:ISES:B6110::EHV: | 0.08967 | Yes
GEN-2024-003 | 04 SOUTHEAST | G00ALL 29SP | 337561 8EL DORADO% 500 337643 8SHERIDAN% 500 1 | P23:500:EES:MAGNETCOVE:B7435::EHV: | 0.07524 | Yes
GEN-2024-003 | 04 SOUTHEAST | G00ALL 29SP | 337922 8P.HILL% 500 337937 8MAYFLOWER% 500 1 | P23:500:EES:MAGNETCOVE:B7435::EHV: | 0.11266 | Yes
GEN-2024-003 | 04 SOUTHEAST | G00ALL 29SP | 337808 8MABELVALE% 500 337909 8ANO% 500 1 | P23:500:EES:MAGNETCOVE:B7435::EHV: | 0.09801 | Yes
GEN-2024-003 | 04 SOUTHEAST | G00ALL 29SP | 337561 8EL DORADO% 500 337643 8SHERIDAN% 500 1 | P23:500:EES:MAGNETCOVE:B7446::EHV: | 0.07524 | Yes
GEN-2024-003 | 04 SOUTHEAST | G00ALL 29SP | 337922 8P.HILL% 500 337937 8MAYFLOWER% 500 1 | P23:500:EES:MAGNETCOVE:B7446::EHV: | 0.11266 | Yes
GEN-2024-003 | 04 SOUTHEAST | G00ALL 29SP | 337808 8MABELVALE% 500 337909 8ANO% 500 1 | P23:500:EES:MAGNETCOVE:B7446::EHV: | 0.09801 | Yes
GEN-2024-003 | 04 SOUTHEAST | G00ALL 29SP | 337909 8ANO% 500 515305 FTSMITH8 500 1 | P23:500:EES:MOUNTSOLIVE:R3976::EHV: | 0.11718 | Yes
GEN-2024-003 | 04 SOUTHEAST | G00ALL 29SP | 338056 CHALKBLUFFPV 500 338162 8W.MEMPHIS% 500 1 | P23:500:EES:MOUNTSOLIVE:R3976::EHV: | 0.06345 | Yes
GEN-2024-003 | 04 SOUTHEAST | G00ALL 29SP | 337957 8KEO% 500 338056 CHALKBLUFFPV 500 1 | P23:500:EES:MOUNTSOLIVE:R3976::EHV: | 0.06345 | Yes
GEN-2024-003 | 04 SOUTHEAST | G00ALL 29SP | 337643 8SHERIDAN% 500 337808 8MABELVALE% 500 1 | P23:500:EES:MOUNTSOLIVE:R3976::EHV: | 0.10018 | Yes
GEN-2024-003 | 04 SOUTHEAST | G00ALL 29SP | 337561 8EL DORADO% 500 337643 8SHERIDAN% 500 1 | P23:500:EES:MOUNTSOLIVE:R3976::EHV: | 0.058 | Yes
GEN-2024-003 | 04 SOUTHEAST | G00ALL 29SP | 338056 CHALKBLUFFPV 500 338162 8W.MEMPHIS% 500 1 | P23:500:EES:PERRYVILLE:R9872::EHV: | 0.06418 | Yes
GEN-2024-003 | 04 SOUTHEAST | G00ALL 29SP | 338162 8W.MEMPHIS% 500 360075 8BHAM STEEL 500 1 | P23:500:EES:PERRYVILLE:R9872::EHV: | 0.06143 | Yes
GEN-2024-003 | 04 SOUTHEAST | G00ALL 29SP | 337957 8KEO% 500 338140 8HOLND BTM% 500 1 | P23:500:EES:PERRYVILLE:R9872::EHV: | 0.05908 | Yes
GEN-2024-003 | 04 SOUTHEAST | G00ALL 29SP | 337957 8KEO% 500 338056 CHALKBLUFFPV 500 1 | P23:500:EES:PERRYVILLE:R9872::EHV: | 0.06418 | Yes
GEN-2024-003 | 04 SOUTHEAST | G00ALL 29SP | 337643 8SHERIDAN% 500 337808 8MABELVALE% 500 1 | P23:500:EES:PERRYVILLE:R9872::EHV: | 0.10133 | Yes
GEN-2024-003 | 04 SOUTHEAST | G00ALL 29SP | 338140 8HOLND BTM% 500 338145 8ISES% 500 1 | P23:500:EES:PERRYVILLE:R9872::EHV: | 0.07795 | Yes
GEN-2024-003 | 04 SOUTHEAST | G00ALL 29SP | 337860 8WRIGHTSVLE% 500 337957 8KEO% 500 1 | P23:500:EES:PERRYVILLE:R9872::EHV: | 0.10879 | Yes
GEN-2024-003 | 04 SOUTHEAST | G00ALL 29SP | 337561 8EL DORADO% 500 337643 8SHERIDAN% 500 1 | P23:500:EES:PERRYVILLE:R9872::EHV: | 0.05934 | Yes
GEN-2024-003 | 04 SOUTHEAST | G00ALL 29SP | 338056 CHALKBLUFFPV 500 338162 8W.MEMPHIS% 500 1 | P23:500:EES:SANS SOUCI:B3925::EHV: | 0.05754 | Yes
GEN-2024-003 | 04 SOUTHEAST | G00ALL 29SP | 338162 8W.MEMPHIS% 500 360075 8BHAM STEEL 500 1 | P23:500:EES:SANS SOUCI:B3925::EHV: | 0.05259 | Yes
GEN-2024-003 | 04 SOUTHEAST | G00ALL 29SP | 337957 8KEO% 500 338056 CHALKBLUFFPV 500 1 | P23:500:EES:SANS SOUCI:B3925::EHV: | 0.05754 | Yes
GEN-2024-003 | 04 SOUTHEAST | G00ALL 29SP | 337651 8WHT BLUFF% 500 337957 8KEO% 500 1 | P23:500:EES:WRIGHTSVILLE:B8206::EHV: | 0.08397 | Yes
GEN-2024-003 | 04 SOUTHEAST | G00ALL 29SP | 337651 8WHT BLUFF% 500 337957 8KEO% 500 1 | P23:500:EES:WRIGHTSVILLE:B8214::EHV: | 0.092 | Yes
GEN-2024-003 | 04 SOUTHEAST | G00ALL 29SP | 337643 8SHERIDAN% 500 337808 8MABELVALE% 500 1 | P23:500:EES:WRIGHTSVILLE:B8214::EHV: | 0.18042 | Yes
GEN-2024-003 | 04 SOUTHEAST | G00ALL 29SP | 337909 8ANO% 500 515305 FTSMITH8 500 1 | P23:500:EES-EAI:8P.HILL%:B4335::EHV: | 0.1049 | Yes
GEN-2024-003 | 04 SOUTHEAST | G00ALL 29SP | 337909 8ANO% 500 998406 ANO 161 1 | P23:500:EES-EAI:8P.HILL%:B4335::EHV: | 0.06015 | Yes
GEN-2024-003 | 04 SOUTHEAST | G00ALL 29SP | 337912 5ANO% 161 998406 ANO 161 1 | P23:500:EES-EAI:8P.HILL%:B4335::EHV: | 0.06015 | Yes
GEN-2024-003 | 04 SOUTHEAST | G00ALL 29SP | 337906 5RUSSELVL.N 161 337916 5RUSLVL.E_RX 161 1 | P23:500:EES-EAI:8P.HILL%:B4335::EHV: | 0.06929 | Yes
GEN-2024-003 | 04 SOUTHEAST | G00ALL 29SP | 337905 5RUSSELVL.E! 161 337916 5RUSLVL.E_RX 161 R1 | P23:500:EES-EAI:8P.HILL%:B4335::EHV: | 0.06929 | Yes
GEN-2024-003 | 04 SOUTHEAST | G00ALL 29SP | 337906 5RUSSELVL.N 161 337912 5ANO% 161 1 | P23:500:EES-EAI:8P.HILL%:B4335::EHV: | 0.06929 | Yes
GEN-2024-003 | 04 SOUTHEAST | G00ALL 29SP | 337808 8MABELVALE% 500 337909 8ANO% 500 1 | P23:500:EES-EAI:8P.HILL%:B4335::EHV: | 0.16505 | Yes
GEN-2024-003 | 04 SOUTHEAST | G00ALL 29SP | 337862 5RUSSELVL.IN 161 337905 5RUSSELVL.E! 161 1 | P23:500:EES-EAI:8P.HILL%:B4335::EHV: | 0.07909 | Yes
GEN-2024-003 | 04 SOUTHEAST | G00ALL 29SP | 337651 8WHT BLUFF% 500 337957 8KEO% 500 1 | P23:500:EES-EAI:8WRIGHTSVLE%:2::EHV: | 0.08397 | Yes
GEN-2024-003 | 04 SOUTHEAST | G00ALL 29SP | 337651 8WHT BLUFF% 500 337957 8KEO% 500 1 | P23:500:EES-EAI:8WRIGHTSVLE%:6::EHV: | 0.092 | Yes
GEN-2024-003 | 04 SOUTHEAST | G00ALL 29SP | 337643 8SHERIDAN% 500 337808 8MABELVALE% 500 1 | P23:500:EES-EAI:8WRIGHTSVLE%:6::EHV: | 0.18042 | Yes
GEN-2024-003 | 04 SOUTHEAST | G00ALL 29SP | 337904 5RUSSELVL.S 161 337905 5RUSSELVL.E! 161 1 | P23:500:EES-EAI:ARK_NU:B5106::EHV: | 0.17607 | Yes
GEN-2024-003 | 04 SOUTHEAST | G00ALL 29SP | 337906 5RUSSELVL.N 161 337916 5RUSLVL.E_RX 161 1 | P23:500:EES-EAI:ARK_NU:B5106::EHV: | 0.08407 | Yes
GEN-2024-003 | 04 SOUTHEAST | G00ALL 29SP | 337905 5RUSSELVL.E! 161 337916 5RUSLVL.E_RX 161 R1 | P23:500:EES-EAI:ARK_NU:B5106::EHV: | 0.08407 | Yes
GEN-2024-003 | 04 SOUTHEAST | G00ALL 29SP | 337909 8ANO% 500 998406 ANO 161 1 | P23:500:EES-EAI:ARK_NU:B5106::EHV: | 0.07311 | Yes
GEN-2024-003 | 04 SOUTHEAST | G00ALL 29SP | 337912 5ANO% 161 998406 ANO 161 1 | P23:500:EES-EAI:ARK_NU:B5106::EHV: | 0.07311 | Yes
GEN-2024-003 | 04 SOUTHEAST | G00ALL 29SP | 337906 5RUSSELVL.N 161 337912 5ANO% 161 1 | P23:500:EES-EAI:ARK_NU:B5106::EHV: | 0.08407 | Yes
GEN-2024-003 | 04 SOUTHEAST | G00ALL 29SP | 337921 5MORILTON.E! 161 337923 5P.HILL% 161 1 | P23:500:EES-EAI:ARK_NU:B5106::EHV: | 0.05028 | Yes
GEN-2024-003 | 04 SOUTHEAST | G00ALL 29SP | 337904 5RUSSELVL.S 161 505508 DARDANE5 161 1 | P23:500:EES-EAI:ARK_NU:B5106::EHV: | 0.17607 | Yes
GEN-2024-003 | 04 SOUTHEAST | G00ALL 29SP | 337909 8ANO% 500 337922 8P.HILL% 500 1 | P23:500:EES-EAI:ARK_NU:B5106::EHV: | 0.07311 | Yes
GEN-2024-003 | 04 SOUTHEAST | G00ALL 29SP | 337902 5DANVLE AR! 161 507195 MAGZREC5 161 1 | P23:500:EES-EAI:ARK_NU:B5106::EHV: | 0.08568 | Yes
GEN-2024-003 | 04 SOUTHEAST | G00ALL 29SP | 337907 5ATKINS 161 337921 5MORILTON.E! 161 1 | P23:500:EES-EAI:ARK_NU:B5106::EHV: | 0.09199 | Yes
GEN-2024-003 | 04 SOUTHEAST | G00ALL 29SP | 337862 5RUSSELVL.IN 161 337907 5ATKINS 161 1 | P23:500:EES-EAI:ARK_NU:B5106::EHV: | 0.09199 | Yes
GEN-2024-003 | 04 SOUTHEAST | G00ALL 29SP | 337922 8P.HILL% 500 337937 8MAYFLOWER% 500 1 | P23:500:EES-EAI:ARK_NU:B5106::EHV: | 0.11575 | Yes
GEN-2024-003 | 04 SOUTHEAST | G00ALL 29SP | 337862 5RUSSELVL.IN 161 337905 5RUSSELVL.E! 161 1 | P23:500:EES-EAI:ARK_NU:B5106::EHV: | 0.09199 | Yes
GEN-2024-003 | 04 SOUTHEAST | G00ALL 29SP | 338140 8HOLND BTM% 500 338145 8ISES% 500 1 | P23:500:EES-EAI:ARK_NU:B5106::EHV: | 0.05749 | Yes
GEN-2024-003 | 04 SOUTHEAST | G00ALL 29SP | 337860 8WRIGHTSVLE% 500 337957 8KEO% 500 1 | P23:500:EES-EAI:ARK_NU:B5106::EHV: | 0.06955 | Yes
GEN-2024-003 | 04 SOUTHEAST | G00ALL 29SP | 338056 CHALKBLUFFPV 500 338162 8W.MEMPHIS% 500 1 | P23:500:EES-EAI:DELL:B8320::EHV: | 0.07206 | Yes
GEN-2024-003 | 04 SOUTHEAST | G00ALL 29SP | 338162 8W.MEMPHIS% 500 360075 8BHAM STEEL 500 1 | P23:500:EES-EAI:DELL:B8320::EHV: | 0.07379 | Yes
GEN-2024-003 | 04 SOUTHEAST | G00ALL 29SP | 337957 8KEO% 500 338056 CHALKBLUFFPV 500 1 | P23:500:EES-EAI:DELL:B8320::EHV: | 0.07206 | Yes
GEN-2024-003 | 04 SOUTHEAST | G00ALL 29SP | 338056 CHALKBLUFFPV 500 338162 8W.MEMPHIS% 500 1 | P23:500:EES-EAI:ISES:B6118::EHV: | 0.07589 | Yes
GEN-2024-003 | 04 SOUTHEAST | G00ALL 29SP | 338162 8W.MEMPHIS% 500 360075 8BHAM STEEL 500 1 | P23:500:EES-EAI:ISES:B6118::EHV: | 0.07323 | Yes
GEN-2024-003 | 04 SOUTHEAST | G00ALL 29SP | 337957 8KEO% 500 338056 CHALKBLUFFPV 500 1 | P23:500:EES-EAI:ISES:B6118::EHV: | 0.07589 | Yes
GEN-2024-003 | 04 SOUTHEAST | G00ALL 29SP | 338056 CHALKBLUFFPV 500 338162 8W.MEMPHIS% 500 1 | P23:500:EES-EAI:KEO:B4911::EHV: | 0.07827 | Yes
GEN-2024-003 | 04 SOUTHEAST | G00ALL 29SP | 338110 5HILLTOP% 161 505507 SWPINEY5 161 1 | P23:500:EES-EAI:KEO:B4911::EHV: | 0.06409 | Yes
GEN-2024-003 | 04 SOUTHEAST | G00ALL 29SP | 337643 8SHERIDAN% 500 337808 8MABELVALE% 500 1 | P23:500:EES-EAI:KEO:B4911::EHV: | 0.10781 | Yes
GEN-2024-003 | 04 SOUTHEAST | G00ALL 29SP | 338162 8W.MEMPHIS% 500 360075 8BHAM STEEL 500 1 | P23:500:EES-EAI:KEO:B4911::EHV: | 0.07122 | Yes
GEN-2024-003 | 04 SOUTHEAST | G00ALL 29SP | 337909 8ANO% 500 998406 ANO 161 1 | P23:500:EES-EAI:KEO:B4911::EHV: | 0.05905 | Yes
GEN-2024-003 | 04 SOUTHEAST | G00ALL 29SP | 337912 5ANO% 161 998406 ANO 161 1 | P23:500:EES-EAI:KEO:B4911::EHV: | 0.05905 | Yes
GEN-2024-003 | 04 SOUTHEAST | G00ALL 29SP | 337957 8KEO% 500 338056 CHALKBLUFFPV 500 1 | P23:500:EES-EAI:KEO:B4911::EHV: | 0.07827 | Yes
GEN-2024-003 | 04 SOUTHEAST | G00ALL 29SP | 337808 8MABELVALE% 500 337937 8MAYFLOWER% 500 1 | P23:500:EES-EAI:KEO:B4911::EHV: | 0.09563 | Yes
GEN-2024-003 | 04 SOUTHEAST | G00ALL 29SP | 337860 8WRIGHTSVLE% 500 337957 8KEO% 500 1 | P23:500:EES-EAI:KEO:B4911::EHV: | 0.07827 | Yes
GEN-2024-003 | 04 SOUTHEAST | G00ALL 29SP | 337808 8MABELVALE% 500 337860 8WRIGHTSVLE% 500 1 | P23:500:EES-EAI:KEO:B4911::EHV: | 0.0802 | Yes
GEN-2024-003 | 04 SOUTHEAST | G00ALL 29SP | 337909 8ANO% 500 515305 FTSMITH8 500 1 | P23:500:EES-EAI:KEO:B4921::EHV: | 0.10459 | Yes
GEN-2024-003 | 04 SOUTHEAST | G00ALL 29SP | 338110 5HILLTOP% 161 505507 SWPINEY5 161 1 | P23:500:EES-EAI:KEO:B4921::EHV: | 0.06623 | Yes
GEN-2024-003 | 04 SOUTHEAST | G00ALL 29SP | 337906 5RUSSELVL.N 161 337916 5RUSLVL.E_RX 161 1 | P23:500:EES-EAI:KEO:B4921::EHV: | 0.06904 | Yes
GEN-2024-003 | 04 SOUTHEAST | G00ALL 29SP | 337905 5RUSSELVL.E! 161 337916 5RUSLVL.E_RX 161 R1 | P23:500:EES-EAI:KEO:B4921::EHV: | 0.06904 | Yes
GEN-2024-003 | 04 SOUTHEAST | G00ALL 29SP | 337909 8ANO% 500 998406 ANO 161 1 | P23:500:EES-EAI:KEO:B4921::EHV: | 0.05659 | Yes
GEN-2024-003 | 04 SOUTHEAST | G00ALL 29SP | 337912 5ANO% 161 998406 ANO 161 1 | P23:500:EES-EAI:KEO:B4921::EHV: | 0.05659 | Yes
GEN-2024-003 | 04 SOUTHEAST | G00ALL 29SP | 337906 5RUSSELVL.N 161 337912 5ANO% 161 1 | P23:500:EES-EAI:KEO:B4921::EHV: | 0.06904 | Yes
GEN-2024-003 | 04 SOUTHEAST | G00ALL 29SP | 337643 8SHERIDAN% 500 337808 8MABELVALE% 500 1 | P23:500:EES-EAI:KEO:B4921::EHV: | 0.14231 | Yes
GEN-2024-003 | 04 SOUTHEAST | G00ALL 29SP | 337808 8MABELVALE% 500 337937 8MAYFLOWER% 500 1 | P23:500:EES-EAI:KEO:B4921::EHV: | 0.07715 | Yes
GEN-2024-003 | 04 SOUTHEAST | G00ALL 29SP | 337904 5RUSSELVL.S 161 337905 5RUSSELVL.E! 161 1 | P23:500:EES-EAI:KEO:B4921::EHV: | 0.14998 | Yes
GEN-2024-003 | 04 SOUTHEAST | G00ALL 29SP | 337904 5RUSSELVL.S 161 505508 DARDANE5 161 1 | P23:500:EES-EAI:KEO:B4921::EHV: | 0.14998 | Yes
GEN-2024-003 | 04 SOUTHEAST | G00ALL 29SP | 337957 8KEO% 500 338140 8HOLND BTM% 500 1 | P23:500:EES-EAI:KEO:B4931::EHV: | 0.06497 | Yes
GEN-2024-003 | 04 SOUTHEAST | G00ALL 29SP | 338145 8ISES% 500 338156 8POWERLN_RD% 500 1 | P23:500:EES-EAI:KEO:B4931::EHV: | 0.06712 | Yes
GEN-2024-003 | 04 SOUTHEAST | G00ALL 29SP | 338140 8HOLND BTM% 500 338145 8ISES% 500 1 | P23:500:EES-EAI:KEO:B4931::EHV: | 0.09162 | Yes
GEN-2024-003 | 04 SOUTHEAST | G00ALL 29SP | 337808 8MABELVALE% 500 337937 8MAYFLOWER% 500 1 | P23:500:EES-EAI:KEO:B4931::EHV: | 0.09433 | Yes
GEN-2024-003 | 04 SOUTHEAST | G00ALL 29SP | 338156 8POWERLN_RD% 500 338187 8DELL% 500 1 | P23:500:EES-EAI:KEO:B4931::EHV: | 0.0597 | Yes
GEN-2024-003 | 04 SOUTHEAST | G00ALL 29SP | 337909 8ANO% 500 515305 FTSMITH8 500 1 | P23:500:EES-EAI:KEO:B4941::EHV: | 0.10512 | Yes
GEN-2024-003 | 04 SOUTHEAST | G00ALL 29SP | 338110 5HILLTOP% 161 505507 SWPINEY5 161 1 | P23:500:EES-EAI:KEO:B4941::EHV: | 0.06612 | Yes
GEN-2024-003 | 04 SOUTHEAST | G00ALL 29SP | 337906 5RUSSELVL.N 161 337916 5RUSLVL.E_RX 161 1 | P23:500:EES-EAI:KEO:B4941::EHV: | 0.06927 | Yes
GEN-2024-003 | 04 SOUTHEAST | G00ALL 29SP | 337905 5RUSSELVL.E! 161 337916 5RUSLVL.E_RX 161 R1 | P23:500:EES-EAI:KEO:B4941::EHV: | 0.06927 | Yes
GEN-2024-003 | 04 SOUTHEAST | G00ALL 29SP | 337909 8ANO% 500 998406 ANO 161 1 | P23:500:EES-EAI:KEO:B4941::EHV: | 0.05701 | Yes
GEN-2024-003 | 04 SOUTHEAST | G00ALL 29SP | 337912 5ANO% 161 998406 ANO 161 1 | P23:500:EES-EAI:KEO:B4941::EHV: | 0.05701 | Yes
GEN-2024-003 | 04 SOUTHEAST | G00ALL 29SP | 337906 5RUSSELVL.N 161 337912 5ANO% 161 1 | P23:500:EES-EAI:KEO:B4941::EHV: | 0.06927 | Yes
GEN-2024-003 | 04 SOUTHEAST | G00ALL 29SP | 337808 8MABELVALE% 500 337937 8MAYFLOWER% 500 1 | P23:500:EES-EAI:KEO:B4941::EHV: | 0.08026 | Yes
GEN-2024-003 | 04 SOUTHEAST | G00ALL 29SP | 337904 5RUSSELVL.S 161 337905 5RUSSELVL.E! 161 1 | P23:500:EES-EAI:KEO:B4941::EHV: | 0.15007 | Yes
GEN-2024-003 | 04 SOUTHEAST | G00ALL 29SP | 337904 5RUSSELVL.S 161 505508 DARDANE5 161 1 | P23:500:EES-EAI:KEO:B4941::EHV: | 0.15007 | Yes
GEN-2024-003 | 04 SOUTHEAST | G00ALL 29SP | 337515 8MCNEIL% 500 337754 8ETTA% 500 1 | P23:500:EES-EAI:KEO:B4941::EHV: | 0.05042 | Yes
GEN-2024-003 | 04 SOUTHEAST | G00ALL 29SP | 337909 8ANO% 500 337922 8P.HILL% 500 1 | P23:500:EES-EAI:MABELV:B5918::EHV: | 0.06648 | Yes
GEN-2024-003 | 04 SOUTHEAST | G00ALL 29SP | 337922 8P.HILL% 500 337937 8MAYFLOWER% 500 1 | P23:500:EES-EAI:MABELV:B5918::EHV: | 0.07602 | Yes
GEN-2024-003 | 04 SOUTHEAST | G00ALL 29SP | 337808 8MABELVALE% 500 337909 8ANO% 500 1 | P23:500:EES-EAI:MABELV:B5918::EHV: | 0.05398 | Yes
GEN-2024-003 | 04 SOUTHEAST | G00ALL 29SP | 337651 8WHT BLUFF% 500 337957 8KEO% 500 1 | P23:500:EES-EAI:MABELV:B5922::EHV: | 0.05536 | Yes
GEN-2024-003 | 04 SOUTHEAST | G00ALL 29SP | 337909 8ANO% 500 337922 8P.HILL% 500 1 | P23:500:EES-EAI:MABELV:B5922::EHV: | 0.14911 | Yes
GEN-2024-003 | 04 SOUTHEAST | G00ALL 29SP | 337808 8MABELVALE% 500 337860 8WRIGHTSVLE% 500 1 | P23:500:EES-EAI:MABELV:B5922::EHV: | 0.16114 | Yes
GEN-2024-003 | 04 SOUTHEAST | G00ALL 29SP | 337643 8SHERIDAN% 500 337651 8WHT BLUFF% 500 1 | P23:500:EES-EAI:MABELV:B5922::EHV: | 0.05545 | Yes
GEN-2024-003 | 04 SOUTHEAST | G00ALL 29SP | 337922 8P.HILL% 500 337937 8MAYFLOWER% 500 1 | P23:500:EES-EAI:MABELV:B5922::EHV: | 0.17556 | Yes
GEN-2024-003 | 04 SOUTHEAST | G00ALL 29SP | 337561 8EL DORADO% 500 337643 8SHERIDAN% 500 1 | P23:500:EES-EAI:PD_2:MAGNET:XF:EHV: | 0.07524 | Yes
GEN-2024-003 | 04 SOUTHEAST | G00ALL 29SP | 337643 8SHERIDAN% 500 337763 8MAGNETCOVE% 500 1 | P23:500:EES-EAI:SH_EHV:B5014::EHV: | 0.06147 | Yes
GEN-2024-003 | 04 SOUTHEAST | G00ALL 29SP | 337753 8HS EHV% 500 337754 8ETTA% 500 1 | P23:500:EES-EAI:SH_EHV:B5014::EHV: | 0.07539 | Yes
GEN-2024-003 | 04 SOUTHEAST | G00ALL 29SP | 337561 8EL DORADO% 500 337643 8SHERIDAN% 500 1 | P23:500:EES-EAI:SH_EHV:B5018::EHV: | 0.07887 | Yes
GEN-2024-003 | 04 SOUTHEAST | G00ALL 29SP | 337808 8MABELVALE% 500 337860 8WRIGHTSVLE% 500 1 | P23:500:EES-EAI:SH_EHV:B5022::EHV: | 0.1771 | Yes
GEN-2024-003 | 04 SOUTHEAST | G00ALL 29SP | 337651 8WHT BLUFF% 500 337957 8KEO% 500 1 | P23:500:EES-EAI:SH_EHV:B5026::EHV: | 0.06058 | Yes
GEN-2024-003 | 04 SOUTHEAST | G00ALL 29SP | 337808 8MABELVALE% 500 337860 8WRIGHTSVLE% 500 1 | P23:500:EES-EAI:SH_EHV:B5026::EHV: | 0.18135 | Yes
GEN-2024-003 | 04 SOUTHEAST | G00ALL 29SP | 337561 8EL DORADO% 500 337643 8SHERIDAN% 500 1 | P23:500:EES-EAI:SH_EHV:B5026::EHV: | 0.05859 | Yes
GEN-2024-003 | 04 SOUTHEAST | G00ALL 29SP | 337643 8SHERIDAN% 500 337651 8WHT BLUFF% 500 1 | P23:500:EES-EAI:SH_EHV:B5026::EHV: | 0.05859 | Yes
GEN-2024-003 | 04 SOUTHEAST | G00ALL 29SP | 337922 8P.HILL% 500 337937 8MAYFLOWER% 500 1 | P23:500:EES-EAI:SH_EHV:B5026::EHV: | 0.10789 | Yes
GEN-2024-003 | 04 SOUTHEAST | G00ALL 29SP | 337808 8MABELVALE% 500 337909 8ANO% 500 1 | P23:500:EES-EAI:SH_EHV:B5026::EHV: | 0.09262 | Yes
GEN-2024-003 | 04 SOUTHEAST | G00ALL 29SP | 337909 8ANO% 500 337922 8P.HILL% 500 1 | P42:345:OKGE:SB_GRIN7312:::EHV: | 0.08165 | Yes
GEN-2024-003 | 04 SOUTHEAST | G00ALL 29SP | 337860 8WRIGHTSVLE% 500 337957 8KEO% 500 1 | P42:345:OKGE:SB_GRIN7312:::EHV: | 0.10664 | Yes
GEN-2024-003 | 04 SOUTHEAST | G00ALL 29SP | 337922 8P.HILL% 500 337937 8MAYFLOWER% 500 1 | P42:345:OKGE:SB_GRIN7312:::EHV: | 0.11365 | Yes
GEN-2024-003 | 04 SOUTHEAST | G00ALL 29SP | 337808 8MABELVALE% 500 337909 8ANO% 500 1 | P42:345:OKGE:SB_GRIN7312:::EHV: | 0.09905 | Yes
GEN-2024-003 | 04 SOUTHEAST | G00ALL 29SP | 337909 8ANO% 500 337922 8P.HILL% 500 1 | P42:345:OKGE:SB_GRIN7382:::EHV: | 0.08165 | Yes
GEN-2024-003 | 04 SOUTHEAST | G00ALL 29SP | 337860 8WRIGHTSVLE% 500 337957 8KEO% 500 1 | P42:345:OKGE:SB_GRIN7382:::EHV: | 0.10664 | Yes
GEN-2024-003 | 04 SOUTHEAST | G00ALL 29SP | 337922 8P.HILL% 500 337937 8MAYFLOWER% 500 1 | P42:345:OKGE:SB_GRIN7382:::EHV: | 0.11365 | Yes
GEN-2024-003 | 04 SOUTHEAST | G00ALL 29SP | 337808 8MABELVALE% 500 337909 8ANO% 500 1 | P42:345:OKGE:SB_GRIN7382:::EHV: | 0.09905 | Yes
GEN-2024-003 | 04 SOUTHEAST | G00ALL 29SP | 337904 5RUSSELVL.S 161 337905 5RUSSELVL.E! 161 1 | P42:500:OKGE:SB_FTTH8585:::EHV: | 0.18023 | Yes
GEN-2024-003 | 04 SOUTHEAST | G00ALL 29SP | 337906 5RUSSELVL.N 161 337916 5RUSLVL.E_RX 161 1 | P42:500:OKGE:SB_FTTH8585:::EHV: | 0.08807 | Yes
GEN-2024-003 | 04 SOUTHEAST | G00ALL 29SP | 337905 5RUSSELVL.E! 161 337916 5RUSLVL.E_RX 161 R1 | P42:500:OKGE:SB_FTTH8585:::EHV: | 0.08807 | Yes
GEN-2024-003 | 04 SOUTHEAST | G00ALL 29SP | 337909 8ANO% 500 998406 ANO 161 1 | P42:500:OKGE:SB_FTTH8585:::EHV: | 0.07948 | Yes
GEN-2024-003 | 04 SOUTHEAST | G00ALL 29SP | 337912 5ANO% 161 998406 ANO 161 1 | P42:500:OKGE:SB_FTTH8585:::EHV: | 0.07948 | Yes
GEN-2024-003 | 04 SOUTHEAST | G00ALL 29SP | 337906 5RUSSELVL.N 161 337912 5ANO% 161 1 | P42:500:OKGE:SB_FTTH8585:::EHV: | 0.08807 | Yes
GEN-2024-003 | 04 SOUTHEAST | G00ALL 29SP | 337921 5MORILTON.E! 161 337923 5P.HILL% 161 1 | P42:500:OKGE:SB_FTTH8585:::EHV: | 0.05412 | Yes
GEN-2024-003 | 04 SOUTHEAST | G00ALL 29SP | 337904 5RUSSELVL.S 161 505508 DARDANE5 161 1 | P42:500:OKGE:SB_FTTH8585:::EHV: | 0.18023 | Yes
GEN-2024-003 | 04 SOUTHEAST | G00ALL 29SP | 337902 5DANVLE AR! 161 507195 MAGZREC5 161 1 | P42:500:OKGE:SB_FTTH8585:::EHV: | 0.08702 | Yes
GEN-2024-003 | 04 SOUTHEAST | G00ALL 29SP | 337907 5ATKINS 161 337921 5MORILTON.E! 161 1 | P42:500:OKGE:SB_FTTH8585:::EHV: | 0.09216 | Yes
GEN-2024-003 | 04 SOUTHEAST | G00ALL 29SP | 337862 5RUSSELVL.IN 161 337907 5ATKINS 161 1 | P42:500:OKGE:SB_FTTH8585:::EHV: | 0.09216 | Yes
GEN-2024-003 | 04 SOUTHEAST | G00ALL 29SP | 337862 5RUSSELVL.IN 161 337905 5RUSSELVL.E! 161 1 | P42:500:OKGE:SB_FTTH8585:::EHV: | 0.09216 | Yes
GEN-2024-003 | 04 SOUTHEAST | G00ALL 29SP | 338140 8HOLND BTM% 500 338145 8ISES% 500 1 | P42:500:OKGE:SB_FTTH8585:::EHV: | 0.05849 | Yes
GEN-2024-003 | 04 SOUTHEAST | G00ALL 29SP | 337860 8WRIGHTSVLE% 500 337957 8KEO% 500 1 | P42:500:OKGE:SB_FTTH8585:::EHV: | 0.07401 | Yes
GEN-2024-003 | 04 SOUTHEAST | G00ALL 29SP | 337922 8P.HILL% 500 337937 8MAYFLOWER% 500 1 | P42:500:OKGE:SB_FTTH8585:::EHV: | 0.07065 | Yes
GEN-2024-003 | 04 SOUTHEAST | G00ALL 29SP | 337808 8MABELVALE% 500 337909 8ANO% 500 1 | P42:500:OKGE:SB_FTTH8585:::EHV: | 0.05489 | Yes
GEN-2024-003 | 04 SOUTHEAST | G00ALL 29SP | 337909 8ANO% 500 515305 FTSMITH8 500 1 | P51:25:WERE:WOLFCRK7:EHV: | 0.11984 | Yes
GEN-2024-003 | 04 SOUTHEAST | G00ALL 29SP | 337904 5RUSSELVL.S 161 337905 5RUSSELVL.E! 161 1 | P51:25:WERE:WOLFCRK7:EHV: | 0.15297 | Yes
GEN-2024-003 | 04 SOUTHEAST | G00ALL 29SP | 337808 8MABELVALE% 500 337937 8MAYFLOWER% 500 1 | P51:25:WERE:WOLFCRK7:EHV: | 0.10754 | Yes
GEN-2024-003 | 04 SOUTHEAST | G00ALL 29SP | 337904 5RUSSELVL.S 161 505508 DARDANE5 161 1 | P51:25:WERE:WOLFCRK7:EHV: | 0.15297 | Yes
GEN-2024-003 | 04 SOUTHEAST | G00ALL 29SP | 337909 8ANO% 500 515305 FTSMITH8 500 1 | P55:345:OPPD:S3740 3::FN13:EHV: | 0.11994 | Yes
GEN-2024-003 | 04 SOUTHEAST | G00ALL 29SP | 337903 5DARDANELLE 161 505508 DARDANE5 161 1 | 337902 5DANVLE AR! 161 3WXFMR 5DANVLE AR! 1 | 0.05674 | Yes
GEN-2024-003 | 04 SOUTHEAST | G00ALL 29SP | 337902 5DANVLE AR! 161 337903 5DARDANELLE 161 1 | 337902 5DANVLE AR! 161 3WXFMR 5DANVLE AR! 1 | 0.05674 | Yes
GEN-2024-003 | 04 SOUTHEAST | G00ALL 29SP | 338110 5HILLTOP% 161 505461 BULL SH W5 161 1 | 338107 5EVERTON RD 161 338108 5ST JOE 161 1 | 0.05478 | Yes
GEN-2024-003 | 04 SOUTHEAST | G00ALL 29SP | 338145 8ISES% 500 338156 8POWERLN_RD% 500 1 | 338188 8SANS SOUCI% 500 338389 8PLUM PT! 500 1 | 0.05284 | Yes
GEN-2024-003 | 04 SOUTHEAST | G00ALL 29SP | 337860 8WRIGHTSVLE% 500 337957 8KEO% 500 1 | 338188 8SANS SOUCI% 500 338389 8PLUM PT! 500 1 | 0.10662 | Yes
GEN-2024-003 | 04 SOUTHEAST | G00ALL 29SP | 301406 8WNEWMADRID 500 338187 8DELL% 500 1 | 338188 8SANS SOUCI% 500 338389 8PLUM PT! 500 1 | 0.05356 | Yes
GEN-2024-003 | 04 SOUTHEAST | G00ALL 29SP | 338056 CHALKBLUFFPV 500 338162 8W.MEMPHIS% 500 1 | 338198 8DRIVER% 500 338400 8SANDYBAYOU% 500 1 | 0.05754 | Yes
GEN-2024-003 | 04 SOUTHEAST | G00ALL 29SP | 338162 8W.MEMPHIS% 500 360075 8BHAM STEEL 500 1 | 338198 8DRIVER% 500 338400 8SANDYBAYOU% 500 1 | 0.05259 | Yes
GEN-2024-003 | 04 SOUTHEAST | G00ALL 29SP | 337957 8KEO% 500 338056 CHALKBLUFFPV 500 1 | 338198 8DRIVER% 500 338400 8SANDYBAYOU% 500 1 | 0.05754 | Yes
GEN-2024-003 | 04 SOUTHEAST | G00ALL 29SP | 338145 8ISES% 500 338156 8POWERLN_RD% 500 1 | 338389 8PLUM PT! 500 338388 1PLUM PT U1 23.0 1 | 0.05284 | Yes
GEN-2024-003 | 04 SOUTHEAST | G00ALL 29SP | 337860 8WRIGHTSVLE% 500 337957 8KEO% 500 1 | 338389 8PLUM PT! 500 338388 1PLUM PT U1 23.0 1 | 0.10662 | Yes
GEN-2024-003 | 04 SOUTHEAST | G00ALL 29SP | 301406 8WNEWMADRID 500 338187 8DELL% 500 1 | 338389 8PLUM PT! 500 338388 1PLUM PT U1 23.0 1 | 0.05356 | Yes
GEN-2024-003 | 04 SOUTHEAST | G00ALL 29SP | 338162 8W.MEMPHIS% 500 360075 8BHAM STEEL 500 1 | 338400 8SANDYBAYOU% 500 360021 8SHELBY TN 500 1 | 0.05259 | Yes
GEN-2024-003 | 04 SOUTHEAST | G00ALL 29SP | 338110 5HILLTOP% 161 505507 SWPINEY5 161 1 | 338832 5CLINTON.W# 161 338833 5CLINTON IN# 161 1 | 0.06468 | Yes
GEN-2024-003 | 04 SOUTHEAST | G00ALL 29SP | 338110 5HILLTOP% 161 505507 SWPINEY5 161 1 | 338832 5CLINTON.W# 161 338834 5BOTKINBURG# 161 1 | 0.06633 | Yes
GEN-2024-003 | 04 SOUTHEAST | G00ALL 29SP | 337904 5RUSSELVL.S 161 337905 5RUSSELVL.E! 161 1 | 338832 5CLINTON.W# 161 338834 5BOTKINBURG# 161 1 | 0.15035 | Yes
GEN-2024-003 | 04 SOUTHEAST | G00ALL 29SP | 337907 5ATKINS 161 337921 5MORILTON.E! 161 1 | 338832 5CLINTON.W# 161 338834 5BOTKINBURG# 161 1 | 0.07945 | Yes
GEN-2024-003 | 04 SOUTHEAST | G00ALL 29SP | 337904 5RUSSELVL.S 161 505508 DARDANE5 161 1 | 338832 5CLINTON.W# 161 338834 5BOTKINBURG# 161 1 | 0.15035 | Yes
GEN-2024-003 | 04 SOUTHEAST | G00ALL 29SP | 337862 5RUSSELVL.IN 161 337907 5ATKINS 161 1 | 338832 5CLINTON.W# 161 338834 5BOTKINBURG# 161 1 | 0.07945 | Yes
GEN-2024-003 | 04 SOUTHEAST | G00ALL 29SP | 337862 5RUSSELVL.IN 161 337905 5RUSSELVL.E! 161 1 | 338832 5CLINTON.W# 161 338834 5BOTKINBURG# 161 1 | 0.07945 | Yes
GEN-2024-003 | 04 SOUTHEAST | G00ALL 29SP | 337902 5DANVLE AR! 161 507195 MAGZREC5 161 1 | 504181 HACKETT 5 161 507182 BONANZA5 161 1 | 0.0878 | Yes
GEN-2024-003 | 04 SOUTHEAST | G00ALL 29SP | 337902 5DANVLE AR! 161 507195 MAGZREC5 161 1 | 504181 HACKETT 5 161 507185 REVESRD5 161 1 | 0.0878 | Yes
GEN-2024-003 | 04 SOUTHEAST | G00ALL 29SP | 345203 5MINER 1 161 345205 5COMS 161 1 | 505428 SIKESTN5 161 505432 SIKGEN 1 13.8 1 | 0.08304 | Yes
GEN-2024-003 | 04 SOUTHEAST | G00ALL 29SP | 337902 5DANVLE AR! 161 507195 MAGZREC5 161 1 | 505507 SWPINEY5 161 505508 DARDANE5 161 1 | 0.06209 | Yes
GEN-2024-003 | 04 SOUTHEAST | G00ALL 29SP | 337902 5DANVLE AR! 161 507195 MAGZREC5 161 1 | 507182 BONANZA5 161 515261 BONANZT5 161 1 | 0.0878 | Yes
GEN-2024-003 | 04 SOUTHEAST | G00ALL 29SP | 337909 8ANO% 500 515305 FTSMITH8 500 1 | 507768 SWSHRV9 765 515049 SEMINOLE9 765 1 | 0.10985 | Yes
GEN-2024-003 | 04 SOUTHEAST | G00ALL 29SP | 337643 8SHERIDAN% 500 337808 8MABELVALE% 500 1 | 507768 SWSHRV9 765 515049 SEMINOLE9 765 1 | 0.09404 | Yes
GEN-2024-003 | 04 SOUTHEAST | G00ALL 29SP | 337902 5DANVLE AR! 161 507195 MAGZREC5 161 1 | 515261 BONANZT5 161 515299 BEVYTAP5 161 1 | 0.0781 | Yes
GEN-2024-003 | 04 SOUTHEAST | G00ALL 29SP | 337902 5DANVLE AR! 161 507195 MAGZREC5 161 1 | 515316 BRANCH 5 161 760221 GEN-2017-231 161 1 | 0.07071 | Yes
GEN-2024-003 | 04 SOUTHEAST | G00ALL 29SP | 337902 5DANVLE AR! 161 507195 MAGZREC5 161 1 | 515316 BRANCH 5 161 765610 GEN-2021-033 161 1 | 0.07071 | Yes
GEN-2024-003 | 04 SOUTHEAST | G00ALL 29SP | 337909 8ANO% 500 515305 FTSMITH8 500 1 | 515349 BATTLEF5 161 769581 GEN-2022-130 161 1 | 0.11995 | Yes
GEN-2024-003 | 04 SOUTHEAST | G00ALL 29SP | 337902 5DANVLE AR! 161 507195 MAGZREC5 161 1 | 515349 BATTLEF5 161 769581 GEN-2022-130 161 1 | 0.07071 | Yes
GEN-2024-003 | 04 SOUTHEAST | G00ALL 29SP | 337902 5DANVLE AR! 161 507195 MAGZREC5 161 1 | 760222 G17-231-XFM1 34.5 760221 GEN-2017-231 161 1 | 0.07071 | Yes
GEN-2024-003 | 04 SOUTHEAST | G00ALL 29SP | 337902 5DANVLE AR! 161 507195 MAGZREC5 161 1 | 765614 G21-033-XFM1 34.5 765610 GEN-2021-033 161 1 | 0.07071 | Yes
GEN-2024-003 | 04 SOUTHEAST | G00ALL 29SP | 337909 8ANO% 500 515305 FTSMITH8 500 1 | 769581 GEN-2022-130 161 769582 G22-130XFMR1 34.5 1 | 0.11995 | Yes
GEN-2024-003 | 04 SOUTHEAST | G00ALL 29SP | 337902 5DANVLE AR! 161 507195 MAGZREC5 161 1 | 769581 GEN-2022-130 161 769582 G22-130XFMR1 34.5 1 | 0.07071 | Yes
GEN-2024-003 | 04 SOUTHEAST | G00ALL 29SP | 337902 5DANVLE AR! 161 507195 MAGZREC5 161 1 | 773260 G23-064-TAP 161 773261 GEN-2023-064 161 1 | 0.07071 | Yes
GEN-2024-003 | 04 SOUTHEAST | G00ALL 29SP | 337909 8ANO% 500 515305 FTSMITH8 500 1 | Base Case | 0.11995 | Yes
GEN-2024-003 | 04 SOUTHEAST | G00ALL 29SP | 338056 CHALKBLUFFPV 500 338162 8W.MEMPHIS% 500 1 | Base Case | 0.06119 | Yes
GEN-2024-003 | 04 SOUTHEAST | G00ALL 29SP | 338110 5HILLTOP% 161 505507 SWPINEY5 161 1 | Base Case | 0.06306 | Yes
GEN-2024-003 | 04 SOUTHEAST | G00ALL 29SP | 337909 8ANO% 500 998406 ANO 161 1 | Base Case | 0.06068 | Yes
GEN-2024-003 | 04 SOUTHEAST | G00ALL 29SP | 337912 5ANO% 161 998406 ANO 161 1 | Base Case | 0.06068 | Yes
GEN-2024-003 | 04 SOUTHEAST | G00ALL 29SP | 337906 5RUSSELVL.N 161 337916 5RUSLVL.E_RX 161 1 | Base Case | 0.07181 | Yes
GEN-2024-003 | 04 SOUTHEAST | G00ALL 29SP | 337905 5RUSSELVL.E! 161 337916 5RUSLVL.E_RX 161 R1 | Base Case | 0.07181 | Yes
GEN-2024-003 | 04 SOUTHEAST | G00ALL 29SP | 338162 8W.MEMPHIS% 500 360075 8BHAM STEEL 500 1 | Base Case | 0.05831 | Yes
GEN-2024-003 | 04 SOUTHEAST | G00ALL 29SP | 337957 8KEO% 500 338140 8HOLND BTM% 500 1 | Base Case | 0.05676 | Yes
GEN-2024-003 | 04 SOUTHEAST | G00ALL 29SP | 337906 5RUSSELVL.N 161 337912 5ANO% 161 1 | Base Case | 0.07181 | Yes
GEN-2024-003 | 04 SOUTHEAST | G00ALL 29SP | 337957 8KEO% 500 338056 CHALKBLUFFPV 500 1 | Base Case | 0.06119 | Yes
GEN-2024-003 | 04 SOUTHEAST | G00ALL 29SP | 337904 5RUSSELVL.S 161 337905 5RUSSELVL.E! 161 1 | Base Case | 0.15296 | Yes
GEN-2024-003 | 04 SOUTHEAST | G00ALL 29SP | 338145 8ISES% 500 338156 8POWERLN_RD% 500 1 | Base Case | 0.05284 | Yes
GEN-2024-003 | 04 SOUTHEAST | G00ALL 29SP | 337643 8SHERIDAN% 500 337808 8MABELVALE% 500 1 | Base Case | 0.10494 | Yes
GEN-2024-003 | 04 SOUTHEAST | G00ALL 29SP | 337909 8ANO% 500 337922 8P.HILL% 500 1 | Base Case | 0.08161 | Yes
GEN-2024-003 | 04 SOUTHEAST | G00ALL 29SP | 337808 8MABELVALE% 500 337937 8MAYFLOWER% 500 1 | Base Case | 0.10755 | Yes
GEN-2024-003 | 04 SOUTHEAST | G00ALL 29SP | 338140 8HOLND BTM% 500 338145 8ISES% 500 1 | Base Case | 0.0756 | Yes
GEN-2024-003 | 04 SOUTHEAST | G00ALL 29SP | 337907 5ATKINS 161 337921 5MORILTON.E! 161 1 | Base Case | 0.08115 | Yes
GEN-2024-003 | 04 SOUTHEAST | G00ALL 29SP | 337904 5RUSSELVL.S 161 505508 DARDANE5 161 1 | Base Case | 0.15296 | Yes
GEN-2024-003 | 04 SOUTHEAST | G00ALL 29SP | 337862 5RUSSELVL.IN 161 337907 5ATKINS 161 1 | Base Case | 0.08115 | Yes
GEN-2024-003 | 04 SOUTHEAST | G00ALL 29SP | 337860 8WRIGHTSVLE% 500 337957 8KEO% 500 1 | Base Case | 0.10662 | Yes
GEN-2024-003 | 04 SOUTHEAST | G00ALL 29SP | 337902 5DANVLE AR! 161 507195 MAGZREC5 161 1 | Base Case | 0.07071 | Yes
GEN-2024-003 | 04 SOUTHEAST | G00ALL 29SP | 337862 5RUSSELVL.IN 161 337905 5RUSSELVL.E! 161 1 | Base Case | 0.08115 | Yes
GEN-2024-003 | 04 SOUTHEAST | G00ALL 29SP | 337922 8P.HILL% 500 337937 8MAYFLOWER% 500 1 | Base Case | 0.11362 | Yes
GEN-2024-003 | 04 SOUTHEAST | G00ALL 29SP | 337808 8MABELVALE% 500 337909 8ANO% 500 1 | Base Case | 0.09902 | Yes
GEN-2024-003 | 04 SOUTHEAST | G00ALL 29SP | 337561 8EL DORADO% 500 337643 8SHERIDAN% 500 1 | Base Case | 0.06474 | Yes
GEN-2024-003 | 04 SOUTHEAST | G00ALL 29SP | 301406 8WNEWMADRID 500 338187 8DELL% 500 1 | Base Case | 0.05356 | Yes
GEN-2024-003 | 04 SOUTHEAST | G00ALL 29SP | 337808 8MABELVALE% 500 337860 8WRIGHTSVLE% 500 1 | Base Case | 0.10496 | Yes
GEN-2024-003 | 04 SOUTHEAST | G00ALL 29SP | 337902 5DANVLE AR! 161 507195 MAGZREC5 161 1 | GEN-2021-033_POI_515316_Generator_outage | 0.07071 | Yes
GEN-2024-003 | 04 SOUTHEAST | G00ALL 29SP | 337909 8ANO% 500 515305 FTSMITH8 500 1 | GEN-2022-130_POI_515349_Generator_outage | 0.11995 | Yes
GEN-2024-003 | 04 SOUTHEAST | G00ALL 29SP | 337902 5DANVLE AR! 161 507195 MAGZREC5 161 1 | GEN-2023-064_POI_773260_Generator_outage | 0.07071 | Yes
GEN-2024-003 | 04 SOUTHEAST | G00ALL 29SP | 337909 8ANO% 500 515305 FTSMITH8 500 1 | GEN532751 1 | 0.11995 | Yes
GEN-2024-003 | 04 SOUTHEAST | G00ALL 29SP | 337904 5RUSSELVL.S 161 337905 5RUSSELVL.E! 161 1 | GEN532751 1 | 0.15296 | Yes
GEN-2024-003 | 04 SOUTHEAST | G00ALL 29SP | 337808 8MABELVALE% 500 337937 8MAYFLOWER% 500 1 | GEN532751 1 | 0.10755 | Yes
GEN-2024-003 | 04 SOUTHEAST | G00ALL 29SP | 337904 5RUSSELVL.S 161 505508 DARDANE5 161 1 | GEN532751 1 | 0.15296 | Yes
GEN-2024-003 | 04 SOUTHEAST | G00ALL 29SP | 337909 8ANO% 500 515305 FTSMITH8 500 1 | GEN532751 1_Dup1 | 0.11995 | Yes
GEN-2024-003 | 04 SOUTHEAST | G00ALL 29SP | 337904 5RUSSELVL.S 161 337905 5RUSSELVL.E! 161 1 | GEN532751 1_Dup1 | 0.15296 | Yes
GEN-2024-003 | 04 SOUTHEAST | G00ALL 29SP | 337808 8MABELVALE% 500 337937 8MAYFLOWER% 500 1 | GEN532751 1_Dup1 | 0.10755 | Yes
GEN-2024-003 | 04 SOUTHEAST | G00ALL 29SP | 337904 5RUSSELVL.S 161 505508 DARDANE5 161 1 | GEN532751 1_Dup1 | 0.15296 | Yes
GEN-2024-003 | 04 SOUTHEAST | G00ALL 29SP | 337906 5RUSSELVL.N 161 337916 5RUSLVL.E_RX 161 1 | MULTIGEN505510 | 0.07687 | Yes
GEN-2024-003 | 04 SOUTHEAST | G00ALL 29SP | 337905 5RUSSELVL.E! 161 337916 5RUSLVL.E_RX 161 R1 | MULTIGEN505510 | 0.07687 | Yes
GEN-2024-003 | 04 SOUTHEAST | G00ALL 29SP | 337909 8ANO% 500 998406 ANO 161 1 | MULTIGEN505510 | 0.06532 | Yes
GEN-2024-003 | 04 SOUTHEAST | G00ALL 29SP | 337912 5ANO% 161 998406 ANO 161 1 | MULTIGEN505510 | 0.06532 | Yes
GEN-2024-003 | 04 SOUTHEAST | G00ALL 29SP | 337906 5RUSSELVL.N 161 337912 5ANO% 161 1 | MULTIGEN505510 | 0.07687 | Yes
GEN-2024-003 | 04 SOUTHEAST | G00ALL 29SP | 337904 5RUSSELVL.S 161 337905 5RUSSELVL.E! 161 1 | MULTIGEN505510 | 0.16322 | Yes
GEN-2024-003 | 04 SOUTHEAST | G00ALL 29SP | 337907 5ATKINS 161 337921 5MORILTON.E! 161 1 | MULTIGEN505510 | 0.08635 | Yes
GEN-2024-003 | 04 SOUTHEAST | G00ALL 29SP | 337904 5RUSSELVL.S 161 505508 DARDANE5 161 1 | MULTIGEN505510 | 0.16322 | Yes
GEN-2024-003 | 04 SOUTHEAST | G00ALL 29SP | 337862 5RUSSELVL.IN 161 337907 5ATKINS 161 1 | MULTIGEN505510 | 0.08635 | Yes
GEN-2024-003 | 04 SOUTHEAST | G00ALL 29SP | 337862 5RUSSELVL.IN 161 337905 5RUSSELVL.E! 161 1 | MULTIGEN505510 | 0.08635 | Yes
GEN-2024-003 | 04 SOUTHEAST | G00ALL 29SP | 337906 5RUSSELVL.N 161 337916 5RUSLVL.E_RX 161 1 | MULTIGEN505510_Dup1 | 0.07687 | Yes
GEN-2024-003 | 04 SOUTHEAST | G00ALL 29SP | 337905 5RUSSELVL.E! 161 337916 5RUSLVL.E_RX 161 R1 | MULTIGEN505510_Dup1 | 0.07687 | Yes
GEN-2024-003 | 04 SOUTHEAST | G00ALL 29SP | 337909 8ANO% 500 998406 ANO 161 1 | MULTIGEN505510_Dup1 | 0.06532 | Yes
GEN-2024-003 | 04 SOUTHEAST | G00ALL 29SP | 337912 5ANO% 161 998406 ANO 161 1 | MULTIGEN505510_Dup1 | 0.06532 | Yes
GEN-2024-003 | 04 SOUTHEAST | G00ALL 29SP | 337906 5RUSSELVL.N 161 337912 5ANO% 161 1 | MULTIGEN505510_Dup1 | 0.07687 | Yes
GEN-2024-003 | 04 SOUTHEAST | G00ALL 29SP | 337904 5RUSSELVL.S 161 337905 5RUSSELVL.E! 161 1 | MULTIGEN505510_Dup1 | 0.16322 | Yes
GEN-2024-003 | 04 SOUTHEAST | G00ALL 29SP | 337907 5ATKINS 161 337921 5MORILTON.E! 161 1 | MULTIGEN505510_Dup1 | 0.08635 | Yes
GEN-2024-003 | 04 SOUTHEAST | G00ALL 29SP | 337904 5RUSSELVL.S 161 505508 DARDANE5 161 1 | MULTIGEN505510_Dup1 | 0.16322 | Yes
GEN-2024-003 | 04 SOUTHEAST | G00ALL 29SP | 337862 5RUSSELVL.IN 161 337907 5ATKINS 161 1 | MULTIGEN505510_Dup1 | 0.08635 | Yes
GEN-2024-003 | 04 SOUTHEAST | G00ALL 29SP | 337862 5RUSSELVL.IN 161 337905 5RUSSELVL.E! 161 1 | MULTIGEN505510_Dup1 | 0.08635 | Yes
GEN-2024-003 | 04 SOUTHEAST | G00ALL 29SP | 337909 8ANO% 500 998406 ANO 161 1 | MULTIGEN505512 | 0.06426 | Yes
GEN-2024-003 | 04 SOUTHEAST | G00ALL 29SP | 337912 5ANO% 161 998406 ANO 161 1 | MULTIGEN505512 | 0.06426 | Yes
GEN-2024-003 | 04 SOUTHEAST | G00ALL 29SP | 337904 5RUSSELVL.S 161 337905 5RUSSELVL.E! 161 1 | MULTIGEN505512 | 0.16088 | Yes
GEN-2024-003 | 04 SOUTHEAST | G00ALL 29SP | 337907 5ATKINS 161 337921 5MORILTON.E! 161 1 | MULTIGEN505512 | 0.08516 | Yes
GEN-2024-003 | 04 SOUTHEAST | G00ALL 29SP | 337904 5RUSSELVL.S 161 505508 DARDANE5 161 1 | MULTIGEN505512 | 0.16088 | Yes
GEN-2024-003 | 04 SOUTHEAST | G00ALL 29SP | 337909 8ANO% 500 998406 ANO 161 1 | MULTIGEN505512_Dup1 | 0.06426 | Yes
GEN-2024-003 | 04 SOUTHEAST | G00ALL 29SP | 337912 5ANO% 161 998406 ANO 161 1 | MULTIGEN505512_Dup1 | 0.06426 | Yes
GEN-2024-003 | 04 SOUTHEAST | G00ALL 29SP | 337904 5RUSSELVL.S 161 337905 5RUSSELVL.E! 161 1 | MULTIGEN505512_Dup1 | 0.16088 | Yes
GEN-2024-003 | 04 SOUTHEAST | G00ALL 29SP | 337907 5ATKINS 161 337921 5MORILTON.E! 161 1 | MULTIGEN505512_Dup1 | 0.08516 | Yes
GEN-2024-003 | 04 SOUTHEAST | G00ALL 29SP | 337904 5RUSSELVL.S 161 505508 DARDANE5 161 1 | MULTIGEN505512_Dup1 | 0.16088 | Yes
GEN-2024-003 | 04 SOUTHEAST | G00ALL 29SP | 337862 5RUSSELVL.IN 161 337907 5ATKINS 161 1 | MULTIGEN505512_Dup1 | 0.08516 | Yes
GEN-2024-013 | 04 SOUTHEAST | G00ALL 29SP | 345203 5MINER 1 161 345205 5COMS 161 1 | 505428 SIKESTN5 161 505432 SIKGEN 1 13.8 1 | 0.08304 | Yes
GEN-2024-025 | 04 SOUTHEAST | G04 29SP | 337753 8HS EHV% 500 337763 8MAGNETCOVE% 500 1 | P11:16:EES:1TRACTBEL C1:1::EHV: | 0.0514 | Yes
GEN-2024-025 | 04 SOUTHEAST | G04 29SP | 337753 8HS EHV% 500 337763 8MAGNETCOVE% 500 1 | P11:18:EES:1DUKE HS C1:1::EHV: | 0.0514 | Yes
GEN-2024-025 | 04 SOUTHEAST | G04 29SP | 337376 7SAREPTA% 345 788340 G24-379-TAP 345 1 | P11:18:EES:1DUKE HS C1:1::EHV: | 0.06467 | Yes
GEN-2024-025 | 04 SOUTHEAST | G04 29SP | 337376 7SAREPTA% 345 788340 G24-379-TAP 345 1 | P11:18:EES:1PANDA C1:1::EHV: | 0.06467 | Yes
GEN-2024-025 | 04 SOUTHEAST | G04 29SP | 337376 7SAREPTA% 345 788340 G24-379-TAP 345 1 | P11:18:EES:1PANDA C3:1::EHV: | 0.06467 | Yes
GEN-2024-025 | 04 SOUTHEAST | G04 29SP | 337376 7SAREPTA% 345 788340 G24-379-TAP 345 1 | P11:18:EES:1PANDA C5:1::EHV: | 0.06467 | Yes
GEN-2024-025 | 04 SOUTHEAST | G04 29SP | 337376 7SAREPTA% 345 788340 G24-379-TAP 345 1 | P11:18:EES:1PANDA C7:1::EHV: | 0.06467 | Yes
GEN-2024-025 | 04 SOUTHEAST | G04 29SP | 337643 8SHERIDAN% 500 337808 8MABELVALE% 500 1 | P11:22:EES:1ANO U2:1::EHV: | 0.07418 | Yes
GEN-2024-025 | 04 SOUTHEAST | G04 29SP | 337643 8SHERIDAN% 500 337763 8MAGNETCOVE% 500 1 | P11:22:EES:1ANO U2:1::EHV: | 0.0514 | Yes
GEN-2024-025 | 04 SOUTHEAST | G04 29SP | 337561 8EL DORADO% 500 337643 8SHERIDAN% 500 1 | P11:22:EES:1ANO U2:1::EHV: | 0.06545 | Yes
GEN-2024-025 | 04 SOUTHEAST | G04 29SP | 337561 8EL DORADO% 500 998422 8EL DORADO% 345 2 | P11:24:AEPW:TURKCOAL:::: | 0.05477 | Yes
GEN-2024-025 | 04 SOUTHEAST | G04 29SP | 337562 7EL DORADO 345 998422 8EL DORADO% 345 2 | P11:24:EES:TURKCOAL:1::EHV: | 0.05477 | Yes
GEN-2024-025 | 04 SOUTHEAST | G04 29SP | 337376 7SAREPTA% 345 337562 7EL DORADO 345 1 | P11:24:EES:TURKCOAL:1::EHV: | 0.05477 | Yes
GEN-2024-025 | 04 SOUTHEAST | G04 29SP | 337643 8SHERIDAN% 500 337763 8MAGNETCOVE% 500 1 | P11:26:EES:1WHT BLUF U1:1::HV: | 0.0514 | Yes
GEN-2024-025 | 04 SOUTHEAST | G04 29SP | 337561 8EL DORADO% 500 337643 8SHERIDAN% 500 1 | P11:26:EES:1WHT BLUF U1:1::HV: | 0.06545 | Yes
GEN-2024-025 | 04 SOUTHEAST | G04 29SP | 337643 8SHERIDAN% 500 337763 8MAGNETCOVE% 500 1 | P11:26:EES:1WHT BLUF U2:1::HV: | 0.0514 | Yes
GEN-2024-025 | 04 SOUTHEAST | G04 29SP | 337561 8EL DORADO% 500 337643 8SHERIDAN% 500 1 | P11:26:EES:1WHT BLUF U2:1::HV: | 0.06545 | Yes
GEN-2024-025 | 04 SOUTHEAST | G04 29SP | 337376 7SAREPTA% 345 788340 G24-379-TAP 345 1 | P11:26:EES:1WHT BLUF U2:1::HV: | 0.06467 | Yes
GEN-2024-025 | 04 SOUTHEAST | G04 29SP | 337753 8HS EHV% 500 337763 8MAGNETCOVE% 500 1 | P11:26:EES:1WHT BLUF U2:1::HV: | 0.0514 | Yes
GEN-2024-025 | 04 SOUTHEAST | G04 29SP | 337909 8ANO% 500 515305 FTSMITH8 500 1 | P11:345:WERE:WOLFU1-GEN:EHV: | 0.05945 | Yes
GEN-2024-025 | 04 SOUTHEAST | G04 29SP | 337643 8SHERIDAN% 500 337763 8MAGNETCOVE% 500 1 | P12:115:EES:3HS EHV-E!:3WOODLAWN%:1:HV: | 0.05389 | Yes
GEN-2024-025 | 04 SOUTHEAST | G04 29SP | 337643 8SHERIDAN% 500 337763 8MAGNETCOVE% 500 1 | P12:115:EES-EAI:ARKOMA:TIGRBX:1 | 0.053 | Yes
GEN-2024-025 | 04 SOUTHEAST | G04 29SP | 337643 8SHERIDAN% 500 337763 8MAGNETCOVE% 500 1 | P12:115:EES-EAI:HS_EHV:BUTERF:1 | 0.05389 | Yes
GEN-2024-025 | 04 SOUTHEAST | G04 29SP | 337909 8ANO% 500 515305 FTSMITH8 500 1 | P12:138:EES:8W.MEMPHIS%:8FREEPORTTN%:4BHAM STEEL1:HV: | 0.06075 | Yes
GEN-2024-025 | 04 SOUTHEAST | G04 29SP | 337643 8SHERIDAN% 500 337808 8MABELVALE% 500 1 | P12:22:EES:8ANO%:1ANO U1:1:EHV: | 0.07418 | Yes
GEN-2024-025 | 04 SOUTHEAST | G04 29SP | 337643 8SHERIDAN% 500 337763 8MAGNETCOVE% 500 1 | P12:22:EES:8ANO%:1ANO U1:1:EHV: | 0.0514 | Yes
GEN-2024-025 | 04 SOUTHEAST | G04 29SP | 337561 8EL DORADO% 500 337643 8SHERIDAN% 500 1 | P12:22:EES:8ANO%:1ANO U1:1:EHV: | 0.06545 | Yes
GEN-2024-025 | 04 SOUTHEAST | G04 29SP | 337643 8SHERIDAN% 500 337808 8MABELVALE% 500 1 | P12:22:EES:8ANO%:1ANO U2:1:EHV: | 0.07418 | Yes
GEN-2024-025 | 04 SOUTHEAST | G04 29SP | 337643 8SHERIDAN% 500 337763 8MAGNETCOVE% 500 1 | P12:22:EES:8ANO%:1ANO U2:1:EHV: | 0.0514 | Yes
GEN-2024-025 | 04 SOUTHEAST | G04 29SP | 337561 8EL DORADO% 500 337643 8SHERIDAN% 500 1 | P12:22:EES:8ANO%:1ANO U2:1:EHV: | 0.06545 | Yes
GEN-2024-025 | 04 SOUTHEAST | G04 29SP | 337643 8SHERIDAN% 500 337808 8MABELVALE% 500 1 | P12:230:EES:6BOGALUS%:6SLIDEL!:6FAIRVW!6HAMMND!1:HV: | 0.0742 | Yes
GEN-2024-025 | 04 SOUTHEAST | G04 29SP | 337643 8SHERIDAN% 500 337808 8MABELVALE% 500 1 | P12:230:EES:8HARTBRG%:8MT_OLIVE%:6LAYFLDLAYFLD11:HV: | 0.07054 | Yes
GEN-2024-025 | 04 SOUTHEAST | G04 29SP | 337561 8EL DORADO% 500 998422 8EL DORADO% 345 2 | P12:230:EES:8HARTBRG%:8MT_OLIVE%:6LAYFLDLAYFLD11:HV: | 0.05976 | Yes
GEN-2024-025 | 04 SOUTHEAST | G04 29SP | 337562 7EL DORADO 345 998422 8EL DORADO% 345 2 | P12:230:EES:8HARTBRG%:8MT_OLIVE%:6LAYFLDLAYFLD11:HV: | 0.05976 | Yes
GEN-2024-025 | 04 SOUTHEAST | G04 29SP | 337376 7SAREPTA% 345 337562 7EL DORADO 345 1 | P12:230:EES:8HARTBRG%:8MT_OLIVE%:6LAYFLDLAYFLD11:HV: | 0.05976 | Yes
GEN-2024-025 | 04 SOUTHEAST | G04 29SP | 337643 8SHERIDAN% 500 337763 8MAGNETCOVE% 500 1 | P12:26:EES:8WHT BLUFF%:1WHT BLUF U1:1:HV: | 0.0514 | Yes
GEN-2024-025 | 04 SOUTHEAST | G04 29SP | 337561 8EL DORADO% 500 337643 8SHERIDAN% 500 1 | P12:26:EES:8WHT BLUFF%:1WHT BLUF U1:1:HV: | 0.06545 | Yes
GEN-2024-025 | 04 SOUTHEAST | G04 29SP | 337643 8SHERIDAN% 500 337763 8MAGNETCOVE% 500 1 | P12:26:EES:8WHT BLUFF%:1WHT BLUF U2:1:HV: | 0.0514 | Yes
GEN-2024-025 | 04 SOUTHEAST | G04 29SP | 337561 8EL DORADO% 500 337643 8SHERIDAN% 500 1 | P12:26:EES:8WHT BLUFF%:1WHT BLUF U2:1:HV: | 0.06545 | Yes
GEN-2024-025 | 04 SOUTHEAST | G04 29SP | 337376 7SAREPTA% 345 788340 G24-379-TAP 345 1 | P12:345:AEPW:SWSHV7:LONGWD7::: | 0.08484 | Yes
GEN-2024-025 | 04 SOUTHEAST | G04 29SP | 337561 8EL DORADO% 500 998422 8EL DORADO% 345 2 | P12:345:AEPW:TENRUSK7:TENGEN7::: | 0.05955 | Yes
GEN-2024-025 | 04 SOUTHEAST | G04 29SP | 337562 7EL DORADO 345 998422 8EL DORADO% 345 2 | P12:345:AEPW:TENRUSK7:TENGEN7::: | 0.05955 | Yes
GEN-2024-025 | 04 SOUTHEAST | G04 29SP | 337376 7SAREPTA% 345 337562 7EL DORADO 345 1 | P12:345:AEPW:TENRUSK7:TENGEN7::: | 0.05955 | Yes
GEN-2024-025 | 04 SOUTHEAST | G04 29SP | 337376 7SAREPTA% 345 788340 G24-379-TAP 345 1 | P12:345:CLEC-AEPW:DOLHILL7:SWSHV7::: | 0.07278 | Yes
GEN-2024-025 | 04 SOUTHEAST | G04 29SP | 337376 7SAREPTA% 345 788340 G24-379-TAP 345 1 | P12:345:EES:TENRUSK7!:CROCKET7%:1:EHV: | 0.06923 | Yes
GEN-2024-025 | 04 SOUTHEAST | G04 29SP | 337561 8EL DORADO% 500 998422 8EL DORADO% 345 2 | P12:345:EES:TENRUSK7!:TENGEN 7!:1:EHV: | 0.05955 | Yes
GEN-2024-025 | 04 SOUTHEAST | G04 29SP | 337562 7EL DORADO 345 998422 8EL DORADO% 345 2 | P12:345:EES:TENRUSK7!:TENGEN 7!:1:EHV: | 0.05955 | Yes
GEN-2024-025 | 04 SOUTHEAST | G04 29SP | 337376 7SAREPTA% 345 337562 7EL DORADO 345 1 | P12:345:EES:TENRUSK7!:TENGEN 7!:1:EHV: | 0.05955 | Yes
GEN-2024-025 | 04 SOUTHEAST | G04 29SP | 337909 8ANO% 500 515305 FTSMITH8 500 1 | P12:500:EES:8ANO%:8P.HILL%:1:EHV: | 0.05376 | Yes
GEN-2024-025 | 04 SOUTHEAST | G04 29SP | 337808 8MABELVALE% 500 337909 8ANO% 500 1 | P12:500:EES:8ANO%:8P.HILL%:1:EHV: | 0.05357 | Yes
GEN-2024-025 | 04 SOUTHEAST | G04 29SP | 337643 8SHERIDAN% 500 337763 8MAGNETCOVE% 500 1 | P12:500:EES:8BXTRWILSON%:8PERRYVILLE%:1:EHV: | 0.05289 | Yes
GEN-2024-025 | 04 SOUTHEAST | G04 29SP | 337643 8SHERIDAN% 500 337808 8MABELVALE% 500 1 | P12:500:EES:8BXTRWILSON%:8PERRYVILLE%:1:EHV: | 0.0768 | Yes
GEN-2024-025 | 04 SOUTHEAST | G04 29SP | 337561 8EL DORADO% 500 337643 8SHERIDAN% 500 1 | P12:500:EES:8BXTRWILSON%:8PERRYVILLE%:1:EHV: | 0.06938 | Yes
GEN-2024-025 | 04 SOUTHEAST | G04 29SP | 337561 8EL DORADO% 500 998422 8EL DORADO% 345 2 | P12:500:EES:8BXTRWILSON%:8PERRYVILLE%:1:EHV: | 0.05345 | Yes
GEN-2024-025 | 04 SOUTHEAST | G04 29SP | 337562 7EL DORADO 345 998422 8EL DORADO% 345 2 | P12:500:EES:8BXTRWILSON%:8PERRYVILLE%:1:EHV: | 0.05345 | Yes
GEN-2024-025 | 04 SOUTHEAST | G04 29SP | 337376 7SAREPTA% 345 337562 7EL DORADO 345 1 | P12:500:EES:8BXTRWILSON%:8PERRYVILLE%:1:EHV: | 0.05345 | Yes
GEN-2024-025 | 04 SOUTHEAST | G04 29SP | 337753 8HS EHV% 500 337763 8MAGNETCOVE% 500 1 | P12:500:EES:8BXTRWILSON%:8PERRYVILLE%:1:EHV: | 0.05289 | Yes
GEN-2024-025 | 04 SOUTHEAST | G04 29SP | 337643 8SHERIDAN% 500 337763 8MAGNETCOVE% 500 1 | P12:500:EES:8EL DORADO%:8SHERIDAN%:1:EHV: | 0.08632 | Yes
GEN-2024-025 | 04 SOUTHEAST | G04 29SP | 337753 8HS EHV% 500 337754 8ETTA% 500 1 | P12:500:EES:8EL DORADO%:8SHERIDAN%:1:EHV: | 0.07242 | Yes
GEN-2024-025 | 04 SOUTHEAST | G04 29SP | 337753 8HS EHV% 500 337763 8MAGNETCOVE% 500 1 | P12:500:EES:8EL DORADO%:8SHERIDAN%:1:EHV: | 0.08632 | Yes
GEN-2024-025 | 04 SOUTHEAST | G04 29SP | 337753 8HS EHV% 500 337763 8MAGNETCOVE% 500 1 | P12:500:EES:8ETTA%:8DUKE HS-1!:1:EHV: | 0.0514 | Yes
GEN-2024-025 | 04 SOUTHEAST | G04 29SP | 337561 8EL DORADO% 500 337643 8SHERIDAN% 500 1 | P12:500:EES:8HS EHV%:8ETTA%:1:EHV: | 0.09008 | Yes
GEN-2024-025 | 04 SOUTHEAST | G04 29SP | 337909 8ANO% 500 337922 8P.HILL% 500 1 | P12:500:EES:8MABELVALE%:8ANO%:1:EHV: | 0.056 | Yes
GEN-2024-025 | 04 SOUTHEAST | G04 29SP | 337922 8P.HILL% 500 337937 8MAYFLOWER% 500 1 | P12:500:EES:8MABELVALE%:8ANO%:1:EHV: | 0.06167 | Yes
GEN-2024-025 | 04 SOUTHEAST | G04 29SP | 337643 8SHERIDAN% 500 337808 8MABELVALE% 500 1 | P12:500:EES:8MT_OLIVE%:8EL DORADO%:1:EHV: | 0.07015 | Yes
GEN-2024-025 | 04 SOUTHEAST | G04 29SP | 337561 8EL DORADO% 500 998422 8EL DORADO% 345 2 | P12:500:EES:8MT_OLIVE%:8EL DORADO%:1:EHV: | 0.06044 | Yes
GEN-2024-025 | 04 SOUTHEAST | G04 29SP | 337562 7EL DORADO 345 998422 8EL DORADO% 345 2 | P12:500:EES:8MT_OLIVE%:8EL DORADO%:1:EHV: | 0.06044 | Yes
GEN-2024-025 | 04 SOUTHEAST | G04 29SP | 337376 7SAREPTA% 345 337562 7EL DORADO 345 1 | P12:500:EES:8MT_OLIVE%:8EL DORADO%:1:EHV: | 0.06044 | Yes
GEN-2024-025 | 04 SOUTHEAST | G04 29SP | 337561 8EL DORADO% 500 337643 8SHERIDAN% 500 1 | P12:500:EES:8MT_OLIVE%:8EL DORADO%:1:EHV: | 0.05965 | Yes
GEN-2024-025 | 04 SOUTHEAST | G04 29SP | 337808 8MABELVALE% 500 337909 8ANO% 500 1 | P12:500:EES:8P.HILL%:8MAYFLOWER%:1:EHV: | 0.05681 | Yes
GEN-2024-025 | 04 SOUTHEAST | G04 29SP | 337651 8WHT BLUFF% 500 337957 8KEO% 500 1 | P12:500:EES:8SHERIDAN%:8MABELVALE%:1:EHV: | 0.09713 | Yes
GEN-2024-025 | 04 SOUTHEAST | G04 29SP | 337643 8SHERIDAN% 500 337651 8WHT BLUFF% 500 1 | P12:500:EES:8SHERIDAN%:8MABELVALE%:1:EHV: | 0.10003 | Yes
GEN-2024-025 | 04 SOUTHEAST | G04 29SP | 337561 8EL DORADO% 500 337643 8SHERIDAN% 500 1 | P12:500:EES:8SHERIDAN%:8MAGNETCOVE%:1:EHV: | 0.09057 | Yes
GEN-2024-025 | 04 SOUTHEAST | G04 29SP | 337643 8SHERIDAN% 500 337808 8MABELVALE% 500 1 | P12:500:EES:8SHERIDAN%:8WHT BLUFF%:1:EHV: | 0.10809 | Yes
GEN-2024-025 | 04 SOUTHEAST | G04 29SP | 337643 8SHERIDAN% 500 337808 8MABELVALE% 500 1 | P12:500:EES:8STERLING%:8EL DORADO%:1:EHV: | 0.07673 | Yes
GEN-2024-025 | 04 SOUTHEAST | G04 29SP | 337376 7SAREPTA% 345 788340 G24-379-TAP 345 1 | P12:500:EES:8STERLING2%:8OUACHITA!:1:EHV: | 0.06467 | Yes
GEN-2024-025 | 04 SOUTHEAST | G04 29SP | 337643 8SHERIDAN% 500 337808 8MABELVALE% 500 1 | P12:500:EES:8WHT BLUFF%:8KEO%:1:EHV: | 0.10644 | Yes
GEN-2024-025 | 04 SOUTHEAST | G04 29SP | 337643 8SHERIDAN% 500 337763 8MAGNETCOVE% 500 1 | P12:500:EES:8WRIGHTSVLE%:1OSWALD C1:1OSWALD C31OSWALD C51OSWALD S11OSWALD C71OSWALD S21:EHV: | 0.0514 | Yes
GEN-2024-025 | 04 SOUTHEAST | G04 29SP | 337643 8SHERIDAN% 500 337808 8MABELVALE% 500 1 | P12:500:EES:8WRIGHTSVLE%:1OSWALD C1:1OSWALD C31OSWALD C51OSWALD S11OSWALD C71OSWALD S21:EHV: | 0.07418 | Yes
GEN-2024-025 | 04 SOUTHEAST | G04 29SP | 337909 8ANO% 500 515305 FTSMITH8 500 1 | P12:500:EES-EAI:WMPEHV:BHMSTL:BHMSTLNEWPORT:EHV: | 0.06075 | Yes
GEN-2024-025 | 04 SOUTHEAST | G04 29SP | 337376 7SAREPTA% 345 788340 G24-379-TAP 345 1 | P13:230:CLEC::DOLHILL:1:HV: | 0.07278 | Yes
GEN-2024-025 | 04 SOUTHEAST | G04 29SP | 337376 7SAREPTA% 345 788340 G24-379-TAP 345 1 | P13:345,230:CLEC::DOLHILL::1 | 0.07278 | Yes
GEN-2024-025 | 04 SOUTHEAST | G04 29SP | 337643 8SHERIDAN% 500 337763 8MAGNETCOVE% 500 1 | P21:115:EES:3HS EHV-E!:3BUTTERFIELD:1:HV: | 0.05389 | Yes
GEN-2024-025 | 04 SOUTHEAST | G04 29SP | 337643 8SHERIDAN% 500 337808 8MABELVALE% 500 1 | P21:500:EES:8MT_OLIVE%:LAYFLD8:1:EHV: | 0.07056 | Yes
GEN-2024-025 | 04 SOUTHEAST | G04 29SP | 337561 8EL DORADO% 500 998422 8EL DORADO% 345 2 | P21:500:EES:8MT_OLIVE%:LAYFLD8:1:EHV: | 0.0592 | Yes
GEN-2024-025 | 04 SOUTHEAST | G04 29SP | 337562 7EL DORADO 345 998422 8EL DORADO% 345 2 | P21:500:EES:8MT_OLIVE%:LAYFLD8:1:EHV: | 0.0592 | Yes
GEN-2024-025 | 04 SOUTHEAST | G04 29SP | 337376 7SAREPTA% 345 337562 7EL DORADO 345 1 | P21:500:EES:8MT_OLIVE%:LAYFLD8:1:EHV: | 0.0592 | Yes
GEN-2024-025 | 04 SOUTHEAST | G04 29SP | 337909 8ANO% 500 515305 FTSMITH8 500 1 | P21:500:EES:CHALKBLUFFPV:8W.MEMPHIS%:1:EHV: | 0.06122 | Yes
GEN-2024-025 | 04 SOUTHEAST | G04 29SP | 337561 8EL DORADO% 500 998422 8EL DORADO% 345 2 | P22:345:EES:TENGEN 7!:::EHV: | 0.05955 | Yes
GEN-2024-025 | 04 SOUTHEAST | G04 29SP | 337562 7EL DORADO 345 998422 8EL DORADO% 345 2 | P22:345:EES:TENGEN 7!:::EHV: | 0.05955 | Yes
GEN-2024-025 | 04 SOUTHEAST | G04 29SP | 337376 7SAREPTA% 345 337562 7EL DORADO 345 1 | P22:345:EES:TENGEN 7!:::EHV: | 0.05955 | Yes
GEN-2024-025 | 04 SOUTHEAST | G04 29SP | 337376 7SAREPTA% 345 788340 G24-379-TAP 345 1 | P22:500:EES:8OUACHITA!:::EHV: | 0.06467 | Yes
GEN-2024-025 | 04 SOUTHEAST | G04 29SP | 337643 8SHERIDAN% 500 337808 8MABELVALE% 500 1 | P22:500:EES:MOUNTOLIVE:WESTBUS::EHV: | 0.07056 | Yes
GEN-2024-025 | 04 SOUTHEAST | G04 29SP | 337561 8EL DORADO% 500 998422 8EL DORADO% 345 2 | P22:500:EES:MOUNTOLIVE:WESTBUS::EHV: | 0.0592 | Yes
GEN-2024-025 | 04 SOUTHEAST | G04 29SP | 337562 7EL DORADO 345 998422 8EL DORADO% 345 2 | P22:500:EES:MOUNTOLIVE:WESTBUS::EHV: | 0.0592 | Yes
GEN-2024-025 | 04 SOUTHEAST | G04 29SP | 337376 7SAREPTA% 345 337562 7EL DORADO 345 1 | P22:500:EES:MOUNTOLIVE:WESTBUS::EHV: | 0.0592 | Yes
GEN-2024-025 | 04 SOUTHEAST | G04 29SP | 337753 8HS EHV% 500 337763 8MAGNETCOVE% 500 1 | P22:500:EES-EAI:8DUKE HS-1!:::EHV: | 0.0514 | Yes
GEN-2024-025 | 04 SOUTHEAST | G04 29SP | 337376 7SAREPTA% 345 788340 G24-379-TAP 345 1 | P23:345:AEPW:SW SHREVEPORT CB 10500 NBTB:::: | 0.09653 | Yes
GEN-2024-025 | 04 SOUTHEAST | G04 29SP | 337561 8EL DORADO% 500 998422 8EL DORADO% 345 2 | P23:345:AEPW:WELSH CB 11680 NBTB:::: | 0.05889 | Yes
GEN-2024-025 | 04 SOUTHEAST | G04 29SP | 337562 7EL DORADO 345 998422 8EL DORADO% 345 2 | P23:345:AEPW:WELSH CB 11680 NBTB:::: | 0.05889 | Yes
GEN-2024-025 | 04 SOUTHEAST | G04 29SP | 337376 7SAREPTA% 345 337562 7EL DORADO 345 1 | P23:345:AEPW:WELSH CB 11680 NBTB:::: | 0.05889 | Yes
GEN-2024-025 | 04 SOUTHEAST | G04 29SP | 337376 7SAREPTA% 345 788340 G24-379-TAP 345 1 | P23:345:EES::7ROCKYCRK%:1:EHV: | 0.07113 | Yes
GEN-2024-025 | 04 SOUTHEAST | G04 29SP | 337643 8SHERIDAN% 500 337763 8MAGNETCOVE% 500 1 | P23:500:EES:EL DORADO EHV:B9242::EHV: | 0.08632 | Yes
GEN-2024-025 | 04 SOUTHEAST | G04 29SP | 337753 8HS EHV% 500 337754 8ETTA% 500 1 | P23:500:EES:EL DORADO EHV:B9242::EHV: | 0.07242 | Yes
GEN-2024-025 | 04 SOUTHEAST | G04 29SP | 337753 8HS EHV% 500 337763 8MAGNETCOVE% 500 1 | P23:500:EES:EL DORADO EHV:B9242::EHV: | 0.08632 | Yes
GEN-2024-025 | 04 SOUTHEAST | G04 29SP | 337561 8EL DORADO% 500 337643 8SHERIDAN% 500 1 | P23:500:EES:MAGNETCOVE:B7435::EHV: | 0.09057 | Yes
GEN-2024-025 | 04 SOUTHEAST | G04 29SP | 337561 8EL DORADO% 500 337643 8SHERIDAN% 500 1 | P23:500:EES:MAGNETCOVE:B7446::EHV: | 0.09057 | Yes
GEN-2024-025 | 04 SOUTHEAST | G04 29SP | 337643 8SHERIDAN% 500 337808 8MABELVALE% 500 1 | P23:500:EES:MOUNTSOLIVE:R3976::EHV: | 0.06971 | Yes
GEN-2024-025 | 04 SOUTHEAST | G04 29SP | 337561 8EL DORADO% 500 998422 8EL DORADO% 345 2 | P23:500:EES:MOUNTSOLIVE:R3976::EHV: | 0.06071 | Yes
GEN-2024-025 | 04 SOUTHEAST | G04 29SP | 337562 7EL DORADO 345 998422 8EL DORADO% 345 2 | P23:500:EES:MOUNTSOLIVE:R3976::EHV: | 0.06071 | Yes
GEN-2024-025 | 04 SOUTHEAST | G04 29SP | 337376 7SAREPTA% 345 337562 7EL DORADO 345 1 | P23:500:EES:MOUNTSOLIVE:R3976::EHV: | 0.06071 | Yes
GEN-2024-025 | 04 SOUTHEAST | G04 29SP | 337561 8EL DORADO% 500 337643 8SHERIDAN% 500 1 | P23:500:EES:MOUNTSOLIVE:R3976::EHV: | 0.05911 | Yes
GEN-2024-025 | 04 SOUTHEAST | G04 29SP | 337643 8SHERIDAN% 500 337763 8MAGNETCOVE% 500 1 | P23:500:EES:PERRYVILLE:R9872::EHV: | 0.05289 | Yes
GEN-2024-025 | 04 SOUTHEAST | G04 29SP | 337643 8SHERIDAN% 500 337808 8MABELVALE% 500 1 | P23:500:EES:PERRYVILLE:R9872::EHV: | 0.0768 | Yes
GEN-2024-025 | 04 SOUTHEAST | G04 29SP | 337561 8EL DORADO% 500 337643 8SHERIDAN% 500 1 | P23:500:EES:PERRYVILLE:R9872::EHV: | 0.06938 | Yes
GEN-2024-025 | 04 SOUTHEAST | G04 29SP | 337561 8EL DORADO% 500 998422 8EL DORADO% 345 2 | P23:500:EES:PERRYVILLE:R9872::EHV: | 0.05345 | Yes
GEN-2024-025 | 04 SOUTHEAST | G04 29SP | 337562 7EL DORADO 345 998422 8EL DORADO% 345 2 | P23:500:EES:PERRYVILLE:R9872::EHV: | 0.05345 | Yes
GEN-2024-025 | 04 SOUTHEAST | G04 29SP | 337376 7SAREPTA% 345 337562 7EL DORADO 345 1 | P23:500:EES:PERRYVILLE:R9872::EHV: | 0.05345 | Yes
GEN-2024-025 | 04 SOUTHEAST | G04 29SP | 337753 8HS EHV% 500 337763 8MAGNETCOVE% 500 1 | P23:500:EES:PERRYVILLE:R9872::EHV: | 0.05289 | Yes
GEN-2024-025 | 04 SOUTHEAST | G04 29SP | 337376 7SAREPTA% 345 788340 G24-379-TAP 345 1 | P23:500:EES:STERLINGTON:R2092::EHV: | 0.06466 | Yes
GEN-2024-025 | 04 SOUTHEAST | G04 29SP | 337643 8SHERIDAN% 500 337808 8MABELVALE% 500 1 | P23:500:EES:STERLINGTON:R2196::EHV: | 0.07673 | Yes
GEN-2024-025 | 04 SOUTHEAST | G04 29SP | 337561 8EL DORADO% 500 337643 8SHERIDAN% 500 1 | P23:500:EES:STERLINGTON:R2196::EHV: | 0.0695 | Yes
GEN-2024-025 | 04 SOUTHEAST | G04 29SP | 337643 8SHERIDAN% 500 337808 8MABELVALE% 500 1 | P23:500:EES:STERLINGTON:R3594::EHV: | 0.07673 | Yes
GEN-2024-025 | 04 SOUTHEAST | G04 29SP | 337561 8EL DORADO% 500 337643 8SHERIDAN% 500 1 | P23:500:EES:STERLINGTON:R3594::EHV: | 0.0695 | Yes
GEN-2024-025 | 04 SOUTHEAST | G04 29SP | 337909 8ANO% 500 515305 FTSMITH8 500 1 | P23:500:EES-EAI:8P.HILL%:B4335::EHV: | 0.05385 | Yes
GEN-2024-025 | 04 SOUTHEAST | G04 29SP | 337808 8MABELVALE% 500 337909 8ANO% 500 1 | P23:500:EES-EAI:8P.HILL%:B4335::EHV: | 0.05748 | Yes
GEN-2024-025 | 04 SOUTHEAST | G04 29SP | 337643 8SHERIDAN% 500 337808 8MABELVALE% 500 1 | P23:500:EES-EAI:KEO:B4911::EHV: | 0.10147 | Yes
GEN-2024-025 | 04 SOUTHEAST | G04 29SP | 337909 8ANO% 500 515305 FTSMITH8 500 1 | P23:500:EES-EAI:KEO:B4921::EHV: | 0.06446 | Yes
GEN-2024-025 | 04 SOUTHEAST | G04 29SP | 337643 8SHERIDAN% 500 337808 8MABELVALE% 500 1 | P23:500:EES-EAI:KEO:B4921::EHV: | 0.09108 | Yes
GEN-2024-025 | 04 SOUTHEAST | G04 29SP | 337561 8EL DORADO% 500 998422 8EL DORADO% 345 2 | P23:500:EES-EAI:KEO:B4921::EHV: | 0.05275 | Yes
GEN-2024-025 | 04 SOUTHEAST | G04 29SP | 337562 7EL DORADO 345 998422 8EL DORADO% 345 2 | P23:500:EES-EAI:KEO:B4921::EHV: | 0.05275 | Yes
GEN-2024-025 | 04 SOUTHEAST | G04 29SP | 337376 7SAREPTA% 345 337562 7EL DORADO 345 1 | P23:500:EES-EAI:KEO:B4921::EHV: | 0.05275 | Yes
GEN-2024-025 | 04 SOUTHEAST | G04 29SP | 337909 8ANO% 500 515305 FTSMITH8 500 1 | P23:500:EES-EAI:KEO:B4931::EHV: | 0.06116 | Yes
GEN-2024-025 | 04 SOUTHEAST | G04 29SP | 337909 8ANO% 500 515305 FTSMITH8 500 1 | P23:500:EES-EAI:KEO:B4941::EHV: | 0.06523 | Yes
GEN-2024-025 | 04 SOUTHEAST | G04 29SP | 337561 8EL DORADO% 500 998422 8EL DORADO% 345 2 | P23:500:EES-EAI:KEO:B4941::EHV: | 0.05295 | Yes
GEN-2024-025 | 04 SOUTHEAST | G04 29SP | 337562 7EL DORADO 345 998422 8EL DORADO% 345 2 | P23:500:EES-EAI:KEO:B4941::EHV: | 0.05295 | Yes
GEN-2024-025 | 04 SOUTHEAST | G04 29SP | 337376 7SAREPTA% 345 337562 7EL DORADO 345 1 | P23:500:EES-EAI:KEO:B4941::EHV: | 0.05295 | Yes
GEN-2024-025 | 04 SOUTHEAST | G04 29SP | 337651 8WHT BLUFF% 500 337957 8KEO% 500 1 | P23:500:EES-EAI:MABELV:B5918::EHV: | 0.07685 | Yes
GEN-2024-025 | 04 SOUTHEAST | G04 29SP | 337643 8SHERIDAN% 500 337651 8WHT BLUFF% 500 1 | P23:500:EES-EAI:MABELV:B5918::EHV: | 0.08757 | Yes
GEN-2024-025 | 04 SOUTHEAST | G04 29SP | 337651 8WHT BLUFF% 500 337957 8KEO% 500 1 | P23:500:EES-EAI:MABELV:B5922::EHV: | 0.09458 | Yes
GEN-2024-025 | 04 SOUTHEAST | G04 29SP | 337909 8ANO% 500 337922 8P.HILL% 500 1 | P23:500:EES-EAI:MABELV:B5922::EHV: | 0.05094 | Yes
GEN-2024-025 | 04 SOUTHEAST | G04 29SP | 337643 8SHERIDAN% 500 337651 8WHT BLUFF% 500 1 | P23:500:EES-EAI:MABELV:B5922::EHV: | 0.09777 | Yes
GEN-2024-025 | 04 SOUTHEAST | G04 29SP | 337922 8P.HILL% 500 337937 8MAYFLOWER% 500 1 | P23:500:EES-EAI:MABELV:B5922::EHV: | 0.05508 | Yes
GEN-2024-025 | 04 SOUTHEAST | G04 29SP | 337808 8MABELVALE% 500 337937 8MAYFLOWER% 500 1 | P23:500:EES-EAI:MABELV:B5922::EHV: | 0.05171 | Yes
GEN-2024-025 | 04 SOUTHEAST | G04 29SP | 337753 8HS EHV% 500 337763 8MAGNETCOVE% 500 1 | P23:500:EES-EAI:ND:8MAGNETCOVE%:FK10710:EHV: | 0.0514 | Yes
GEN-2024-025 | 04 SOUTHEAST | G04 29SP | 337561 8EL DORADO% 500 337643 8SHERIDAN% 500 1 | P23:500:EES-EAI:PD_2:MAGNET:XF:EHV: | 0.09057 | Yes
GEN-2024-025 | 04 SOUTHEAST | G04 29SP | 337643 8SHERIDAN% 500 337763 8MAGNETCOVE% 500 1 | P23:500:EES-EAI:SH_EHV:B5014::EHV: | 0.08173 | Yes
GEN-2024-025 | 04 SOUTHEAST | G04 29SP | 337643 8SHERIDAN% 500 337808 8MABELVALE% 500 1 | P23:500:EES-EAI:SH_EHV:B5014::EHV: | 0.08173 | Yes
GEN-2024-025 | 04 SOUTHEAST | G04 29SP | 337753 8HS EHV% 500 337754 8ETTA% 500 1 | P23:500:EES-EAI:SH_EHV:B5014::EHV: | 0.06991 | Yes
GEN-2024-025 | 04 SOUTHEAST | G04 29SP | 337753 8HS EHV% 500 337763 8MAGNETCOVE% 500 1 | P23:500:EES-EAI:SH_EHV:B5014::EHV: | 0.08173 | Yes
GEN-2024-025 | 04 SOUTHEAST | G04 29SP | 337561 8EL DORADO% 500 337643 8SHERIDAN% 500 1 | P23:500:EES-EAI:SH_EHV:B5018::EHV: | 0.08587 | Yes
GEN-2024-025 | 04 SOUTHEAST | G04 29SP | 337651 8WHT BLUFF% 500 337957 8KEO% 500 1 | P23:500:EES-EAI:SH_EHV:B5022::EHV: | 0.0785 | Yes
GEN-2024-025 | 04 SOUTHEAST | G04 29SP | 337753 8HS EHV% 500 337754 8ETTA% 500 1 | P23:500:EES-EAI:SH_EHV:B5022::EHV: | 0.06708 | Yes
GEN-2024-025 | 04 SOUTHEAST | G04 29SP | 337643 8SHERIDAN% 500 337651 8WHT BLUFF% 500 1 | P23:500:EES-EAI:SH_EHV:B5022::EHV: | 0.07557 | Yes
GEN-2024-025 | 04 SOUTHEAST | G04 29SP | 337651 8WHT BLUFF% 500 337957 8KEO% 500 1 | P23:500:EES-EAI:SH_EHV:B5026::EHV: | 0.08381 | Yes
GEN-2024-025 | 04 SOUTHEAST | G04 29SP | 337561 8EL DORADO% 500 337643 8SHERIDAN% 500 1 | P23:500:EES-EAI:SH_EHV:B5026::EHV: | 0.08049 | Yes
GEN-2024-025 | 04 SOUTHEAST | G04 29SP | 337643 8SHERIDAN% 500 337651 8WHT BLUFF% 500 1 | P23:500:EES-EAI:SH_EHV:B5026::EHV: | 0.08049 | Yes
GEN-2024-025 | 04 SOUTHEAST | G04 29SP | 337561 8EL DORADO% 500 998422 8EL DORADO% 345 2 | P41:345:AEPW:WELSH CB 11680 NBTB+FAULT:::: | 0.05889 | Yes
GEN-2024-025 | 04 SOUTHEAST | G04 29SP | 337562 7EL DORADO 345 998422 8EL DORADO% 345 2 | P41:345:AEPW:WELSH CB 11680 NBTB+FAULT:::: | 0.05889 | Yes
GEN-2024-025 | 04 SOUTHEAST | G04 29SP | 337376 7SAREPTA% 345 337562 7EL DORADO 345 1 | P41:345:AEPW:WELSH CB 11680 NBTB+FAULT:::: | 0.05889 | Yes
GEN-2024-025 | 04 SOUTHEAST | G04 29SP | 337376 7SAREPTA% 345 788340 G24-379-TAP 345 1 | P42:345:AEPW:SW SHREVEPORT CB 10500 NBTB+FAULT:::: | 0.09653 | Yes
GEN-2024-025 | 04 SOUTHEAST | G04 29SP | 337909 8ANO% 500 515305 FTSMITH8 500 1 | P52:345:AEPW:NR4PITTSB-7:::: | 0.0814 | Yes
GEN-2024-025 | 04 SOUTHEAST | G04 29SP | 337909 8ANO% 500 515305 FTSMITH8 500 1 | P55:345:AEPW:NR4PITTSB-7:::: | 0.0814 | Yes
GEN-2024-025 | 04 SOUTHEAST | G04 29SP | 337376 7SAREPTA% 345 788340 G24-379-TAP 345 1 | 334197 7ROCKYCRK% 345 783930 G24-232-TAP 345 1 | 0.07113 | Yes
GEN-2024-025 | 04 SOUTHEAST | G04 29SP | 337643 8SHERIDAN% 500 337763 8MAGNETCOVE% 500 1 | 337741 3BUTTERFIELD 115 337800 3HASKELL 115 1 | 0.05389 | Yes
GEN-2024-025 | 04 SOUTHEAST | G04 29SP | 337376 7SAREPTA% 345 788340 G24-379-TAP 345 1 | 507768 SWSHRV9 765 515049 SEMINOLE9 765 1 | 0.11703 | Yes
GEN-2024-025 | 04 SOUTHEAST | G04 29SP | 337376 7SAREPTA% 345 788340 G24-379-TAP 345 1 | 509241 CROCKET7 345 783930 G24-232-TAP 345 1 | 0.07113 | Yes
GEN-2024-025 | 04 SOUTHEAST | G04 29SP | 337909 8ANO% 500 515305 FTSMITH8 500 1 | 509782 R.S.S.-7 345 588040 G16133G16146 345 1 | 0.05945 | Yes
GEN-2024-025 | 04 SOUTHEAST | G04 29SP | 337909 8ANO% 500 515305 FTSMITH8 500 1 | 515497 MATHWSN7 345 900001 TRAVERSE1 345 1 | 0.05945 | Yes
GEN-2024-025 | 04 SOUTHEAST | G04 29SP | 337909 8ANO% 500 515305 FTSMITH8 500 1 | 588041 G16133_765TN 765 588042 G16133_765R1 765 1 | 0.05945 | Yes
GEN-2024-025 | 04 SOUTHEAST | G04 29SP | 337909 8ANO% 500 515305 FTSMITH8 500 1 | 588042 G16133_765R1 765 588043 G16133_765R2 765 1 | 0.05945 | Yes
GEN-2024-025 | 04 SOUTHEAST | G04 29SP | 337909 8ANO% 500 515305 FTSMITH8 500 1 | 588043 G16133_765R2 765 588044 G16133_765R3 765 1 | 0.05945 | Yes
GEN-2024-025 | 04 SOUTHEAST | G04 29SP | 337909 8ANO% 500 515305 FTSMITH8 500 1 | 588044 G16133_765R3 765 588045 G16133_765CS 765 1 | 0.05945 | Yes
GEN-2024-025 | 04 SOUTHEAST | G04 29SP | 337909 8ANO% 500 515305 FTSMITH8 500 1 | Base Case | 0.05945 | Yes
GEN-2024-025 | 04 SOUTHEAST | G04 29SP | 337643 8SHERIDAN% 500 337763 8MAGNETCOVE% 500 1 | Base Case | 0.0514 | Yes
GEN-2024-025 | 04 SOUTHEAST | G04 29SP | 337643 8SHERIDAN% 500 337808 8MABELVALE% 500 1 | Base Case | 0.07418 | Yes
GEN-2024-025 | 04 SOUTHEAST | G04 29SP | 337561 8EL DORADO% 500 337643 8SHERIDAN% 500 1 | Base Case | 0.06545 | Yes
GEN-2024-025 | 04 SOUTHEAST | G04 29SP | 337376 7SAREPTA% 345 788340 G24-379-TAP 345 1 | Base Case | 0.06467 | Yes
GEN-2024-025 | 04 SOUTHEAST | G04 29SP | 337561 8EL DORADO% 500 998422 8EL DORADO% 345 2 | Base Case | 0.05477 | Yes
GEN-2024-025 | 04 SOUTHEAST | G04 29SP | 337562 7EL DORADO 345 998422 8EL DORADO% 345 2 | Base Case | 0.05477 | Yes
GEN-2024-025 | 04 SOUTHEAST | G04 29SP | 337376 7SAREPTA% 345 337562 7EL DORADO 345 1 | Base Case | 0.05477 | Yes
GEN-2024-025 | 04 SOUTHEAST | G04 29SP | 337753 8HS EHV% 500 337763 8MAGNETCOVE% 500 1 | Base Case | 0.0514 | Yes
GEN-2024-025 | 04 SOUTHEAST | G04 29SP | 337561 8EL DORADO% 500 998422 8EL DORADO% 345 2 | GEN509416 1_Dup1 | 0.05477 | Yes
GEN-2024-025 | 04 SOUTHEAST | G04 29SP | 337562 7EL DORADO 345 998422 8EL DORADO% 345 2 | GEN509416 1_Dup1 | 0.05477 | Yes
GEN-2024-025 | 04 SOUTHEAST | G04 29SP | 337376 7SAREPTA% 345 337562 7EL DORADO 345 1 | GEN509416 1_Dup1 | 0.05477 | Yes
GEN-2024-025 | 04 SOUTHEAST | G04 29SP | 337909 8ANO% 500 515305 FTSMITH8 500 1 | GEN532751 1 | 0.05945 | Yes
GEN-2024-025 | 04 SOUTHEAST | G04 29SP | 337909 8ANO% 500 515305 FTSMITH8 500 1 | GEN532751 1_Dup1 | 0.05945 | Yes
GEN-2024-044 | 04 SOUTHEAST | G04 29SP | 337753 8HS EHV% 500 337754 8ETTA% 500 1 | P11:16:EES:1TRACTBEL C1:1::EHV: | 0.0547 | Yes
GEN-2024-044 | 04 SOUTHEAST | G04 29SP | 337753 8HS EHV% 500 337763 8MAGNETCOVE% 500 1 | P11:16:EES:1TRACTBEL C1:1::EHV: | 0.05654 | Yes
GEN-2024-044 | 04 SOUTHEAST | G04 29SP | 337753 8HS EHV% 500 337763 8MAGNETCOVE% 500 1 | P11:18:EES:1DUKE HS C1:1::EHV: | 0.05654 | Yes
GEN-2024-044 | 04 SOUTHEAST | G04 29SP | 337376 7SAREPTA% 345 788340 G24-379-TAP 345 1 | P11:18:EES:1DUKE HS C1:1::EHV: | 0.11476 | Yes
GEN-2024-044 | 04 SOUTHEAST | G04 29SP | 337368 8MT_OLIVE% 500 337561 8EL DORADO% 500 1 | P11:18:EES:1J472MCPS G2:1::EHV: | 0.05467 | Yes
GEN-2024-044 | 04 SOUTHEAST | G04 29SP | 337368 8MT_OLIVE% 500 337561 8EL DORADO% 500 1 | P11:18:EES:1J484LCPS G1:1::EHV: | 0.05467 | Yes
GEN-2024-044 | 04 SOUTHEAST | G04 29SP | 500140 CARROLL6 230 500465 6LAYFLD 230 1 | P11:18:EES:1J484LCPS G1:1::EHV: | 0.05381 | Yes
GEN-2024-044 | 04 SOUTHEAST | G04 29SP | 337515 8MCNEIL% 500 337754 8ETTA% 500 1 | P11:18:EES:1J484LCPS G1:1::EHV: | 0.0547 | Yes
GEN-2024-044 | 04 SOUTHEAST | G04 29SP | 337376 7SAREPTA% 345 788340 G24-379-TAP 345 1 | P11:18:EES:1PANDA C1:1::EHV: | 0.11476 | Yes
GEN-2024-044 | 04 SOUTHEAST | G04 29SP | 337515 8MCNEIL% 500 337754 8ETTA% 500 1 | P11:18:EES:1PANDA C1:1::EHV: | 0.0547 | Yes
GEN-2024-044 | 04 SOUTHEAST | G04 29SP | 337376 7SAREPTA% 345 788340 G24-379-TAP 345 1 | P11:18:EES:1PANDA C3:1::EHV: | 0.11476 | Yes
GEN-2024-044 | 04 SOUTHEAST | G04 29SP | 337376 7SAREPTA% 345 788340 G24-379-TAP 345 1 | P11:18:EES:1PANDA C5:1::EHV: | 0.11476 | Yes
GEN-2024-044 | 04 SOUTHEAST | G04 29SP | 337515 8MCNEIL% 500 337754 8ETTA% 500 1 | P11:18:EES:1PANDA C5:1::EHV: | 0.0547 | Yes
GEN-2024-044 | 04 SOUTHEAST | G04 29SP | 337376 7SAREPTA% 345 788340 G24-379-TAP 345 1 | P11:18:EES:1PANDA C7:1::EHV: | 0.11476 | Yes
GEN-2024-044 | 04 SOUTHEAST | G04 29SP | 337515 8MCNEIL% 500 337754 8ETTA% 500 1 | P11:18:EES:1PANDA C7:1::EHV: | 0.0547 | Yes
GEN-2024-044 | 04 SOUTHEAST | G04 29SP | 337368 8MT_OLIVE% 500 337561 8EL DORADO% 500 1 | P11:18:EES:J484LCPS:G1::EHV: | 0.05467 | Yes
GEN-2024-044 | 04 SOUTHEAST | G04 29SP | 337368 8MT_OLIVE% 500 337561 8EL DORADO% 500 1 | P11:18:EES:J484LCPS:G2::EHV: | 0.05467 | Yes
GEN-2024-044 | 04 SOUTHEAST | G04 29SP | 500140 CARROLL6 230 500465 6LAYFLD 230 1 | P11:21:EES:RVB:1 | 0.05381 | Yes
GEN-2024-044 | 04 SOUTHEAST | G04 29SP | 337368 8MT_OLIVE% 500 337561 8EL DORADO% 500 1 | P11:22:CLEC::G3MADISN:1 | 0.05467 | Yes
GEN-2024-044 | 04 SOUTHEAST | G04 29SP | 500140 CARROLL6 230 500465 6LAYFLD 230 1 | P11:22:CLEC::G3MADISN:1 | 0.05381 | Yes
GEN-2024-044 | 04 SOUTHEAST | G04 29SP | 337643 8SHERIDAN% 500 337808 8MABELVALE% 500 1 | P11:22:EES:1ANO U2:1::EHV: | 0.09923 | Yes
GEN-2024-044 | 04 SOUTHEAST | G04 29SP | 337643 8SHERIDAN% 500 337763 8MAGNETCOVE% 500 1 | P11:22:EES:1ANO U2:1::EHV: | 0.05654 | Yes
GEN-2024-044 | 04 SOUTHEAST | G04 29SP | 337753 8HS EHV% 500 337754 8ETTA% 500 1 | P11:22:EES:1ANO U2:1::EHV: | 0.0547 | Yes
GEN-2024-044 | 04 SOUTHEAST | G04 29SP | 337808 8MABELVALE% 500 337937 8MAYFLOWER% 500 1 | P11:22:EES:1ANO U2:1::EHV: | 0.05158 | Yes
GEN-2024-044 | 04 SOUTHEAST | G04 29SP | 337561 8EL DORADO% 500 337643 8SHERIDAN% 500 1 | P11:22:EES:1ANO U2:1::EHV: | 0.09738 | Yes
GEN-2024-044 | 04 SOUTHEAST | G04 29SP | 500140 CARROLL6 230 500465 6LAYFLD 230 1 | P11:22:EES:1RVR_BND_G1!:1::EHV: | 0.05381 | Yes
GEN-2024-044 | 04 SOUTHEAST | G04 29SP | 337561 8EL DORADO% 500 998422 8EL DORADO% 345 2 | P11:24:AEPW:TURKCOAL:::: | 0.08942 | Yes
GEN-2024-044 | 04 SOUTHEAST | G04 29SP | 337562 7EL DORADO 345 998422 8EL DORADO% 345 2 | P11:24:EES:TURKCOAL:1::EHV: | 0.08942 | Yes
GEN-2024-044 | 04 SOUTHEAST | G04 29SP | 337376 7SAREPTA% 345 337562 7EL DORADO 345 1 | P11:24:EES:TURKCOAL:1::EHV: | 0.08942 | Yes
GEN-2024-044 | 04 SOUTHEAST | G04 29SP | 500140 CARROLL6 230 500465 6LAYFLD 230 1 | P11:25:EES:1WAT U3!:1 & P12:HVEES6EXXON%6DOWNTOWN!1:HV: | 0.0538 | Yes
GEN-2024-044 | 04 SOUTHEAST | G04 29SP | 500140 CARROLL6 230 500465 6LAYFLD 230 1 | P11:25:EES:1WAT U3!:1::HV: | 0.05381 | Yes
GEN-2024-044 | 04 SOUTHEAST | G04 29SP | 500140 CARROLL6 230 500465 6LAYFLD 230 1 | P11:25:EES:WATERF:1 | 0.05381 | Yes
GEN-2024-044 | 04 SOUTHEAST | G04 29SP | 337515 8MCNEIL% 500 337754 8ETTA% 500 1 | P11:25:EES:WATERF:1 | 0.0547 | Yes
GEN-2024-044 | 04 SOUTHEAST | G04 29SP | 337651 8WHT BLUFF% 500 337957 8KEO% 500 1 | P11:26:EES:1ISES U1:1::HV: | 0.05599 | Yes
GEN-2024-044 | 04 SOUTHEAST | G04 29SP | 337643 8SHERIDAN% 500 337763 8MAGNETCOVE% 500 1 | P11:26:EES:1WHT BLUF U1:1::HV: | 0.05654 | Yes
GEN-2024-044 | 04 SOUTHEAST | G04 29SP | 337753 8HS EHV% 500 337754 8ETTA% 500 1 | P11:26:EES:1WHT BLUF U1:1::HV: | 0.0547 | Yes
GEN-2024-044 | 04 SOUTHEAST | G04 29SP | 337643 8SHERIDAN% 500 337651 8WHT BLUFF% 500 1 | P11:26:EES:1WHT BLUF U1:1::HV: | 0.05469 | Yes
GEN-2024-044 | 04 SOUTHEAST | G04 29SP | 337922 8P.HILL% 500 337937 8MAYFLOWER% 500 1 | P11:26:EES:1WHT BLUF U1:1::HV: | 0.05124 | Yes
GEN-2024-044 | 04 SOUTHEAST | G04 29SP | 337561 8EL DORADO% 500 337643 8SHERIDAN% 500 1 | P11:26:EES:1WHT BLUF U1:1::HV: | 0.09738 | Yes
GEN-2024-044 | 04 SOUTHEAST | G04 29SP | 337643 8SHERIDAN% 500 337763 8MAGNETCOVE% 500 1 | P11:26:EES:1WHT BLUF U2:1::HV: | 0.05654 | Yes
GEN-2024-044 | 04 SOUTHEAST | G04 29SP | 337753 8HS EHV% 500 337754 8ETTA% 500 1 | P11:26:EES:1WHT BLUF U2:1::HV: | 0.0547 | Yes
GEN-2024-044 | 04 SOUTHEAST | G04 29SP | 337643 8SHERIDAN% 500 337651 8WHT BLUFF% 500 1 | P11:26:EES:1WHT BLUF U2:1::HV: | 0.05469 | Yes
GEN-2024-044 | 04 SOUTHEAST | G04 29SP | 337922 8P.HILL% 500 337937 8MAYFLOWER% 500 1 | P11:26:EES:1WHT BLUF U2:1::HV: | 0.05124 | Yes
GEN-2024-044 | 04 SOUTHEAST | G04 29SP | 337561 8EL DORADO% 500 337643 8SHERIDAN% 500 1 | P11:26:EES:1WHT BLUF U2:1::HV: | 0.09738 | Yes
GEN-2024-044 | 04 SOUTHEAST | G04 29SP | 337376 7SAREPTA% 345 788340 G24-379-TAP 345 1 | P11:26:EES:1WHT BLUF U2:1::HV: | 0.11476 | Yes
GEN-2024-044 | 04 SOUTHEAST | G04 29SP | 337753 8HS EHV% 500 337763 8MAGNETCOVE% 500 1 | P11:26:EES:1WHT BLUF U2:1::HV: | 0.05654 | Yes
GEN-2024-044 | 04 SOUTHEAST | G04 29SP | 337651 8WHT BLUFF% 500 337957 8KEO% 500 1 | P11:26:EES:5ISES%:1ISES U1:1:HV: | 0.05599 | Yes
GEN-2024-044 | 04 SOUTHEAST | G04 29SP | 337909 8ANO% 500 515305 FTSMITH8 500 1 | P11:345:WERE:WOLFU1-GEN:EHV: | 0.08512 | Yes
GEN-2024-044 | 04 SOUTHEAST | G04 29SP | 337643 8SHERIDAN% 500 337763 8MAGNETCOVE% 500 1 | P12:115:EES:3HS EHV-E!:3WOODLAWN%:1:HV: | 0.05916 | Yes
GEN-2024-044 | 04 SOUTHEAST | G04 29SP | 337643 8SHERIDAN% 500 337763 8MAGNETCOVE% 500 1 | P12:115:EES-EAI:ARKOMA:TIGRBX:1 | 0.05838 | Yes
GEN-2024-044 | 04 SOUTHEAST | G04 29SP | 337643 8SHERIDAN% 500 337763 8MAGNETCOVE% 500 1 | P12:115:EES-EAI:HS_EHV:BUTERF:1 | 0.05916 | Yes
GEN-2024-044 | 04 SOUTHEAST | G04 29SP | 337909 8ANO% 500 515305 FTSMITH8 500 1 | P12:138:EES:8W.MEMPHIS%:8FREEPORTTN%:4BHAM STEEL1:HV: | 0.08656 | Yes
GEN-2024-044 | 04 SOUTHEAST | G04 29SP | 337808 8MABELVALE% 500 337937 8MAYFLOWER% 500 1 | P12:138:EES:8W.MEMPHIS%:8FREEPORTTN%:4BHAM STEEL1:HV: | 0.05264 | Yes
GEN-2024-044 | 04 SOUTHEAST | G04 29SP | 337515 8MCNEIL% 500 337754 8ETTA% 500 1 | P12:138:EES:8W.MEMPHIS%:8FREEPORTTN%:4BHAM STEEL1:HV: | 0.05347 | Yes
GEN-2024-044 | 04 SOUTHEAST | G04 29SP | 337922 8P.HILL% 500 337937 8MAYFLOWER% 500 1 | P12:161:EES-EAI:5QUITMAN!:5P.HILL:1 | 0.05037 | Yes
GEN-2024-044 | 04 SOUTHEAST | G04 29SP | 337643 8SHERIDAN% 500 337808 8MABELVALE% 500 1 | P12:22:EES:8ANO%:1ANO U1:1:EHV: | 0.09923 | Yes
GEN-2024-044 | 04 SOUTHEAST | G04 29SP | 337643 8SHERIDAN% 500 337763 8MAGNETCOVE% 500 1 | P12:22:EES:8ANO%:1ANO U1:1:EHV: | 0.05654 | Yes
GEN-2024-044 | 04 SOUTHEAST | G04 29SP | 337753 8HS EHV% 500 337754 8ETTA% 500 1 | P12:22:EES:8ANO%:1ANO U1:1:EHV: | 0.0547 | Yes
GEN-2024-044 | 04 SOUTHEAST | G04 29SP | 337808 8MABELVALE% 500 337937 8MAYFLOWER% 500 1 | P12:22:EES:8ANO%:1ANO U1:1:EHV: | 0.05158 | Yes
GEN-2024-044 | 04 SOUTHEAST | G04 29SP | 337561 8EL DORADO% 500 337643 8SHERIDAN% 500 1 | P12:22:EES:8ANO%:1ANO U1:1:EHV: | 0.09738 | Yes
GEN-2024-044 | 04 SOUTHEAST | G04 29SP | 337643 8SHERIDAN% 500 337808 8MABELVALE% 500 1 | P12:22:EES:8ANO%:1ANO U2:1:EHV: | 0.09923 | Yes
GEN-2024-044 | 04 SOUTHEAST | G04 29SP | 337643 8SHERIDAN% 500 337763 8MAGNETCOVE% 500 1 | P12:22:EES:8ANO%:1ANO U2:1:EHV: | 0.05654 | Yes
GEN-2024-044 | 04 SOUTHEAST | G04 29SP | 337753 8HS EHV% 500 337754 8ETTA% 500 1 | P12:22:EES:8ANO%:1ANO U2:1:EHV: | 0.0547 | Yes
GEN-2024-044 | 04 SOUTHEAST | G04 29SP | 337808 8MABELVALE% 500 337937 8MAYFLOWER% 500 1 | P12:22:EES:8ANO%:1ANO U2:1:EHV: | 0.05158 | Yes
GEN-2024-044 | 04 SOUTHEAST | G04 29SP | 337561 8EL DORADO% 500 337643 8SHERIDAN% 500 1 | P12:22:EES:8ANO%:1ANO U2:1:EHV: | 0.09738 | Yes
GEN-2024-044 | 04 SOUTHEAST | G04 29SP | 337643 8SHERIDAN% 500 337808 8MABELVALE% 500 1 | P12:230:EES:6BOGALUS%:6SLIDEL!:6FAIRVW!6HAMMND!1:HV: | 0.09926 | Yes
GEN-2024-044 | 04 SOUTHEAST | G04 29SP | 337651 8WHT BLUFF% 500 337957 8KEO% 500 1 | P12:230:EES:6WOODWARD%:6WHT BLUFF!:1:HV: | 0.05574 | Yes
GEN-2024-044 | 04 SOUTHEAST | G04 29SP | 337643 8SHERIDAN% 500 337808 8MABELVALE% 500 1 | P12:230:EES:8HARTBRG%:8MT_OLIVE%:6LAYFLDLAYFLD11:HV: | 0.09273 | Yes
GEN-2024-044 | 04 SOUTHEAST | G04 29SP | 337561 8EL DORADO% 500 998422 8EL DORADO% 345 2 | P12:230:EES:8HARTBRG%:8MT_OLIVE%:6LAYFLDLAYFLD11:HV: | 0.09875 | Yes
GEN-2024-044 | 04 SOUTHEAST | G04 29SP | 337562 7EL DORADO 345 998422 8EL DORADO% 345 2 | P12:230:EES:8HARTBRG%:8MT_OLIVE%:6LAYFLDLAYFLD11:HV: | 0.09875 | Yes
GEN-2024-044 | 04 SOUTHEAST | G04 29SP | 337376 7SAREPTA% 345 337562 7EL DORADO 345 1 | P12:230:EES:8HARTBRG%:8MT_OLIVE%:6LAYFLDLAYFLD11:HV: | 0.09875 | Yes
GEN-2024-044 | 04 SOUTHEAST | G04 29SP | 337651 8WHT BLUFF% 500 337957 8KEO% 500 1 | P12:230:EES:8WHT BLUFF%:6WHT BLUFF!:1:HV: | 0.05574 | Yes
GEN-2024-044 | 04 SOUTHEAST | G04 29SP | 337643 8SHERIDAN% 500 337763 8MAGNETCOVE% 500 1 | P12:26:EES:8WHT BLUFF%:1WHT BLUF U1:1:HV: | 0.05654 | Yes
GEN-2024-044 | 04 SOUTHEAST | G04 29SP | 337753 8HS EHV% 500 337754 8ETTA% 500 1 | P12:26:EES:8WHT BLUFF%:1WHT BLUF U1:1:HV: | 0.0547 | Yes
GEN-2024-044 | 04 SOUTHEAST | G04 29SP | 337643 8SHERIDAN% 500 337651 8WHT BLUFF% 500 1 | P12:26:EES:8WHT BLUFF%:1WHT BLUF U1:1:HV: | 0.05469 | Yes
GEN-2024-044 | 04 SOUTHEAST | G04 29SP | 337922 8P.HILL% 500 337937 8MAYFLOWER% 500 1 | P12:26:EES:8WHT BLUFF%:1WHT BLUF U1:1:HV: | 0.05124 | Yes
GEN-2024-044 | 04 SOUTHEAST | G04 29SP | 337561 8EL DORADO% 500 337643 8SHERIDAN% 500 1 | P12:26:EES:8WHT BLUFF%:1WHT BLUF U1:1:HV: | 0.09738 | Yes
GEN-2024-044 | 04 SOUTHEAST | G04 29SP | 337643 8SHERIDAN% 500 337763 8MAGNETCOVE% 500 1 | P12:26:EES:8WHT BLUFF%:1WHT BLUF U2:1:HV: | 0.05654 | Yes
GEN-2024-044 | 04 SOUTHEAST | G04 29SP | 337753 8HS EHV% 500 337754 8ETTA% 500 1 | P12:26:EES:8WHT BLUFF%:1WHT BLUF U2:1:HV: | 0.0547 | Yes
GEN-2024-044 | 04 SOUTHEAST | G04 29SP | 337643 8SHERIDAN% 500 337651 8WHT BLUFF% 500 1 | P12:26:EES:8WHT BLUFF%:1WHT BLUF U2:1:HV: | 0.05469 | Yes
GEN-2024-044 | 04 SOUTHEAST | G04 29SP | 337922 8P.HILL% 500 337937 8MAYFLOWER% 500 1 | P12:26:EES:8WHT BLUFF%:1WHT BLUF U2:1:HV: | 0.05124 | Yes
GEN-2024-044 | 04 SOUTHEAST | G04 29SP | 337561 8EL DORADO% 500 337643 8SHERIDAN% 500 1 | P12:26:EES:8WHT BLUFF%:1WHT BLUF U2:1:HV: | 0.09738 | Yes
GEN-2024-044 | 04 SOUTHEAST | G04 29SP | 337376 7SAREPTA% 345 788340 G24-379-TAP 345 1 | P12:345:AEPW:SWSHV7:LONGWD7::: | 0.13963 | Yes
GEN-2024-044 | 04 SOUTHEAST | G04 29SP | 337561 8EL DORADO% 500 998422 8EL DORADO% 345 2 | P12:345:AEPW:TENRUSK7:TENGEN7::: | 0.0942 | Yes
GEN-2024-044 | 04 SOUTHEAST | G04 29SP | 337562 7EL DORADO 345 998422 8EL DORADO% 345 2 | P12:345:AEPW:TENRUSK7:TENGEN7::: | 0.0942 | Yes
GEN-2024-044 | 04 SOUTHEAST | G04 29SP | 337376 7SAREPTA% 345 337562 7EL DORADO 345 1 | P12:345:AEPW:TENRUSK7:TENGEN7::: | 0.0942 | Yes
GEN-2024-044 | 04 SOUTHEAST | G04 29SP | 337376 7SAREPTA% 345 788340 G24-379-TAP 345 1 | P12:345:CLEC-AEPW:DOLHILL7:SWSHV7::: | 0.12787 | Yes
GEN-2024-044 | 04 SOUTHEAST | G04 29SP | 500140 CARROLL6 230 500465 6LAYFLD 230 1 | P12:345:EES:TENRUSK7!:CROCKET7%:1:EHV: | 0.05777 | Yes
GEN-2024-044 | 04 SOUTHEAST | G04 29SP | 337376 7SAREPTA% 345 788340 G24-379-TAP 345 1 | P12:345:EES:TENRUSK7!:CROCKET7%:1:EHV: | 0.11925 | Yes
GEN-2024-044 | 04 SOUTHEAST | G04 29SP | 337561 8EL DORADO% 500 998422 8EL DORADO% 345 2 | P12:345:EES:TENRUSK7!:TENGEN 7!:1:EHV: | 0.0942 | Yes
GEN-2024-044 | 04 SOUTHEAST | G04 29SP | 337562 7EL DORADO 345 998422 8EL DORADO% 345 2 | P12:345:EES:TENRUSK7!:TENGEN 7!:1:EHV: | 0.0942 | Yes
GEN-2024-044 | 04 SOUTHEAST | G04 29SP | 337376 7SAREPTA% 345 337562 7EL DORADO 345 1 | P12:345:EES:TENRUSK7!:TENGEN 7!:1:EHV: | 0.0942 | Yes
GEN-2024-044 | 04 SOUTHEAST | G04 29SP | 337909 8ANO% 500 515305 FTSMITH8 500 1 | P12:500:EES:8ANO%:8P.HILL%:1:EHV: | 0.07698 | Yes
GEN-2024-044 | 04 SOUTHEAST | G04 29SP | 337808 8MABELVALE% 500 337909 8ANO% 500 1 | P12:500:EES:8ANO%:8P.HILL%:1:EHV: | 0.0752 | Yes
GEN-2024-044 | 04 SOUTHEAST | G04 29SP | 337368 8MT_OLIVE% 500 337561 8EL DORADO% 500 1 | P12:500:EES:8BXTRWILSON%:8PERRYVILLE%:1:EHV: | 0.05023 | Yes
GEN-2024-044 | 04 SOUTHEAST | G04 29SP | 337651 8WHT BLUFF% 500 337957 8KEO% 500 1 | P12:500:EES:8BXTRWILSON%:8PERRYVILLE%:1:EHV: | 0.05881 | Yes
GEN-2024-044 | 04 SOUTHEAST | G04 29SP | 335368 8WELLS% 500 335500 8WEBRE% 500 1 | P12:500:EES:8BXTRWILSON%:8PERRYVILLE%:1:EHV: | 0.05281 | Yes
GEN-2024-044 | 04 SOUTHEAST | G04 29SP | 337643 8SHERIDAN% 500 337763 8MAGNETCOVE% 500 1 | P12:500:EES:8BXTRWILSON%:8PERRYVILLE%:1:EHV: | 0.05838 | Yes
GEN-2024-044 | 04 SOUTHEAST | G04 29SP | 337643 8SHERIDAN% 500 337808 8MABELVALE% 500 1 | P12:500:EES:8BXTRWILSON%:8PERRYVILLE%:1:EHV: | 0.10247 | Yes
GEN-2024-044 | 04 SOUTHEAST | G04 29SP | 337753 8HS EHV% 500 337754 8ETTA% 500 1 | P12:500:EES:8BXTRWILSON%:8PERRYVILLE%:1:EHV: | 0.05712 | Yes
GEN-2024-044 | 04 SOUTHEAST | G04 29SP | 337561 8EL DORADO% 500 337643 8SHERIDAN% 500 1 | P12:500:EES:8BXTRWILSON%:8PERRYVILLE%:1:EHV: | 0.10223 | Yes
GEN-2024-044 | 04 SOUTHEAST | G04 29SP | 337643 8SHERIDAN% 500 337651 8WHT BLUFF% 500 1 | P12:500:EES:8BXTRWILSON%:8PERRYVILLE%:1:EHV: | 0.05815 | Yes
GEN-2024-044 | 04 SOUTHEAST | G04 29SP | 337561 8EL DORADO% 500 998422 8EL DORADO% 345 2 | P12:500:EES:8BXTRWILSON%:8PERRYVILLE%:1:EHV: | 0.08778 | Yes
GEN-2024-044 | 04 SOUTHEAST | G04 29SP | 337562 7EL DORADO 345 998422 8EL DORADO% 345 2 | P12:500:EES:8BXTRWILSON%:8PERRYVILLE%:1:EHV: | 0.08778 | Yes
GEN-2024-044 | 04 SOUTHEAST | G04 29SP | 337376 7SAREPTA% 345 337562 7EL DORADO 345 1 | P12:500:EES:8BXTRWILSON%:8PERRYVILLE%:1:EHV: | 0.08778 | Yes
GEN-2024-044 | 04 SOUTHEAST | G04 29SP | 337753 8HS EHV% 500 337763 8MAGNETCOVE% 500 1 | P12:500:EES:8BXTRWILSON%:8PERRYVILLE%:1:EHV: | 0.05838 | Yes
GEN-2024-044 | 04 SOUTHEAST | G04 29SP | 337643 8SHERIDAN% 500 337763 8MAGNETCOVE% 500 1 | P12:500:EES:8EL DORADO%:8SHERIDAN%:1:EHV: | 0.1085 | Yes
GEN-2024-044 | 04 SOUTHEAST | G04 29SP | 337753 8HS EHV% 500 337754 8ETTA% 500 1 | P12:500:EES:8EL DORADO%:8SHERIDAN%:1:EHV: | 0.10565 | Yes
GEN-2024-044 | 04 SOUTHEAST | G04 29SP | 337515 8MCNEIL% 500 337561 8EL DORADO% 500 1 | P12:500:EES:8EL DORADO%:8SHERIDAN%:1:EHV: | 0.07914 | Yes
GEN-2024-044 | 04 SOUTHEAST | G04 29SP | 337753 8HS EHV% 500 337763 8MAGNETCOVE% 500 1 | P12:500:EES:8EL DORADO%:8SHERIDAN%:1:EHV: | 0.1085 | Yes
GEN-2024-044 | 04 SOUTHEAST | G04 29SP | 337753 8HS EHV% 500 337763 8MAGNETCOVE% 500 1 | P12:500:EES:8ETTA%:8DUKE HS-1!:1:EHV: | 0.05654 | Yes
GEN-2024-044 | 04 SOUTHEAST | G04 29SP | 337561 8EL DORADO% 500 337643 8SHERIDAN% 500 1 | P12:500:EES:8HS EHV%:8ETTA%:1:EHV: | 0.13266 | Yes
GEN-2024-044 | 04 SOUTHEAST | G04 29SP | 337808 8MABELVALE% 500 337937 8MAYFLOWER% 500 1 | P12:500:EES:8KEO%:8HOLND BTM%:1:EHV: | 0.05924 | Yes
GEN-2024-044 | 04 SOUTHEAST | G04 29SP | 337909 8ANO% 500 337922 8P.HILL% 500 1 | P12:500:EES:8MABELVALE%:8ANO%:1:EHV: | 0.07901 | Yes
GEN-2024-044 | 04 SOUTHEAST | G04 29SP | 337922 8P.HILL% 500 337937 8MAYFLOWER% 500 1 | P12:500:EES:8MABELVALE%:8ANO%:1:EHV: | 0.0854 | Yes
GEN-2024-044 | 04 SOUTHEAST | G04 29SP | 337651 8WHT BLUFF% 500 337957 8KEO% 500 1 | P12:500:EES:8MABELVALE%:8WRIGHTSVLE%:1:EHV: | 0.05647 | Yes
GEN-2024-044 | 04 SOUTHEAST | G04 29SP | 337643 8SHERIDAN% 500 337651 8WHT BLUFF% 500 1 | P12:500:EES:8MABELVALE%:8WRIGHTSVLE%:1:EHV: | 0.05515 | Yes
GEN-2024-044 | 04 SOUTHEAST | G04 29SP | 337651 8WHT BLUFF% 500 337957 8KEO% 500 1 | P12:500:EES:8MT_OLIVE%:8EL DORADO%:1:EHV: | 0.05117 | Yes
GEN-2024-044 | 04 SOUTHEAST | G04 29SP | 337643 8SHERIDAN% 500 337808 8MABELVALE% 500 1 | P12:500:EES:8MT_OLIVE%:8EL DORADO%:1:EHV: | 0.09199 | Yes
GEN-2024-044 | 04 SOUTHEAST | G04 29SP | 337753 8HS EHV% 500 337754 8ETTA% 500 1 | P12:500:EES:8MT_OLIVE%:8EL DORADO%:1:EHV: | 0.05011 | Yes
GEN-2024-044 | 04 SOUTHEAST | G04 29SP | 337561 8EL DORADO% 500 998422 8EL DORADO% 345 2 | P12:500:EES:8MT_OLIVE%:8EL DORADO%:1:EHV: | 0.09961 | Yes
GEN-2024-044 | 04 SOUTHEAST | G04 29SP | 337562 7EL DORADO 345 998422 8EL DORADO% 345 2 | P12:500:EES:8MT_OLIVE%:8EL DORADO%:1:EHV: | 0.09961 | Yes
GEN-2024-044 | 04 SOUTHEAST | G04 29SP | 337376 7SAREPTA% 345 337562 7EL DORADO 345 1 | P12:500:EES:8MT_OLIVE%:8EL DORADO%:1:EHV: | 0.09961 | Yes
GEN-2024-044 | 04 SOUTHEAST | G04 29SP | 337561 8EL DORADO% 500 337643 8SHERIDAN% 500 1 | P12:500:EES:8MT_OLIVE%:8EL DORADO%:1:EHV: | 0.08697 | Yes
GEN-2024-044 | 04 SOUTHEAST | G04 29SP | 337808 8MABELVALE% 500 337909 8ANO% 500 1 | P12:500:EES:8P.HILL%:8MAYFLOWER%:1:EHV: | 0.07878 | Yes
GEN-2024-044 | 04 SOUTHEAST | G04 29SP | 337651 8WHT BLUFF% 500 337957 8KEO% 500 1 | P12:500:EES:8SHERIDAN%:8MABELVALE%:1:EHV: | 0.12646 | Yes
GEN-2024-044 | 04 SOUTHEAST | G04 29SP | 337643 8SHERIDAN% 500 337651 8WHT BLUFF% 500 1 | P12:500:EES:8SHERIDAN%:8MABELVALE%:1:EHV: | 0.13142 | Yes
GEN-2024-044 | 04 SOUTHEAST | G04 29SP | 337561 8EL DORADO% 500 337643 8SHERIDAN% 500 1 | P12:500:EES:8SHERIDAN%:8MAGNETCOVE%:1:EHV: | 0.12501 | Yes
GEN-2024-044 | 04 SOUTHEAST | G04 29SP | 337643 8SHERIDAN% 500 337808 8MABELVALE% 500 1 | P12:500:EES:8SHERIDAN%:8WHT BLUFF%:1:EHV: | 0.1427 | Yes
GEN-2024-044 | 04 SOUTHEAST | G04 29SP | 337643 8SHERIDAN% 500 337808 8MABELVALE% 500 1 | P12:500:EES:8STERLING%:8EL DORADO%:1:EHV: | 0.1022 | Yes
GEN-2024-044 | 04 SOUTHEAST | G04 29SP | 337376 7SAREPTA% 345 788340 G24-379-TAP 345 1 | P12:500:EES:8STERLING2%:8OUACHITA!:1:EHV: | 0.11476 | Yes
GEN-2024-044 | 04 SOUTHEAST | G04 29SP | 337515 8MCNEIL% 500 337754 8ETTA% 500 1 | P12:500:EES:8STERLING2%:8OUACHITA!:1:EHV: | 0.0547 | Yes
GEN-2024-044 | 04 SOUTHEAST | G04 29SP | 337808 8MABELVALE% 500 337937 8MAYFLOWER% 500 1 | P12:500:EES:8W.MEMPHIS%:8BHAM STEEL:1:EHV: | 0.05264 | Yes
GEN-2024-044 | 04 SOUTHEAST | G04 29SP | 337515 8MCNEIL% 500 337754 8ETTA% 500 1 | P12:500:EES:8W.MEMPHIS%:8BHAM STEEL:1:EHV: | 0.05347 | Yes
GEN-2024-044 | 04 SOUTHEAST | G04 29SP | 337643 8SHERIDAN% 500 337808 8MABELVALE% 500 1 | P12:500:EES:8WHT BLUFF%:8KEO%:1:EHV: | 0.13987 | Yes
GEN-2024-044 | 04 SOUTHEAST | G04 29SP | 337643 8SHERIDAN% 500 337763 8MAGNETCOVE% 500 1 | P12:500:EES:8WRIGHTSVLE%:1OSWALD C1:1OSWALD C31OSWALD C51OSWALD S11OSWALD C71OSWALD S21:EHV: | 0.05654 | Yes
GEN-2024-044 | 04 SOUTHEAST | G04 29SP | 337643 8SHERIDAN% 500 337808 8MABELVALE% 500 1 | P12:500:EES:8WRIGHTSVLE%:1OSWALD C1:1OSWALD C31OSWALD C51OSWALD S11OSWALD C71OSWALD S21:EHV: | 0.09923 | Yes
GEN-2024-044 | 04 SOUTHEAST | G04 29SP | 337651 8WHT BLUFF% 500 337957 8KEO% 500 1 | P12:500:EES:8WRIGHTSVLE%:8KEO%:1:EHV: | 0.0566 | Yes
GEN-2024-044 | 04 SOUTHEAST | G04 29SP | 337643 8SHERIDAN% 500 337651 8WHT BLUFF% 500 1 | P12:500:EES:8WRIGHTSVLE%:8KEO%:1:EHV: | 0.05523 | Yes
GEN-2024-044 | 04 SOUTHEAST | G04 29SP | 337368 8MT_OLIVE% 500 337561 8EL DORADO% 500 1 | P12:500:EES:FCY:MCKNIT:DANIEL1:EHV: | 0.06264 | Yes
GEN-2024-044 | 04 SOUTHEAST | G04 29SP | 337368 8MT_OLIVE% 500 509366 LAYFLD8 500 1 | P12:500:EES:FCY:MCKNIT:DANIEL1:EHV: | 0.05647 | Yes
GEN-2024-044 | 04 SOUTHEAST | G04 29SP | 337808 8MABELVALE% 500 337937 8MAYFLOWER% 500 1 | P12:500:EES-EAI:KEO:WMPEHV | 0.05325 | Yes
GEN-2024-044 | 04 SOUTHEAST | G04 29SP | 337909 8ANO% 500 515305 FTSMITH8 500 1 | P12:500:EES-EAI:WMPEHV:BHMSTL:BHMSTLNEWPORT:EHV: | 0.08656 | Yes
GEN-2024-044 | 04 SOUTHEAST | G04 29SP | 337808 8MABELVALE% 500 337937 8MAYFLOWER% 500 1 | P12:500:EES-EAI:WMPEHV:BHMSTL:BHMSTLNEWPORT:EHV: | 0.05264 | Yes
GEN-2024-044 | 04 SOUTHEAST | G04 29SP | 337515 8MCNEIL% 500 337754 8ETTA% 500 1 | P12:500:EES-EAI:WMPEHV:BHMSTL:BHMSTLNEWPORT:EHV: | 0.05347 | Yes
GEN-2024-044 | 04 SOUTHEAST | G04 29SP | 500140 CARROLL6 230 500465 6LAYFLD 230 1 | P13:22:CLEC::G3MADISN:1:EHV: | 0.05381 | Yes
GEN-2024-044 | 04 SOUTHEAST | G04 29SP | 500140 CARROLL6 230 500465 6LAYFLD 230 1 | P13:230,22:CLEC::G3MADISN::1 | 0.05381 | Yes
GEN-2024-044 | 04 SOUTHEAST | G04 29SP | 337376 7SAREPTA% 345 788340 G24-379-TAP 345 1 | P13:230:CLEC::DOLHILL:1:HV: | 0.12787 | Yes
GEN-2024-044 | 04 SOUTHEAST | G04 29SP | 337376 7SAREPTA% 345 788340 G24-379-TAP 345 1 | P13:345,230:CLEC::DOLHILL::1 | 0.12787 | Yes
GEN-2024-044 | 04 SOUTHEAST | G04 29SP | 337643 8SHERIDAN% 500 337763 8MAGNETCOVE% 500 1 | P21:115:EES:3HS EHV-E!:3BUTTERFIELD:1:HV: | 0.05916 | Yes
GEN-2024-044 | 04 SOUTHEAST | G04 29SP | 337922 8P.HILL% 500 337937 8MAYFLOWER% 500 1 | P21:161:EES:5BONO:5P.HILL%:1:HV: | 0.05037 | Yes
GEN-2024-044 | 04 SOUTHEAST | G04 29SP | 337808 8MABELVALE% 500 337937 8MAYFLOWER% 500 1 | P21:500:EES:8KEO%:CHALKBLUFFPV:1:EHV: | 0.05325 | Yes
GEN-2024-044 | 04 SOUTHEAST | G04 29SP | 337515 8MCNEIL% 500 337754 8ETTA% 500 1 | P21:500:EES:8KEO%:CHALKBLUFFPV:1:EHV: | 0.05307 | Yes
GEN-2024-044 | 04 SOUTHEAST | G04 29SP | 337643 8SHERIDAN% 500 337808 8MABELVALE% 500 1 | P21:500:EES:8MT_OLIVE%:LAYFLD8:1:EHV: | 0.09276 | Yes
GEN-2024-044 | 04 SOUTHEAST | G04 29SP | 337561 8EL DORADO% 500 998422 8EL DORADO% 345 2 | P21:500:EES:8MT_OLIVE%:LAYFLD8:1:EHV: | 0.09733 | Yes
GEN-2024-044 | 04 SOUTHEAST | G04 29SP | 337562 7EL DORADO 345 998422 8EL DORADO% 345 2 | P21:500:EES:8MT_OLIVE%:LAYFLD8:1:EHV: | 0.09733 | Yes
GEN-2024-044 | 04 SOUTHEAST | G04 29SP | 337376 7SAREPTA% 345 337562 7EL DORADO 345 1 | P21:500:EES:8MT_OLIVE%:LAYFLD8:1:EHV: | 0.09733 | Yes
GEN-2024-044 | 04 SOUTHEAST | G04 29SP | 337909 8ANO% 500 515305 FTSMITH8 500 1 | P21:500:EES:CHALKBLUFFPV:8W.MEMPHIS%:1:EHV: | 0.08711 | Yes
GEN-2024-044 | 04 SOUTHEAST | G04 29SP | 337808 8MABELVALE% 500 337937 8MAYFLOWER% 500 1 | P21:500:EES:CHALKBLUFFPV:8W.MEMPHIS%:1:EHV: | 0.05325 | Yes
GEN-2024-044 | 04 SOUTHEAST | G04 29SP | 337515 8MCNEIL% 500 337754 8ETTA% 500 1 | P21:500:EES:CHALKBLUFFPV:8W.MEMPHIS%:1:EHV: | 0.05307 | Yes
GEN-2024-044 | 04 SOUTHEAST | G04 29SP | 337909 8ANO% 500 515305 FTSMITH8 500 1 | P22:345:EES:MUSKOGE7!:::EHV: | 0.06121 | Yes
GEN-2024-044 | 04 SOUTHEAST | G04 29SP | 337561 8EL DORADO% 500 998422 8EL DORADO% 345 2 | P22:345:EES:TENGEN 7!:::EHV: | 0.0942 | Yes
GEN-2024-044 | 04 SOUTHEAST | G04 29SP | 337562 7EL DORADO 345 998422 8EL DORADO% 345 2 | P22:345:EES:TENGEN 7!:::EHV: | 0.0942 | Yes
GEN-2024-044 | 04 SOUTHEAST | G04 29SP | 337376 7SAREPTA% 345 337562 7EL DORADO 345 1 | P22:345:EES:TENGEN 7!:::EHV: | 0.0942 | Yes
GEN-2024-044 | 04 SOUTHEAST | G04 29SP | 337368 8MT_OLIVE% 500 337561 8EL DORADO% 500 1 | P22:345:EES:TENRUSK7!:::EHV: | 0.05229 | Yes
GEN-2024-044 | 04 SOUTHEAST | G04 29SP | 337376 7SAREPTA% 345 788340 G24-379-TAP 345 1 | P22:500:EES:8OUACHITA!:::EHV: | 0.11476 | Yes
GEN-2024-044 | 04 SOUTHEAST | G04 29SP | 337515 8MCNEIL% 500 337754 8ETTA% 500 1 | P22:500:EES:8OUACHITA!:::EHV: | 0.0547 | Yes
GEN-2024-044 | 04 SOUTHEAST | G04 29SP | 337643 8SHERIDAN% 500 337808 8MABELVALE% 500 1 | P22:500:EES:MOUNTOLIVE:WESTBUS::EHV: | 0.09276 | Yes
GEN-2024-044 | 04 SOUTHEAST | G04 29SP | 337561 8EL DORADO% 500 998422 8EL DORADO% 345 2 | P22:500:EES:MOUNTOLIVE:WESTBUS::EHV: | 0.09733 | Yes
GEN-2024-044 | 04 SOUTHEAST | G04 29SP | 337562 7EL DORADO 345 998422 8EL DORADO% 345 2 | P22:500:EES:MOUNTOLIVE:WESTBUS::EHV: | 0.09733 | Yes
GEN-2024-044 | 04 SOUTHEAST | G04 29SP | 337376 7SAREPTA% 345 337562 7EL DORADO 345 1 | P22:500:EES:MOUNTOLIVE:WESTBUS::EHV: | 0.09733 | Yes
GEN-2024-044 | 04 SOUTHEAST | G04 29SP | 337753 8HS EHV% 500 337763 8MAGNETCOVE% 500 1 | P22:500:EES-EAI:8DUKE HS-1!:::EHV: | 0.05654 | Yes
GEN-2024-044 | 04 SOUTHEAST | G04 29SP | 337376 7SAREPTA% 345 788340 G24-379-TAP 345 1 | P23:345:AEPW:SW SHREVEPORT CB 10500 NBTB:::: | 0.14275 | Yes
GEN-2024-044 | 04 SOUTHEAST | G04 29SP | 337368 8MT_OLIVE% 500 337561 8EL DORADO% 500 1 | P23:345:AEPW:TENASKA CB 12840 NBTB:::: | 0.05229 | Yes
GEN-2024-044 | 04 SOUTHEAST | G04 29SP | 337368 8MT_OLIVE% 500 337561 8EL DORADO% 500 1 | P23:345:AEPW:TENASKA CB 12850 NBTB:::: | 0.05243 | Yes
GEN-2024-044 | 04 SOUTHEAST | G04 29SP | 337561 8EL DORADO% 500 998422 8EL DORADO% 345 2 | P23:345:AEPW:WELSH CB 11680 NBTB:::: | 0.09665 | Yes
GEN-2024-044 | 04 SOUTHEAST | G04 29SP | 337562 7EL DORADO 345 998422 8EL DORADO% 345 2 | P23:345:AEPW:WELSH CB 11680 NBTB:::: | 0.09665 | Yes
GEN-2024-044 | 04 SOUTHEAST | G04 29SP | 337376 7SAREPTA% 345 337562 7EL DORADO 345 1 | P23:345:AEPW:WELSH CB 11680 NBTB:::: | 0.09665 | Yes
GEN-2024-044 | 04 SOUTHEAST | G04 29SP | 500260 DOLHILL6 230 500250 DOLHILL7 345 1 | P23:345:EES::7ROCKYCRK%:1:EHV: | 0.051 | Yes
GEN-2024-044 | 04 SOUTHEAST | G04 29SP | 500250 DOLHILL7 345 507760 SW SHV 7 345 1 | P23:345:EES::7ROCKYCRK%:1:EHV: | 0.051 | Yes
GEN-2024-044 | 04 SOUTHEAST | G04 29SP | 500140 CARROLL6 230 500465 6LAYFLD 230 1 | P23:345:EES::7ROCKYCRK%:1:EHV: | 0.05977 | Yes
GEN-2024-044 | 04 SOUTHEAST | G04 29SP | 337376 7SAREPTA% 345 788340 G24-379-TAP 345 1 | P23:345:EES::7ROCKYCRK%:1:EHV: | 0.12153 | Yes
GEN-2024-044 | 04 SOUTHEAST | G04 29SP | 337643 8SHERIDAN% 500 337763 8MAGNETCOVE% 500 1 | P23:500:EES:EL DORADO EHV:B9242::EHV: | 0.1085 | Yes
GEN-2024-044 | 04 SOUTHEAST | G04 29SP | 337753 8HS EHV% 500 337754 8ETTA% 500 1 | P23:500:EES:EL DORADO EHV:B9242::EHV: | 0.10565 | Yes
GEN-2024-044 | 04 SOUTHEAST | G04 29SP | 337515 8MCNEIL% 500 337561 8EL DORADO% 500 1 | P23:500:EES:EL DORADO EHV:B9242::EHV: | 0.07914 | Yes
GEN-2024-044 | 04 SOUTHEAST | G04 29SP | 337753 8HS EHV% 500 337763 8MAGNETCOVE% 500 1 | P23:500:EES:EL DORADO EHV:B9242::EHV: | 0.1085 | Yes
GEN-2024-044 | 04 SOUTHEAST | G04 29SP | 337561 8EL DORADO% 500 337643 8SHERIDAN% 500 1 | P23:500:EES:MAGNETCOVE:B7435::EHV: | 0.12501 | Yes
GEN-2024-044 | 04 SOUTHEAST | G04 29SP | 337561 8EL DORADO% 500 337643 8SHERIDAN% 500 1 | P23:500:EES:MAGNETCOVE:B7446::EHV: | 0.12501 | Yes
GEN-2024-044 | 04 SOUTHEAST | G04 29SP | 337651 8WHT BLUFF% 500 337957 8KEO% 500 1 | P23:500:EES:MOUNTSOLIVE:R3976::EHV: | 0.05062 | Yes
GEN-2024-044 | 04 SOUTHEAST | G04 29SP | 337643 8SHERIDAN% 500 337808 8MABELVALE% 500 1 | P23:500:EES:MOUNTSOLIVE:R3976::EHV: | 0.09122 | Yes
GEN-2024-044 | 04 SOUTHEAST | G04 29SP | 337561 8EL DORADO% 500 998422 8EL DORADO% 345 2 | P23:500:EES:MOUNTSOLIVE:R3976::EHV: | 0.10008 | Yes
GEN-2024-044 | 04 SOUTHEAST | G04 29SP | 337562 7EL DORADO 345 998422 8EL DORADO% 345 2 | P23:500:EES:MOUNTSOLIVE:R3976::EHV: | 0.10008 | Yes
GEN-2024-044 | 04 SOUTHEAST | G04 29SP | 337376 7SAREPTA% 345 337562 7EL DORADO 345 1 | P23:500:EES:MOUNTSOLIVE:R3976::EHV: | 0.10008 | Yes
GEN-2024-044 | 04 SOUTHEAST | G04 29SP | 337561 8EL DORADO% 500 337643 8SHERIDAN% 500 1 | P23:500:EES:MOUNTSOLIVE:R3976::EHV: | 0.08602 | Yes
GEN-2024-044 | 04 SOUTHEAST | G04 29SP | 337368 8MT_OLIVE% 500 337561 8EL DORADO% 500 1 | P23:500:EES:PERRYVILLE:R7372::EHV: | 0.05023 | Yes
GEN-2024-044 | 04 SOUTHEAST | G04 29SP | 335368 8WELLS% 500 335500 8WEBRE% 500 1 | P23:500:EES:PERRYVILLE:R7372::EHV: | 0.05281 | Yes
GEN-2024-044 | 04 SOUTHEAST | G04 29SP | 337368 8MT_OLIVE% 500 337561 8EL DORADO% 500 1 | P23:500:EES:PERRYVILLE:R9872::EHV: | 0.05023 | Yes
GEN-2024-044 | 04 SOUTHEAST | G04 29SP | 337651 8WHT BLUFF% 500 337957 8KEO% 500 1 | P23:500:EES:PERRYVILLE:R9872::EHV: | 0.05881 | Yes
GEN-2024-044 | 04 SOUTHEAST | G04 29SP | 335368 8WELLS% 500 335500 8WEBRE% 500 1 | P23:500:EES:PERRYVILLE:R9872::EHV: | 0.05281 | Yes
GEN-2024-044 | 04 SOUTHEAST | G04 29SP | 337643 8SHERIDAN% 500 337763 8MAGNETCOVE% 500 1 | P23:500:EES:PERRYVILLE:R9872::EHV: | 0.05838 | Yes
GEN-2024-044 | 04 SOUTHEAST | G04 29SP | 337643 8SHERIDAN% 500 337808 8MABELVALE% 500 1 | P23:500:EES:PERRYVILLE:R9872::EHV: | 0.10247 | Yes
GEN-2024-044 | 04 SOUTHEAST | G04 29SP | 337753 8HS EHV% 500 337754 8ETTA% 500 1 | P23:500:EES:PERRYVILLE:R9872::EHV: | 0.05712 | Yes
GEN-2024-044 | 04 SOUTHEAST | G04 29SP | 337561 8EL DORADO% 500 337643 8SHERIDAN% 500 1 | P23:500:EES:PERRYVILLE:R9872::EHV: | 0.10223 | Yes
GEN-2024-044 | 04 SOUTHEAST | G04 29SP | 337643 8SHERIDAN% 500 337651 8WHT BLUFF% 500 1 | P23:500:EES:PERRYVILLE:R9872::EHV: | 0.05815 | Yes
GEN-2024-044 | 04 SOUTHEAST | G04 29SP | 337561 8EL DORADO% 500 998422 8EL DORADO% 345 2 | P23:500:EES:PERRYVILLE:R9872::EHV: | 0.08778 | Yes
GEN-2024-044 | 04 SOUTHEAST | G04 29SP | 337562 7EL DORADO 345 998422 8EL DORADO% 345 2 | P23:500:EES:PERRYVILLE:R9872::EHV: | 0.08778 | Yes
GEN-2024-044 | 04 SOUTHEAST | G04 29SP | 337376 7SAREPTA% 345 337562 7EL DORADO 345 1 | P23:500:EES:PERRYVILLE:R9872::EHV: | 0.08778 | Yes
GEN-2024-044 | 04 SOUTHEAST | G04 29SP | 337753 8HS EHV% 500 337763 8MAGNETCOVE% 500 1 | P23:500:EES:PERRYVILLE:R9872::EHV: | 0.05838 | Yes
GEN-2024-044 | 04 SOUTHEAST | G04 29SP | 337376 7SAREPTA% 345 788340 G24-379-TAP 345 1 | P23:500:EES:STERLINGTON:R2092::EHV: | 0.11474 | Yes
GEN-2024-044 | 04 SOUTHEAST | G04 29SP | 337515 8MCNEIL% 500 337754 8ETTA% 500 1 | P23:500:EES:STERLINGTON:R2092::EHV: | 0.05472 | Yes
GEN-2024-044 | 04 SOUTHEAST | G04 29SP | 337643 8SHERIDAN% 500 337808 8MABELVALE% 500 1 | P23:500:EES:STERLINGTON:R2196::EHV: | 0.10221 | Yes
GEN-2024-044 | 04 SOUTHEAST | G04 29SP | 337561 8EL DORADO% 500 337643 8SHERIDAN% 500 1 | P23:500:EES:STERLINGTON:R2196::EHV: | 0.1021 | Yes
GEN-2024-044 | 04 SOUTHEAST | G04 29SP | 337643 8SHERIDAN% 500 337808 8MABELVALE% 500 1 | P23:500:EES:STERLINGTON:R3594::EHV: | 0.10221 | Yes
GEN-2024-044 | 04 SOUTHEAST | G04 29SP | 337753 8HS EHV% 500 337754 8ETTA% 500 1 | P23:500:EES:STERLINGTON:R3594::EHV: | 0.05698 | Yes
GEN-2024-044 | 04 SOUTHEAST | G04 29SP | 337561 8EL DORADO% 500 337643 8SHERIDAN% 500 1 | P23:500:EES:STERLINGTON:R3594::EHV: | 0.1021 | Yes
GEN-2024-044 | 04 SOUTHEAST | G04 29SP | 337651 8WHT BLUFF% 500 337957 8KEO% 500 1 | P23:500:EES:WRIGHTSVILLE:B8206::EHV: | 0.05647 | Yes
GEN-2024-044 | 04 SOUTHEAST | G04 29SP | 337643 8SHERIDAN% 500 337651 8WHT BLUFF% 500 1 | P23:500:EES:WRIGHTSVILLE:B8206::EHV: | 0.05515 | Yes
GEN-2024-044 | 04 SOUTHEAST | G04 29SP | 337651 8WHT BLUFF% 500 337957 8KEO% 500 1 | P23:500:EES:WRIGHTSVILLE:B8214::EHV: | 0.0566 | Yes
GEN-2024-044 | 04 SOUTHEAST | G04 29SP | 337643 8SHERIDAN% 500 337651 8WHT BLUFF% 500 1 | P23:500:EES:WRIGHTSVILLE:B8214::EHV: | 0.05523 | Yes
GEN-2024-044 | 04 SOUTHEAST | G04 29SP | 337909 8ANO% 500 515305 FTSMITH8 500 1 | P23:500:EES-EAI:8P.HILL%:B4335::EHV: | 0.0771 | Yes
GEN-2024-044 | 04 SOUTHEAST | G04 29SP | 337808 8MABELVALE% 500 337909 8ANO% 500 1 | P23:500:EES-EAI:8P.HILL%:B4335::EHV: | 0.08029 | Yes
GEN-2024-044 | 04 SOUTHEAST | G04 29SP | 337651 8WHT BLUFF% 500 337957 8KEO% 500 1 | P23:500:EES-EAI:8WRIGHTSVLE%:2::EHV: | 0.05647 | Yes
GEN-2024-044 | 04 SOUTHEAST | G04 29SP | 337643 8SHERIDAN% 500 337651 8WHT BLUFF% 500 1 | P23:500:EES-EAI:8WRIGHTSVLE%:2::EHV: | 0.05515 | Yes
GEN-2024-044 | 04 SOUTHEAST | G04 29SP | 337651 8WHT BLUFF% 500 337957 8KEO% 500 1 | P23:500:EES-EAI:8WRIGHTSVLE%:6::EHV: | 0.0566 | Yes
GEN-2024-044 | 04 SOUTHEAST | G04 29SP | 337643 8SHERIDAN% 500 337651 8WHT BLUFF% 500 1 | P23:500:EES-EAI:8WRIGHTSVLE%:6::EHV: | 0.05523 | Yes
GEN-2024-044 | 04 SOUTHEAST | G04 29SP | 337643 8SHERIDAN% 500 337808 8MABELVALE% 500 1 | P23:500:EES-EAI:KEO:B4911::EHV: | 0.13394 | Yes
GEN-2024-044 | 04 SOUTHEAST | G04 29SP | 337808 8MABELVALE% 500 337937 8MAYFLOWER% 500 1 | P23:500:EES-EAI:KEO:B4911::EHV: | 0.05863 | Yes
GEN-2024-044 | 04 SOUTHEAST | G04 29SP | 337909 8ANO% 500 515305 FTSMITH8 500 1 | P23:500:EES-EAI:KEO:B4921::EHV: | 0.09089 | Yes
GEN-2024-044 | 04 SOUTHEAST | G04 29SP | 337643 8SHERIDAN% 500 337808 8MABELVALE% 500 1 | P23:500:EES-EAI:KEO:B4921::EHV: | 0.1221 | Yes
GEN-2024-044 | 04 SOUTHEAST | G04 29SP | 337808 8MABELVALE% 500 337937 8MAYFLOWER% 500 1 | P23:500:EES-EAI:KEO:B4921::EHV: | 0.06413 | Yes
GEN-2024-044 | 04 SOUTHEAST | G04 29SP | 337561 8EL DORADO% 500 998422 8EL DORADO% 345 2 | P23:500:EES-EAI:KEO:B4921::EHV: | 0.08701 | Yes
GEN-2024-044 | 04 SOUTHEAST | G04 29SP | 337562 7EL DORADO 345 998422 8EL DORADO% 345 2 | P23:500:EES-EAI:KEO:B4921::EHV: | 0.08701 | Yes
GEN-2024-044 | 04 SOUTHEAST | G04 29SP | 337376 7SAREPTA% 345 337562 7EL DORADO 345 1 | P23:500:EES-EAI:KEO:B4921::EHV: | 0.08701 | Yes
GEN-2024-044 | 04 SOUTHEAST | G04 29SP | 337909 8ANO% 500 515305 FTSMITH8 500 1 | P23:500:EES-EAI:KEO:B4931::EHV: | 0.08687 | Yes
GEN-2024-044 | 04 SOUTHEAST | G04 29SP | 337808 8MABELVALE% 500 337937 8MAYFLOWER% 500 1 | P23:500:EES-EAI:KEO:B4931::EHV: | 0.05282 | Yes
GEN-2024-044 | 04 SOUTHEAST | G04 29SP | 337368 8MT_OLIVE% 500 337561 8EL DORADO% 500 1 | P23:500:EES-EAI:KEO:B4941::EHV: | 0.05037 | Yes
GEN-2024-044 | 04 SOUTHEAST | G04 29SP | 337909 8ANO% 500 515305 FTSMITH8 500 1 | P23:500:EES-EAI:KEO:B4941::EHV: | 0.09188 | Yes
GEN-2024-044 | 04 SOUTHEAST | G04 29SP | 337808 8MABELVALE% 500 337937 8MAYFLOWER% 500 1 | P23:500:EES-EAI:KEO:B4941::EHV: | 0.06535 | Yes
GEN-2024-044 | 04 SOUTHEAST | G04 29SP | 337561 8EL DORADO% 500 998422 8EL DORADO% 345 2 | P23:500:EES-EAI:KEO:B4941::EHV: | 0.08728 | Yes
GEN-2024-044 | 04 SOUTHEAST | G04 29SP | 337562 7EL DORADO 345 998422 8EL DORADO% 345 2 | P23:500:EES-EAI:KEO:B4941::EHV: | 0.08728 | Yes
GEN-2024-044 | 04 SOUTHEAST | G04 29SP | 337376 7SAREPTA% 345 337562 7EL DORADO 345 1 | P23:500:EES-EAI:KEO:B4941::EHV: | 0.08728 | Yes
GEN-2024-044 | 04 SOUTHEAST | G04 29SP | 337651 8WHT BLUFF% 500 337957 8KEO% 500 1 | P23:500:EES-EAI:MABELV:B5918::EHV: | 0.09773 | Yes
GEN-2024-044 | 04 SOUTHEAST | G04 29SP | 337643 8SHERIDAN% 500 337651 8WHT BLUFF% 500 1 | P23:500:EES-EAI:MABELV:B5918::EHV: | 0.11377 | Yes
GEN-2024-044 | 04 SOUTHEAST | G04 29SP | 337651 8WHT BLUFF% 500 337957 8KEO% 500 1 | P23:500:EES-EAI:MABELV:B5922::EHV: | 0.12291 | Yes
GEN-2024-044 | 04 SOUTHEAST | G04 29SP | 337909 8ANO% 500 337922 8P.HILL% 500 1 | P23:500:EES-EAI:MABELV:B5922::EHV: | 0.07226 | Yes
GEN-2024-044 | 04 SOUTHEAST | G04 29SP | 337643 8SHERIDAN% 500 337651 8WHT BLUFF% 500 1 | P23:500:EES-EAI:MABELV:B5922::EHV: | 0.12826 | Yes
GEN-2024-044 | 04 SOUTHEAST | G04 29SP | 337922 8P.HILL% 500 337937 8MAYFLOWER% 500 1 | P23:500:EES-EAI:MABELV:B5922::EHV: | 0.07661 | Yes
GEN-2024-044 | 04 SOUTHEAST | G04 29SP | 337808 8MABELVALE% 500 337937 8MAYFLOWER% 500 1 | P23:500:EES-EAI:MABELV:B5922::EHV: | 0.07152 | Yes
GEN-2024-044 | 04 SOUTHEAST | G04 29SP | 337753 8HS EHV% 500 337754 8ETTA% 500 1 | P23:500:EES-EAI:ND:8MAGNETCOVE%:FK10710:EHV: | 0.0547 | Yes
GEN-2024-044 | 04 SOUTHEAST | G04 29SP | 337753 8HS EHV% 500 337763 8MAGNETCOVE% 500 1 | P23:500:EES-EAI:ND:8MAGNETCOVE%:FK10710:EHV: | 0.05654 | Yes
GEN-2024-044 | 04 SOUTHEAST | G04 29SP | 337561 8EL DORADO% 500 337643 8SHERIDAN% 500 1 | P23:500:EES-EAI:PD_2:MAGNET:XF:EHV: | 0.12501 | Yes
GEN-2024-044 | 04 SOUTHEAST | G04 29SP | 337643 8SHERIDAN% 500 337763 8MAGNETCOVE% 500 1 | P23:500:EES-EAI:SH_EHV:B5014::EHV: | 0.10311 | Yes
GEN-2024-044 | 04 SOUTHEAST | G04 29SP | 337643 8SHERIDAN% 500 337808 8MABELVALE% 500 1 | P23:500:EES-EAI:SH_EHV:B5014::EHV: | 0.10311 | Yes
GEN-2024-044 | 04 SOUTHEAST | G04 29SP | 337753 8HS EHV% 500 337754 8ETTA% 500 1 | P23:500:EES-EAI:SH_EHV:B5014::EHV: | 0.1027 | Yes
GEN-2024-044 | 04 SOUTHEAST | G04 29SP | 337515 8MCNEIL% 500 337561 8EL DORADO% 500 1 | P23:500:EES-EAI:SH_EHV:B5014::EHV: | 0.07666 | Yes
GEN-2024-044 | 04 SOUTHEAST | G04 29SP | 337753 8HS EHV% 500 337763 8MAGNETCOVE% 500 1 | P23:500:EES-EAI:SH_EHV:B5014::EHV: | 0.10311 | Yes
GEN-2024-044 | 04 SOUTHEAST | G04 29SP | 337561 8EL DORADO% 500 337643 8SHERIDAN% 500 1 | P23:500:EES-EAI:SH_EHV:B5018::EHV: | 0.11865 | Yes
GEN-2024-044 | 04 SOUTHEAST | G04 29SP | 337651 8WHT BLUFF% 500 337957 8KEO% 500 1 | P23:500:EES-EAI:SH_EHV:B5022::EHV: | 0.09838 | Yes
GEN-2024-044 | 04 SOUTHEAST | G04 29SP | 337753 8HS EHV% 500 337754 8ETTA% 500 1 | P23:500:EES-EAI:SH_EHV:B5022::EHV: | 0.09872 | Yes
GEN-2024-044 | 04 SOUTHEAST | G04 29SP | 337643 8SHERIDAN% 500 337651 8WHT BLUFF% 500 1 | P23:500:EES-EAI:SH_EHV:B5022::EHV: | 0.09456 | Yes
GEN-2024-044 | 04 SOUTHEAST | G04 29SP | 337515 8MCNEIL% 500 337561 8EL DORADO% 500 1 | P23:500:EES-EAI:SH_EHV:B5022::EHV: | 0.07335 | Yes
GEN-2024-044 | 04 SOUTHEAST | G04 29SP | 337651 8WHT BLUFF% 500 337957 8KEO% 500 1 | P23:500:EES-EAI:SH_EHV:B5026::EHV: | 0.11252 | Yes
GEN-2024-044 | 04 SOUTHEAST | G04 29SP | 337561 8EL DORADO% 500 337643 8SHERIDAN% 500 1 | P23:500:EES-EAI:SH_EHV:B5026::EHV: | 0.11096 | Yes
GEN-2024-044 | 04 SOUTHEAST | G04 29SP | 337643 8SHERIDAN% 500 337651 8WHT BLUFF% 500 1 | P23:500:EES-EAI:SH_EHV:B5026::EHV: | 0.11096 | Yes
GEN-2024-044 | 04 SOUTHEAST | G04 29SP | 337561 8EL DORADO% 500 998422 8EL DORADO% 345 2 | P41:345:AEPW:WELSH CB 11680 NBTB+FAULT:::: | 0.09665 | Yes
GEN-2024-044 | 04 SOUTHEAST | G04 29SP | 337562 7EL DORADO 345 998422 8EL DORADO% 345 2 | P41:345:AEPW:WELSH CB 11680 NBTB+FAULT:::: | 0.09665 | Yes
GEN-2024-044 | 04 SOUTHEAST | G04 29SP | 337376 7SAREPTA% 345 337562 7EL DORADO 345 1 | P41:345:AEPW:WELSH CB 11680 NBTB+FAULT:::: | 0.09665 | Yes
GEN-2024-044 | 04 SOUTHEAST | G04 29SP | 337376 7SAREPTA% 345 788340 G24-379-TAP 345 1 | P42:345:AEPW:SW SHREVEPORT CB 10500 NBTB+FAULT:::: | 0.14275 | Yes
GEN-2024-044 | 04 SOUTHEAST | G04 29SP | 337368 8MT_OLIVE% 500 337561 8EL DORADO% 500 1 | P42:345:AEPW:TENASKA CB 12840 NBTB+FAULT:::: | 0.05229 | Yes
GEN-2024-044 | 04 SOUTHEAST | G04 29SP | 337368 8MT_OLIVE% 500 337561 8EL DORADO% 500 1 | P42:345:AEPW:TENASKA CB 12850 NBTB+FAULT:::: | 0.05243 | Yes
GEN-2024-044 | 04 SOUTHEAST | G04 29SP | 337922 8P.HILL% 500 337937 8MAYFLOWER% 500 1 | P42:345:OKGE:SB_GRIN7312:::EHV: | 0.05122 | Yes
GEN-2024-044 | 04 SOUTHEAST | G04 29SP | 337922 8P.HILL% 500 337937 8MAYFLOWER% 500 1 | P42:345:OKGE:SB_GRIN7382:::EHV: | 0.05122 | Yes
GEN-2024-044 | 04 SOUTHEAST | G04 29SP | 337368 8MT_OLIVE% 500 337561 8EL DORADO% 500 1 | P52:345:AEPW:NR3TENRUSK7:::: | 0.05229 | Yes
GEN-2024-044 | 04 SOUTHEAST | G04 29SP | 337909 8ANO% 500 515305 FTSMITH8 500 1 | P52:345:AEPW:NR4PITTSB-7:::: | 0.09489 | Yes
GEN-2024-044 | 04 SOUTHEAST | G04 29SP | 337368 8MT_OLIVE% 500 337561 8EL DORADO% 500 1 | P55:345:AEPW:NR3TENRUSK7:::: | 0.05229 | Yes
GEN-2024-044 | 04 SOUTHEAST | G04 29SP | 337909 8ANO% 500 515305 FTSMITH8 500 1 | P55:345:AEPW:NR4PITTSB-7:::: | 0.09489 | Yes
GEN-2024-044 | 04 SOUTHEAST | G04 29SP | 500260 DOLHILL6 230 500250 DOLHILL7 345 1 | 334197 7ROCKYCRK% 345 783930 G24-232-TAP 345 1 | 0.051 | Yes
GEN-2024-044 | 04 SOUTHEAST | G04 29SP | 500250 DOLHILL7 345 507760 SW SHV 7 345 1 | 334197 7ROCKYCRK% 345 783930 G24-232-TAP 345 1 | 0.051 | Yes
GEN-2024-044 | 04 SOUTHEAST | G04 29SP | 500140 CARROLL6 230 500465 6LAYFLD 230 1 | 334197 7ROCKYCRK% 345 783930 G24-232-TAP 345 1 | 0.05977 | Yes
GEN-2024-044 | 04 SOUTHEAST | G04 29SP | 337376 7SAREPTA% 345 788340 G24-379-TAP 345 1 | 334197 7ROCKYCRK% 345 783930 G24-232-TAP 345 1 | 0.12153 | Yes
GEN-2024-044 | 04 SOUTHEAST | G04 29SP | 337643 8SHERIDAN% 500 337763 8MAGNETCOVE% 500 1 | 337741 3BUTTERFIELD 115 337800 3HASKELL 115 1 | 0.05916 | Yes
GEN-2024-044 | 04 SOUTHEAST | G04 29SP | 337376 7SAREPTA% 345 788340 G24-379-TAP 345 1 | 507768 SWSHRV9 765 515049 SEMINOLE9 765 1 | 0.20006 | Yes
GEN-2024-044 | 04 SOUTHEAST | G04 29SP | 500260 DOLHILL6 230 500250 DOLHILL7 345 1 | 509241 CROCKET7 345 783930 G24-232-TAP 345 1 | 0.051 | Yes
GEN-2024-044 | 04 SOUTHEAST | G04 29SP | 500250 DOLHILL7 345 507760 SW SHV 7 345 1 | 509241 CROCKET7 345 783930 G24-232-TAP 345 1 | 0.051 | Yes
GEN-2024-044 | 04 SOUTHEAST | G04 29SP | 500140 CARROLL6 230 500465 6LAYFLD 230 1 | 509241 CROCKET7 345 783930 G24-232-TAP 345 1 | 0.05977 | Yes
GEN-2024-044 | 04 SOUTHEAST | G04 29SP | 337376 7SAREPTA% 345 788340 G24-379-TAP 345 1 | 509241 CROCKET7 345 783930 G24-232-TAP 345 1 | 0.12153 | Yes
GEN-2024-044 | 04 SOUTHEAST | G04 29SP | 337909 8ANO% 500 515305 FTSMITH8 500 1 | 509782 R.S.S.-7 345 588040 G16133G16146 345 1 | 0.08512 | Yes
GEN-2024-044 | 04 SOUTHEAST | G04 29SP | 337909 8ANO% 500 515305 FTSMITH8 500 1 | 515497 MATHWSN7 345 900001 TRAVERSE1 345 1 | 0.08512 | Yes
GEN-2024-044 | 04 SOUTHEAST | G04 29SP | 337909 8ANO% 500 515305 FTSMITH8 500 1 | 588041 G16133_765TN 765 588042 G16133_765R1 765 1 | 0.08512 | Yes
GEN-2024-044 | 04 SOUTHEAST | G04 29SP | 337909 8ANO% 500 515305 FTSMITH8 500 1 | 588042 G16133_765R1 765 588043 G16133_765R2 765 1 | 0.08512 | Yes
GEN-2024-044 | 04 SOUTHEAST | G04 29SP | 337909 8ANO% 500 515305 FTSMITH8 500 1 | 588043 G16133_765R2 765 588044 G16133_765R3 765 1 | 0.08512 | Yes
GEN-2024-044 | 04 SOUTHEAST | G04 29SP | 337909 8ANO% 500 515305 FTSMITH8 500 1 | 588044 G16133_765R3 765 588045 G16133_765CS 765 1 | 0.08512 | Yes
GEN-2024-044 | 04 SOUTHEAST | G04 29SP | 337651 8WHT BLUFF% 500 337957 8KEO% 500 1 | Base Case | 0.05599 | Yes
GEN-2024-044 | 04 SOUTHEAST | G04 29SP | 337368 8MT_OLIVE% 500 337561 8EL DORADO% 500 1 | Base Case | 0.05467 | Yes
GEN-2024-044 | 04 SOUTHEAST | G04 29SP | 337909 8ANO% 500 515305 FTSMITH8 500 1 | Base Case | 0.08512 | Yes
GEN-2024-044 | 04 SOUTHEAST | G04 29SP | 337643 8SHERIDAN% 500 337763 8MAGNETCOVE% 500 1 | Base Case | 0.05654 | Yes
GEN-2024-044 | 04 SOUTHEAST | G04 29SP | 337643 8SHERIDAN% 500 337808 8MABELVALE% 500 1 | Base Case | 0.09923 | Yes
GEN-2024-044 | 04 SOUTHEAST | G04 29SP | 337753 8HS EHV% 500 337754 8ETTA% 500 1 | Base Case | 0.0547 | Yes
GEN-2024-044 | 04 SOUTHEAST | G04 29SP | 337922 8P.HILL% 500 337937 8MAYFLOWER% 500 1 | Base Case | 0.05124 | Yes
GEN-2024-044 | 04 SOUTHEAST | G04 29SP | 337561 8EL DORADO% 500 337643 8SHERIDAN% 500 1 | Base Case | 0.09738 | Yes
GEN-2024-044 | 04 SOUTHEAST | G04 29SP | 337376 7SAREPTA% 345 788340 G24-379-TAP 345 1 | Base Case | 0.11476 | Yes
GEN-2024-044 | 04 SOUTHEAST | G04 29SP | 337643 8SHERIDAN% 500 337651 8WHT BLUFF% 500 1 | Base Case | 0.05469 | Yes
GEN-2024-044 | 04 SOUTHEAST | G04 29SP | 500140 CARROLL6 230 500465 6LAYFLD 230 1 | Base Case | 0.05381 | Yes
GEN-2024-044 | 04 SOUTHEAST | G04 29SP | 337808 8MABELVALE% 500 337937 8MAYFLOWER% 500 1 | Base Case | 0.05158 | Yes
GEN-2024-044 | 04 SOUTHEAST | G04 29SP | 337561 8EL DORADO% 500 998422 8EL DORADO% 345 2 | Base Case | 0.08942 | Yes
GEN-2024-044 | 04 SOUTHEAST | G04 29SP | 337562 7EL DORADO 345 998422 8EL DORADO% 345 2 | Base Case | 0.08942 | Yes
GEN-2024-044 | 04 SOUTHEAST | G04 29SP | 337376 7SAREPTA% 345 337562 7EL DORADO 345 1 | Base Case | 0.08942 | Yes
GEN-2024-044 | 04 SOUTHEAST | G04 29SP | 337515 8MCNEIL% 500 337754 8ETTA% 500 1 | Base Case | 0.0547 | Yes
GEN-2024-044 | 04 SOUTHEAST | G04 29SP | 337753 8HS EHV% 500 337763 8MAGNETCOVE% 500 1 | Base Case | 0.05654 | Yes
GEN-2024-044 | 04 SOUTHEAST | G04 29SP | 337561 8EL DORADO% 500 998422 8EL DORADO% 345 2 | GEN509416 1_Dup1 | 0.08942 | Yes
GEN-2024-044 | 04 SOUTHEAST | G04 29SP | 337562 7EL DORADO 345 998422 8EL DORADO% 345 2 | GEN509416 1_Dup1 | 0.08942 | Yes
GEN-2024-044 | 04 SOUTHEAST | G04 29SP | 337376 7SAREPTA% 345 337562 7EL DORADO 345 1 | GEN509416 1_Dup1 | 0.08942 | Yes
GEN-2024-044 | 04 SOUTHEAST | G04 29SP | 337909 8ANO% 500 515305 FTSMITH8 500 1 | GEN532751 1 | 0.08512 | Yes
GEN-2024-044 | 04 SOUTHEAST | G04 29SP | 337909 8ANO% 500 515305 FTSMITH8 500 1 | GEN532751 1_Dup1 | 0.08512 | Yes
GEN-2024-068 | 04 SOUTHEAST | G04 29SP | 337753 8HS EHV% 500 337763 8MAGNETCOVE% 500 1 | P11:16:EES:1TRACTBEL C1:1::EHV: | 0.05217 | Yes
GEN-2024-068 | 04 SOUTHEAST | G04 29SP | 337753 8HS EHV% 500 337763 8MAGNETCOVE% 500 1 | P11:18:EES:1DUKE HS C1:1::EHV: | 0.05217 | Yes
GEN-2024-068 | 04 SOUTHEAST | G04 29SP | 337376 7SAREPTA% 345 788340 G24-379-TAP 345 1 | P11:18:EES:1DUKE HS C1:1::EHV: | 0.07122 | Yes
GEN-2024-068 | 04 SOUTHEAST | G04 29SP | 337376 7SAREPTA% 345 788340 G24-379-TAP 345 1 | P11:18:EES:1PANDA C1:1::EHV: | 0.07122 | Yes
GEN-2024-068 | 04 SOUTHEAST | G04 29SP | 337376 7SAREPTA% 345 788340 G24-379-TAP 345 1 | P11:18:EES:1PANDA C3:1::EHV: | 0.07122 | Yes
GEN-2024-068 | 04 SOUTHEAST | G04 29SP | 337376 7SAREPTA% 345 788340 G24-379-TAP 345 1 | P11:18:EES:1PANDA C5:1::EHV: | 0.07122 | Yes
GEN-2024-068 | 04 SOUTHEAST | G04 29SP | 337376 7SAREPTA% 345 788340 G24-379-TAP 345 1 | P11:18:EES:1PANDA C7:1::EHV: | 0.07122 | Yes
GEN-2024-068 | 04 SOUTHEAST | G04 29SP | 337643 8SHERIDAN% 500 337808 8MABELVALE% 500 1 | P11:22:EES:1ANO U2:1::EHV: | 0.07772 | Yes
GEN-2024-068 | 04 SOUTHEAST | G04 29SP | 337643 8SHERIDAN% 500 337763 8MAGNETCOVE% 500 1 | P11:22:EES:1ANO U2:1::EHV: | 0.05217 | Yes
GEN-2024-068 | 04 SOUTHEAST | G04 29SP | 337561 8EL DORADO% 500 337643 8SHERIDAN% 500 1 | P11:22:EES:1ANO U2:1::EHV: | 0.06989 | Yes
GEN-2024-068 | 04 SOUTHEAST | G04 29SP | 337561 8EL DORADO% 500 998422 8EL DORADO% 345 2 | P11:24:AEPW:TURKCOAL:::: | 0.05925 | Yes
GEN-2024-068 | 04 SOUTHEAST | G04 29SP | 337562 7EL DORADO 345 998422 8EL DORADO% 345 2 | P11:24:EES:TURKCOAL:1::EHV: | 0.05925 | Yes
GEN-2024-068 | 04 SOUTHEAST | G04 29SP | 337376 7SAREPTA% 345 337562 7EL DORADO 345 1 | P11:24:EES:TURKCOAL:1::EHV: | 0.05925 | Yes
GEN-2024-068 | 04 SOUTHEAST | G04 29SP | 337643 8SHERIDAN% 500 337763 8MAGNETCOVE% 500 1 | P11:26:EES:1WHT BLUF U1:1::HV: | 0.05217 | Yes
GEN-2024-068 | 04 SOUTHEAST | G04 29SP | 337561 8EL DORADO% 500 337643 8SHERIDAN% 500 1 | P11:26:EES:1WHT BLUF U1:1::HV: | 0.06989 | Yes
GEN-2024-068 | 04 SOUTHEAST | G04 29SP | 337643 8SHERIDAN% 500 337763 8MAGNETCOVE% 500 1 | P11:26:EES:1WHT BLUF U2:1::HV: | 0.05217 | Yes
GEN-2024-068 | 04 SOUTHEAST | G04 29SP | 337561 8EL DORADO% 500 337643 8SHERIDAN% 500 1 | P11:26:EES:1WHT BLUF U2:1::HV: | 0.06989 | Yes
GEN-2024-068 | 04 SOUTHEAST | G04 29SP | 337376 7SAREPTA% 345 788340 G24-379-TAP 345 1 | P11:26:EES:1WHT BLUF U2:1::HV: | 0.07122 | Yes
GEN-2024-068 | 04 SOUTHEAST | G04 29SP | 337753 8HS EHV% 500 337763 8MAGNETCOVE% 500 1 | P11:26:EES:1WHT BLUF U2:1::HV: | 0.05217 | Yes
GEN-2024-068 | 04 SOUTHEAST | G04 29SP | 337909 8ANO% 500 515305 FTSMITH8 500 1 | P11:345:WERE:WOLFU1-GEN:EHV: | 0.06313 | Yes
GEN-2024-068 | 04 SOUTHEAST | G04 29SP | 337643 8SHERIDAN% 500 337763 8MAGNETCOVE% 500 1 | P12:115:EES:3HS EHV-E!:3WOODLAWN%:1:HV: | 0.05468 | Yes
GEN-2024-068 | 04 SOUTHEAST | G04 29SP | 337643 8SHERIDAN% 500 337763 8MAGNETCOVE% 500 1 | P12:115:EES-EAI:ARKOMA:TIGRBX:1 | 0.05381 | Yes
GEN-2024-068 | 04 SOUTHEAST | G04 29SP | 337643 8SHERIDAN% 500 337763 8MAGNETCOVE% 500 1 | P12:115:EES-EAI:HS_EHV:BUTERF:1 | 0.05468 | Yes
GEN-2024-068 | 04 SOUTHEAST | G04 29SP | 337909 8ANO% 500 515305 FTSMITH8 500 1 | P12:138:EES:8W.MEMPHIS%:8FREEPORTTN%:4BHAM STEEL1:HV: | 0.06444 | Yes
GEN-2024-068 | 04 SOUTHEAST | G04 29SP | 337643 8SHERIDAN% 500 337808 8MABELVALE% 500 1 | P12:22:EES:8ANO%:1ANO U1:1:EHV: | 0.07772 | Yes
GEN-2024-068 | 04 SOUTHEAST | G04 29SP | 337643 8SHERIDAN% 500 337763 8MAGNETCOVE% 500 1 | P12:22:EES:8ANO%:1ANO U1:1:EHV: | 0.05217 | Yes
GEN-2024-068 | 04 SOUTHEAST | G04 29SP | 337561 8EL DORADO% 500 337643 8SHERIDAN% 500 1 | P12:22:EES:8ANO%:1ANO U1:1:EHV: | 0.06989 | Yes
GEN-2024-068 | 04 SOUTHEAST | G04 29SP | 337643 8SHERIDAN% 500 337808 8MABELVALE% 500 1 | P12:22:EES:8ANO%:1ANO U2:1:EHV: | 0.07772 | Yes
GEN-2024-068 | 04 SOUTHEAST | G04 29SP | 337643 8SHERIDAN% 500 337763 8MAGNETCOVE% 500 1 | P12:22:EES:8ANO%:1ANO U2:1:EHV: | 0.05217 | Yes
GEN-2024-068 | 04 SOUTHEAST | G04 29SP | 337561 8EL DORADO% 500 337643 8SHERIDAN% 500 1 | P12:22:EES:8ANO%:1ANO U2:1:EHV: | 0.06989 | Yes
GEN-2024-068 | 04 SOUTHEAST | G04 29SP | 337643 8SHERIDAN% 500 337808 8MABELVALE% 500 1 | P12:230:EES:6BOGALUS%:6SLIDEL!:6FAIRVW!6HAMMND!1:HV: | 0.07775 | Yes
GEN-2024-068 | 04 SOUTHEAST | G04 29SP | 337643 8SHERIDAN% 500 337808 8MABELVALE% 500 1 | P12:230:EES:8HARTBRG%:8MT_OLIVE%:6LAYFLDLAYFLD11:HV: | 0.07367 | Yes
GEN-2024-068 | 04 SOUTHEAST | G04 29SP | 337561 8EL DORADO% 500 998422 8EL DORADO% 345 2 | P12:230:EES:8HARTBRG%:8MT_OLIVE%:6LAYFLDLAYFLD11:HV: | 0.06478 | Yes
GEN-2024-068 | 04 SOUTHEAST | G04 29SP | 337562 7EL DORADO 345 998422 8EL DORADO% 345 2 | P12:230:EES:8HARTBRG%:8MT_OLIVE%:6LAYFLDLAYFLD11:HV: | 0.06478 | Yes
GEN-2024-068 | 04 SOUTHEAST | G04 29SP | 337376 7SAREPTA% 345 337562 7EL DORADO 345 1 | P12:230:EES:8HARTBRG%:8MT_OLIVE%:6LAYFLDLAYFLD11:HV: | 0.06478 | Yes
GEN-2024-068 | 04 SOUTHEAST | G04 29SP | 337643 8SHERIDAN% 500 337763 8MAGNETCOVE% 500 1 | P12:26:EES:8WHT BLUFF%:1WHT BLUF U1:1:HV: | 0.05217 | Yes
GEN-2024-068 | 04 SOUTHEAST | G04 29SP | 337561 8EL DORADO% 500 337643 8SHERIDAN% 500 1 | P12:26:EES:8WHT BLUFF%:1WHT BLUF U1:1:HV: | 0.06989 | Yes
GEN-2024-068 | 04 SOUTHEAST | G04 29SP | 337643 8SHERIDAN% 500 337763 8MAGNETCOVE% 500 1 | P12:26:EES:8WHT BLUFF%:1WHT BLUF U2:1:HV: | 0.05217 | Yes
GEN-2024-068 | 04 SOUTHEAST | G04 29SP | 337561 8EL DORADO% 500 337643 8SHERIDAN% 500 1 | P12:26:EES:8WHT BLUFF%:1WHT BLUF U2:1:HV: | 0.06989 | Yes
GEN-2024-068 | 04 SOUTHEAST | G04 29SP | 337376 7SAREPTA% 345 788340 G24-379-TAP 345 1 | P12:345:AEPW:SWSHV7:LONGWD7::: | 0.09278 | Yes
GEN-2024-068 | 04 SOUTHEAST | G04 29SP | 337561 8EL DORADO% 500 998422 8EL DORADO% 345 2 | P12:345:AEPW:TENRUSK7:TENGEN7::: | 0.06403 | Yes
GEN-2024-068 | 04 SOUTHEAST | G04 29SP | 337562 7EL DORADO 345 998422 8EL DORADO% 345 2 | P12:345:AEPW:TENRUSK7:TENGEN7::: | 0.06403 | Yes
GEN-2024-068 | 04 SOUTHEAST | G04 29SP | 337376 7SAREPTA% 345 337562 7EL DORADO 345 1 | P12:345:AEPW:TENRUSK7:TENGEN7::: | 0.06403 | Yes
GEN-2024-068 | 04 SOUTHEAST | G04 29SP | 337376 7SAREPTA% 345 788340 G24-379-TAP 345 1 | P12:345:CLEC-AEPW:DOLHILL7:SWSHV7::: | 0.08005 | Yes
GEN-2024-068 | 04 SOUTHEAST | G04 29SP | 337376 7SAREPTA% 345 788340 G24-379-TAP 345 1 | P12:345:EES:TENRUSK7!:CROCKET7%:1:EHV: | 0.07629 | Yes
GEN-2024-068 | 04 SOUTHEAST | G04 29SP | 337561 8EL DORADO% 500 998422 8EL DORADO% 345 2 | P12:345:EES:TENRUSK7!:TENGEN 7!:1:EHV: | 0.06403 | Yes
GEN-2024-068 | 04 SOUTHEAST | G04 29SP | 337562 7EL DORADO 345 998422 8EL DORADO% 345 2 | P12:345:EES:TENRUSK7!:TENGEN 7!:1:EHV: | 0.06403 | Yes
GEN-2024-068 | 04 SOUTHEAST | G04 29SP | 337376 7SAREPTA% 345 337562 7EL DORADO 345 1 | P12:345:EES:TENRUSK7!:TENGEN 7!:1:EHV: | 0.06403 | Yes
GEN-2024-068 | 04 SOUTHEAST | G04 29SP | 337909 8ANO% 500 515305 FTSMITH8 500 1 | P12:500:EES:8ANO%:8P.HILL%:1:EHV: | 0.05709 | Yes
GEN-2024-068 | 04 SOUTHEAST | G04 29SP | 337808 8MABELVALE% 500 337909 8ANO% 500 1 | P12:500:EES:8ANO%:8P.HILL%:1:EHV: | 0.05667 | Yes
GEN-2024-068 | 04 SOUTHEAST | G04 29SP | 337643 8SHERIDAN% 500 337763 8MAGNETCOVE% 500 1 | P12:500:EES:8BXTRWILSON%:8PERRYVILLE%:1:EHV: | 0.05369 | Yes
GEN-2024-068 | 04 SOUTHEAST | G04 29SP | 337643 8SHERIDAN% 500 337808 8MABELVALE% 500 1 | P12:500:EES:8BXTRWILSON%:8PERRYVILLE%:1:EHV: | 0.08039 | Yes
GEN-2024-068 | 04 SOUTHEAST | G04 29SP | 337561 8EL DORADO% 500 337643 8SHERIDAN% 500 1 | P12:500:EES:8BXTRWILSON%:8PERRYVILLE%:1:EHV: | 0.07388 | Yes
GEN-2024-068 | 04 SOUTHEAST | G04 29SP | 337561 8EL DORADO% 500 998422 8EL DORADO% 345 2 | P12:500:EES:8BXTRWILSON%:8PERRYVILLE%:1:EHV: | 0.0579 | Yes
GEN-2024-068 | 04 SOUTHEAST | G04 29SP | 337562 7EL DORADO 345 998422 8EL DORADO% 345 2 | P12:500:EES:8BXTRWILSON%:8PERRYVILLE%:1:EHV: | 0.0579 | Yes
GEN-2024-068 | 04 SOUTHEAST | G04 29SP | 337376 7SAREPTA% 345 337562 7EL DORADO 345 1 | P12:500:EES:8BXTRWILSON%:8PERRYVILLE%:1:EHV: | 0.0579 | Yes
GEN-2024-068 | 04 SOUTHEAST | G04 29SP | 337753 8HS EHV% 500 337763 8MAGNETCOVE% 500 1 | P12:500:EES:8BXTRWILSON%:8PERRYVILLE%:1:EHV: | 0.05369 | Yes
GEN-2024-068 | 04 SOUTHEAST | G04 29SP | 337643 8SHERIDAN% 500 337763 8MAGNETCOVE% 500 1 | P12:500:EES:8EL DORADO%:8SHERIDAN%:1:EHV: | 0.08946 | Yes
GEN-2024-068 | 04 SOUTHEAST | G04 29SP | 337753 8HS EHV% 500 337754 8ETTA% 500 1 | P12:500:EES:8EL DORADO%:8SHERIDAN%:1:EHV: | 0.07705 | Yes
GEN-2024-068 | 04 SOUTHEAST | G04 29SP | 337753 8HS EHV% 500 337763 8MAGNETCOVE% 500 1 | P12:500:EES:8EL DORADO%:8SHERIDAN%:1:EHV: | 0.08946 | Yes
GEN-2024-068 | 04 SOUTHEAST | G04 29SP | 337753 8HS EHV% 500 337763 8MAGNETCOVE% 500 1 | P12:500:EES:8ETTA%:8DUKE HS-1!:1:EHV: | 0.05217 | Yes
GEN-2024-068 | 04 SOUTHEAST | G04 29SP | 337561 8EL DORADO% 500 337643 8SHERIDAN% 500 1 | P12:500:EES:8HS EHV%:8ETTA%:1:EHV: | 0.096 | Yes
GEN-2024-068 | 04 SOUTHEAST | G04 29SP | 337909 8ANO% 500 337922 8P.HILL% 500 1 | P12:500:EES:8MABELVALE%:8ANO%:1:EHV: | 0.0593 | Yes
GEN-2024-068 | 04 SOUTHEAST | G04 29SP | 337922 8P.HILL% 500 337937 8MAYFLOWER% 500 1 | P12:500:EES:8MABELVALE%:8ANO%:1:EHV: | 0.06507 | Yes
GEN-2024-068 | 04 SOUTHEAST | G04 29SP | 337643 8SHERIDAN% 500 337808 8MABELVALE% 500 1 | P12:500:EES:8MT_OLIVE%:8EL DORADO%:1:EHV: | 0.07325 | Yes
GEN-2024-068 | 04 SOUTHEAST | G04 29SP | 337561 8EL DORADO% 500 998422 8EL DORADO% 345 2 | P12:500:EES:8MT_OLIVE%:8EL DORADO%:1:EHV: | 0.06555 | Yes
GEN-2024-068 | 04 SOUTHEAST | G04 29SP | 337562 7EL DORADO 345 998422 8EL DORADO% 345 2 | P12:500:EES:8MT_OLIVE%:8EL DORADO%:1:EHV: | 0.06555 | Yes
GEN-2024-068 | 04 SOUTHEAST | G04 29SP | 337376 7SAREPTA% 345 337562 7EL DORADO 345 1 | P12:500:EES:8MT_OLIVE%:8EL DORADO%:1:EHV: | 0.06555 | Yes
GEN-2024-068 | 04 SOUTHEAST | G04 29SP | 337561 8EL DORADO% 500 337643 8SHERIDAN% 500 1 | P12:500:EES:8MT_OLIVE%:8EL DORADO%:1:EHV: | 0.06345 | Yes
GEN-2024-068 | 04 SOUTHEAST | G04 29SP | 337808 8MABELVALE% 500 337909 8ANO% 500 1 | P12:500:EES:8P.HILL%:8MAYFLOWER%:1:EHV: | 0.05996 | Yes
GEN-2024-068 | 04 SOUTHEAST | G04 29SP | 337651 8WHT BLUFF% 500 337957 8KEO% 500 1 | P12:500:EES:8SHERIDAN%:8MABELVALE%:1:EHV: | 0.10127 | Yes
GEN-2024-068 | 04 SOUTHEAST | G04 29SP | 337643 8SHERIDAN% 500 337651 8WHT BLUFF% 500 1 | P12:500:EES:8SHERIDAN%:8MABELVALE%:1:EHV: | 0.10444 | Yes
GEN-2024-068 | 04 SOUTHEAST | G04 29SP | 337561 8EL DORADO% 500 337643 8SHERIDAN% 500 1 | P12:500:EES:8SHERIDAN%:8MAGNETCOVE%:1:EHV: | 0.09538 | Yes
GEN-2024-068 | 04 SOUTHEAST | G04 29SP | 337643 8SHERIDAN% 500 337808 8MABELVALE% 500 1 | P12:500:EES:8SHERIDAN%:8WHT BLUFF%:1:EHV: | 0.11296 | Yes
GEN-2024-068 | 04 SOUTHEAST | G04 29SP | 337643 8SHERIDAN% 500 337808 8MABELVALE% 500 1 | P12:500:EES:8STERLING%:8EL DORADO%:1:EHV: | 0.0803 | Yes
GEN-2024-068 | 04 SOUTHEAST | G04 29SP | 337376 7SAREPTA% 345 788340 G24-379-TAP 345 1 | P12:500:EES:8STERLING2%:8OUACHITA!:1:EHV: | 0.07122 | Yes
GEN-2024-068 | 04 SOUTHEAST | G04 29SP | 337643 8SHERIDAN% 500 337808 8MABELVALE% 500 1 | P12:500:EES:8WHT BLUFF%:8KEO%:1:EHV: | 0.11116 | Yes
GEN-2024-068 | 04 SOUTHEAST | G04 29SP | 337643 8SHERIDAN% 500 337763 8MAGNETCOVE% 500 1 | P12:500:EES:8WRIGHTSVLE%:1OSWALD C1:1OSWALD C31OSWALD C51OSWALD S11OSWALD C71OSWALD S21:EHV: | 0.05217 | Yes
GEN-2024-068 | 04 SOUTHEAST | G04 29SP | 337643 8SHERIDAN% 500 337808 8MABELVALE% 500 1 | P12:500:EES:8WRIGHTSVLE%:1OSWALD C1:1OSWALD C31OSWALD C51OSWALD S11OSWALD C71OSWALD S21:EHV: | 0.07772 | Yes
GEN-2024-068 | 04 SOUTHEAST | G04 29SP | 337909 8ANO% 500 515305 FTSMITH8 500 1 | P12:500:EES-EAI:WMPEHV:BHMSTL:BHMSTLNEWPORT:EHV: | 0.06444 | Yes
GEN-2024-068 | 04 SOUTHEAST | G04 29SP | 337376 7SAREPTA% 345 788340 G24-379-TAP 345 1 | P13:230:CLEC::DOLHILL:1:HV: | 0.08005 | Yes
GEN-2024-068 | 04 SOUTHEAST | G04 29SP | 337376 7SAREPTA% 345 788340 G24-379-TAP 345 1 | P13:345,230:CLEC::DOLHILL::1 | 0.08005 | Yes
GEN-2024-068 | 04 SOUTHEAST | G04 29SP | 337643 8SHERIDAN% 500 337763 8MAGNETCOVE% 500 1 | P21:115:EES:3HS EHV-E!:3BUTTERFIELD:1:HV: | 0.05468 | Yes
GEN-2024-068 | 04 SOUTHEAST | G04 29SP | 337643 8SHERIDAN% 500 337808 8MABELVALE% 500 1 | P21:500:EES:8MT_OLIVE%:LAYFLD8:1:EHV: | 0.07368 | Yes
GEN-2024-068 | 04 SOUTHEAST | G04 29SP | 337561 8EL DORADO% 500 998422 8EL DORADO% 345 2 | P21:500:EES:8MT_OLIVE%:LAYFLD8:1:EHV: | 0.06419 | Yes
GEN-2024-068 | 04 SOUTHEAST | G04 29SP | 337562 7EL DORADO 345 998422 8EL DORADO% 345 2 | P21:500:EES:8MT_OLIVE%:LAYFLD8:1:EHV: | 0.06419 | Yes
GEN-2024-068 | 04 SOUTHEAST | G04 29SP | 337376 7SAREPTA% 345 337562 7EL DORADO 345 1 | P21:500:EES:8MT_OLIVE%:LAYFLD8:1:EHV: | 0.06419 | Yes
GEN-2024-068 | 04 SOUTHEAST | G04 29SP | 337909 8ANO% 500 515305 FTSMITH8 500 1 | P21:500:EES:CHALKBLUFFPV:8W.MEMPHIS%:1:EHV: | 0.06493 | Yes
GEN-2024-068 | 04 SOUTHEAST | G04 29SP | 337561 8EL DORADO% 500 998422 8EL DORADO% 345 2 | P22:345:EES:TENGEN 7!:::EHV: | 0.06403 | Yes
GEN-2024-068 | 04 SOUTHEAST | G04 29SP | 337562 7EL DORADO 345 998422 8EL DORADO% 345 2 | P22:345:EES:TENGEN 7!:::EHV: | 0.06403 | Yes
GEN-2024-068 | 04 SOUTHEAST | G04 29SP | 337376 7SAREPTA% 345 337562 7EL DORADO 345 1 | P22:345:EES:TENGEN 7!:::EHV: | 0.06403 | Yes
GEN-2024-068 | 04 SOUTHEAST | G04 29SP | 337376 7SAREPTA% 345 788340 G24-379-TAP 345 1 | P22:500:EES:8OUACHITA!:::EHV: | 0.07122 | Yes
GEN-2024-068 | 04 SOUTHEAST | G04 29SP | 337643 8SHERIDAN% 500 337808 8MABELVALE% 500 1 | P22:500:EES:MOUNTOLIVE:WESTBUS::EHV: | 0.07368 | Yes
GEN-2024-068 | 04 SOUTHEAST | G04 29SP | 337561 8EL DORADO% 500 998422 8EL DORADO% 345 2 | P22:500:EES:MOUNTOLIVE:WESTBUS::EHV: | 0.06419 | Yes
GEN-2024-068 | 04 SOUTHEAST | G04 29SP | 337562 7EL DORADO 345 998422 8EL DORADO% 345 2 | P22:500:EES:MOUNTOLIVE:WESTBUS::EHV: | 0.06419 | Yes
GEN-2024-068 | 04 SOUTHEAST | G04 29SP | 337376 7SAREPTA% 345 337562 7EL DORADO 345 1 | P22:500:EES:MOUNTOLIVE:WESTBUS::EHV: | 0.06419 | Yes
GEN-2024-068 | 04 SOUTHEAST | G04 29SP | 337753 8HS EHV% 500 337763 8MAGNETCOVE% 500 1 | P22:500:EES-EAI:8DUKE HS-1!:::EHV: | 0.05217 | Yes
GEN-2024-068 | 04 SOUTHEAST | G04 29SP | 337376 7SAREPTA% 345 788340 G24-379-TAP 345 1 | P23:345:AEPW:SW SHREVEPORT CB 10500 NBTB:::: | 0.10551 | Yes
GEN-2024-068 | 04 SOUTHEAST | G04 29SP | 337561 8EL DORADO% 500 998422 8EL DORADO% 345 2 | P23:345:AEPW:WELSH CB 11680 NBTB:::: | 0.08907 | Yes
GEN-2024-068 | 04 SOUTHEAST | G04 29SP | 337562 7EL DORADO 345 998422 8EL DORADO% 345 2 | P23:345:AEPW:WELSH CB 11680 NBTB:::: | 0.08907 | Yes
GEN-2024-068 | 04 SOUTHEAST | G04 29SP | 337376 7SAREPTA% 345 337562 7EL DORADO 345 1 | P23:345:AEPW:WELSH CB 11680 NBTB:::: | 0.08907 | Yes
GEN-2024-068 | 04 SOUTHEAST | G04 29SP | 337376 7SAREPTA% 345 788340 G24-379-TAP 345 1 | P23:345:EES::7ROCKYCRK%:1:EHV: | 0.07836 | Yes
GEN-2024-068 | 04 SOUTHEAST | G04 29SP | 337643 8SHERIDAN% 500 337763 8MAGNETCOVE% 500 1 | P23:500:EES:EL DORADO EHV:B9242::EHV: | 0.08946 | Yes
GEN-2024-068 | 04 SOUTHEAST | G04 29SP | 337753 8HS EHV% 500 337754 8ETTA% 500 1 | P23:500:EES:EL DORADO EHV:B9242::EHV: | 0.07705 | Yes
GEN-2024-068 | 04 SOUTHEAST | G04 29SP | 337753 8HS EHV% 500 337763 8MAGNETCOVE% 500 1 | P23:500:EES:EL DORADO EHV:B9242::EHV: | 0.08946 | Yes
GEN-2024-068 | 04 SOUTHEAST | G04 29SP | 337561 8EL DORADO% 500 337643 8SHERIDAN% 500 1 | P23:500:EES:MAGNETCOVE:B7435::EHV: | 0.09538 | Yes
GEN-2024-068 | 04 SOUTHEAST | G04 29SP | 337561 8EL DORADO% 500 337643 8SHERIDAN% 500 1 | P23:500:EES:MAGNETCOVE:B7446::EHV: | 0.09538 | Yes
GEN-2024-068 | 04 SOUTHEAST | G04 29SP | 337643 8SHERIDAN% 500 337808 8MABELVALE% 500 1 | P23:500:EES:MOUNTSOLIVE:R3976::EHV: | 0.07275 | Yes
GEN-2024-068 | 04 SOUTHEAST | G04 29SP | 337561 8EL DORADO% 500 998422 8EL DORADO% 345 2 | P23:500:EES:MOUNTSOLIVE:R3976::EHV: | 0.06586 | Yes
GEN-2024-068 | 04 SOUTHEAST | G04 29SP | 337562 7EL DORADO 345 998422 8EL DORADO% 345 2 | P23:500:EES:MOUNTSOLIVE:R3976::EHV: | 0.06586 | Yes
GEN-2024-068 | 04 SOUTHEAST | G04 29SP | 337376 7SAREPTA% 345 337562 7EL DORADO 345 1 | P23:500:EES:MOUNTSOLIVE:R3976::EHV: | 0.06586 | Yes
GEN-2024-068 | 04 SOUTHEAST | G04 29SP | 337561 8EL DORADO% 500 337643 8SHERIDAN% 500 1 | P23:500:EES:MOUNTSOLIVE:R3976::EHV: | 0.06284 | Yes
GEN-2024-068 | 04 SOUTHEAST | G04 29SP | 337643 8SHERIDAN% 500 337763 8MAGNETCOVE% 500 1 | P23:500:EES:PERRYVILLE:R9872::EHV: | 0.05369 | Yes
GEN-2024-068 | 04 SOUTHEAST | G04 29SP | 337643 8SHERIDAN% 500 337808 8MABELVALE% 500 1 | P23:500:EES:PERRYVILLE:R9872::EHV: | 0.08039 | Yes
GEN-2024-068 | 04 SOUTHEAST | G04 29SP | 337561 8EL DORADO% 500 337643 8SHERIDAN% 500 1 | P23:500:EES:PERRYVILLE:R9872::EHV: | 0.07388 | Yes
GEN-2024-068 | 04 SOUTHEAST | G04 29SP | 337561 8EL DORADO% 500 998422 8EL DORADO% 345 2 | P23:500:EES:PERRYVILLE:R9872::EHV: | 0.0579 | Yes
GEN-2024-068 | 04 SOUTHEAST | G04 29SP | 337562 7EL DORADO 345 998422 8EL DORADO% 345 2 | P23:500:EES:PERRYVILLE:R9872::EHV: | 0.0579 | Yes
GEN-2024-068 | 04 SOUTHEAST | G04 29SP | 337376 7SAREPTA% 345 337562 7EL DORADO 345 1 | P23:500:EES:PERRYVILLE:R9872::EHV: | 0.0579 | Yes
GEN-2024-068 | 04 SOUTHEAST | G04 29SP | 337753 8HS EHV% 500 337763 8MAGNETCOVE% 500 1 | P23:500:EES:PERRYVILLE:R9872::EHV: | 0.05369 | Yes
GEN-2024-068 | 04 SOUTHEAST | G04 29SP | 337376 7SAREPTA% 345 788340 G24-379-TAP 345 1 | P23:500:EES:STERLINGTON:R2092::EHV: | 0.07121 | Yes
GEN-2024-068 | 04 SOUTHEAST | G04 29SP | 337643 8SHERIDAN% 500 337808 8MABELVALE% 500 1 | P23:500:EES:STERLINGTON:R2196::EHV: | 0.0803 | Yes
GEN-2024-068 | 04 SOUTHEAST | G04 29SP | 337561 8EL DORADO% 500 337643 8SHERIDAN% 500 1 | P23:500:EES:STERLINGTON:R2196::EHV: | 0.07397 | Yes
GEN-2024-068 | 04 SOUTHEAST | G04 29SP | 337643 8SHERIDAN% 500 337808 8MABELVALE% 500 1 | P23:500:EES:STERLINGTON:R3594::EHV: | 0.0803 | Yes
GEN-2024-068 | 04 SOUTHEAST | G04 29SP | 337561 8EL DORADO% 500 337643 8SHERIDAN% 500 1 | P23:500:EES:STERLINGTON:R3594::EHV: | 0.07397 | Yes
GEN-2024-068 | 04 SOUTHEAST | G04 29SP | 337909 8ANO% 500 515305 FTSMITH8 500 1 | P23:500:EES-EAI:8P.HILL%:B4335::EHV: | 0.05718 | Yes
GEN-2024-068 | 04 SOUTHEAST | G04 29SP | 337808 8MABELVALE% 500 337909 8ANO% 500 1 | P23:500:EES-EAI:8P.HILL%:B4335::EHV: | 0.06075 | Yes
GEN-2024-068 | 04 SOUTHEAST | G04 29SP | 337643 8SHERIDAN% 500 337808 8MABELVALE% 500 1 | P23:500:EES-EAI:KEO:B4911::EHV: | 0.10606 | Yes
GEN-2024-068 | 04 SOUTHEAST | G04 29SP | 337909 8ANO% 500 515305 FTSMITH8 500 1 | P23:500:EES-EAI:KEO:B4921::EHV: | 0.06824 | Yes
GEN-2024-068 | 04 SOUTHEAST | G04 29SP | 337643 8SHERIDAN% 500 337808 8MABELVALE% 500 1 | P23:500:EES-EAI:KEO:B4921::EHV: | 0.09548 | Yes
GEN-2024-068 | 04 SOUTHEAST | G04 29SP | 337808 8MABELVALE% 500 337937 8MAYFLOWER% 500 1 | P23:500:EES-EAI:KEO:B4921::EHV: | 0.05075 | Yes
GEN-2024-068 | 04 SOUTHEAST | G04 29SP | 337561 8EL DORADO% 500 998422 8EL DORADO% 345 2 | P23:500:EES-EAI:KEO:B4921::EHV: | 0.05718 | Yes
GEN-2024-068 | 04 SOUTHEAST | G04 29SP | 337562 7EL DORADO 345 998422 8EL DORADO% 345 2 | P23:500:EES-EAI:KEO:B4921::EHV: | 0.05718 | Yes
GEN-2024-068 | 04 SOUTHEAST | G04 29SP | 337376 7SAREPTA% 345 337562 7EL DORADO 345 1 | P23:500:EES-EAI:KEO:B4921::EHV: | 0.05718 | Yes
GEN-2024-068 | 04 SOUTHEAST | G04 29SP | 337909 8ANO% 500 515305 FTSMITH8 500 1 | P23:500:EES-EAI:KEO:B4931::EHV: | 0.06484 | Yes
GEN-2024-068 | 04 SOUTHEAST | G04 29SP | 337909 8ANO% 500 515305 FTSMITH8 500 1 | P23:500:EES-EAI:KEO:B4941::EHV: | 0.06904 | Yes
GEN-2024-068 | 04 SOUTHEAST | G04 29SP | 337808 8MABELVALE% 500 337937 8MAYFLOWER% 500 1 | P23:500:EES-EAI:KEO:B4941::EHV: | 0.05166 | Yes
GEN-2024-068 | 04 SOUTHEAST | G04 29SP | 337561 8EL DORADO% 500 998422 8EL DORADO% 345 2 | P23:500:EES-EAI:KEO:B4941::EHV: | 0.05738 | Yes
GEN-2024-068 | 04 SOUTHEAST | G04 29SP | 337562 7EL DORADO 345 998422 8EL DORADO% 345 2 | P23:500:EES-EAI:KEO:B4941::EHV: | 0.05738 | Yes
GEN-2024-068 | 04 SOUTHEAST | G04 29SP | 337376 7SAREPTA% 345 337562 7EL DORADO 345 1 | P23:500:EES-EAI:KEO:B4941::EHV: | 0.05738 | Yes
GEN-2024-068 | 04 SOUTHEAST | G04 29SP | 337651 8WHT BLUFF% 500 337957 8KEO% 500 1 | P23:500:EES-EAI:MABELV:B5918::EHV: | 0.07978 | Yes
GEN-2024-068 | 04 SOUTHEAST | G04 29SP | 337643 8SHERIDAN% 500 337651 8WHT BLUFF% 500 1 | P23:500:EES-EAI:MABELV:B5918::EHV: | 0.09124 | Yes
GEN-2024-068 | 04 SOUTHEAST | G04 29SP | 337651 8WHT BLUFF% 500 337957 8KEO% 500 1 | P23:500:EES-EAI:MABELV:B5922::EHV: | 0.09858 | Yes
GEN-2024-068 | 04 SOUTHEAST | G04 29SP | 337909 8ANO% 500 337922 8P.HILL% 500 1 | P23:500:EES-EAI:MABELV:B5922::EHV: | 0.054 | Yes
GEN-2024-068 | 04 SOUTHEAST | G04 29SP | 337643 8SHERIDAN% 500 337651 8WHT BLUFF% 500 1 | P23:500:EES-EAI:MABELV:B5922::EHV: | 0.10204 | Yes
GEN-2024-068 | 04 SOUTHEAST | G04 29SP | 337922 8P.HILL% 500 337937 8MAYFLOWER% 500 1 | P23:500:EES-EAI:MABELV:B5922::EHV: | 0.05817 | Yes
GEN-2024-068 | 04 SOUTHEAST | G04 29SP | 337808 8MABELVALE% 500 337937 8MAYFLOWER% 500 1 | P23:500:EES-EAI:MABELV:B5922::EHV: | 0.05455 | Yes
GEN-2024-068 | 04 SOUTHEAST | G04 29SP | 337753 8HS EHV% 500 337763 8MAGNETCOVE% 500 1 | P23:500:EES-EAI:ND:8MAGNETCOVE%:FK10710:EHV: | 0.05217 | Yes
GEN-2024-068 | 04 SOUTHEAST | G04 29SP | 337561 8EL DORADO% 500 337643 8SHERIDAN% 500 1 | P23:500:EES-EAI:PD_2:MAGNET:XF:EHV: | 0.09538 | Yes
GEN-2024-068 | 04 SOUTHEAST | G04 29SP | 337643 8SHERIDAN% 500 337763 8MAGNETCOVE% 500 1 | P23:500:EES-EAI:SH_EHV:B5014::EHV: | 0.08476 | Yes
GEN-2024-068 | 04 SOUTHEAST | G04 29SP | 337643 8SHERIDAN% 500 337808 8MABELVALE% 500 1 | P23:500:EES-EAI:SH_EHV:B5014::EHV: | 0.08476 | Yes
GEN-2024-068 | 04 SOUTHEAST | G04 29SP | 337753 8HS EHV% 500 337754 8ETTA% 500 1 | P23:500:EES-EAI:SH_EHV:B5014::EHV: | 0.07448 | Yes
GEN-2024-068 | 04 SOUTHEAST | G04 29SP | 337753 8HS EHV% 500 337763 8MAGNETCOVE% 500 1 | P23:500:EES-EAI:SH_EHV:B5014::EHV: | 0.08476 | Yes
GEN-2024-068 | 04 SOUTHEAST | G04 29SP | 337561 8EL DORADO% 500 337643 8SHERIDAN% 500 1 | P23:500:EES-EAI:SH_EHV:B5018::EHV: | 0.09046 | Yes
GEN-2024-068 | 04 SOUTHEAST | G04 29SP | 337651 8WHT BLUFF% 500 337957 8KEO% 500 1 | P23:500:EES-EAI:SH_EHV:B5022::EHV: | 0.08133 | Yes
GEN-2024-068 | 04 SOUTHEAST | G04 29SP | 337753 8HS EHV% 500 337754 8ETTA% 500 1 | P23:500:EES-EAI:SH_EHV:B5022::EHV: | 0.07149 | Yes
GEN-2024-068 | 04 SOUTHEAST | G04 29SP | 337643 8SHERIDAN% 500 337651 8WHT BLUFF% 500 1 | P23:500:EES-EAI:SH_EHV:B5022::EHV: | 0.07825 | Yes
GEN-2024-068 | 04 SOUTHEAST | G04 29SP | 337651 8WHT BLUFF% 500 337957 8KEO% 500 1 | P23:500:EES-EAI:SH_EHV:B5026::EHV: | 0.08785 | Yes
GEN-2024-068 | 04 SOUTHEAST | G04 29SP | 337561 8EL DORADO% 500 337643 8SHERIDAN% 500 1 | P23:500:EES-EAI:SH_EHV:B5026::EHV: | 0.08475 | Yes
GEN-2024-068 | 04 SOUTHEAST | G04 29SP | 337643 8SHERIDAN% 500 337651 8WHT BLUFF% 500 1 | P23:500:EES-EAI:SH_EHV:B5026::EHV: | 0.08475 | Yes
GEN-2024-068 | 04 SOUTHEAST | G04 29SP | 337561 8EL DORADO% 500 998422 8EL DORADO% 345 2 | P41:345:AEPW:WELSH CB 11680 NBTB+FAULT:::: | 0.08907 | Yes
GEN-2024-068 | 04 SOUTHEAST | G04 29SP | 337562 7EL DORADO 345 998422 8EL DORADO% 345 2 | P41:345:AEPW:WELSH CB 11680 NBTB+FAULT:::: | 0.08907 | Yes
GEN-2024-068 | 04 SOUTHEAST | G04 29SP | 337376 7SAREPTA% 345 337562 7EL DORADO 345 1 | P41:345:AEPW:WELSH CB 11680 NBTB+FAULT:::: | 0.08907 | Yes
GEN-2024-068 | 04 SOUTHEAST | G04 29SP | 337376 7SAREPTA% 345 788340 G24-379-TAP 345 1 | P42:345:AEPW:SW SHREVEPORT CB 10500 NBTB+FAULT:::: | 0.10551 | Yes
GEN-2024-068 | 04 SOUTHEAST | G04 29SP | 337909 8ANO% 500 515305 FTSMITH8 500 1 | P52:345:AEPW:NR4PITTSB-7:::: | 0.08343 | Yes
GEN-2024-068 | 04 SOUTHEAST | G04 29SP | 337909 8ANO% 500 515305 FTSMITH8 500 1 | P55:345:AEPW:NR4PITTSB-7:::: | 0.08343 | Yes
GEN-2024-068 | 04 SOUTHEAST | G04 29SP | 337376 7SAREPTA% 345 788340 G24-379-TAP 345 1 | 334197 7ROCKYCRK% 345 783930 G24-232-TAP 345 1 | 0.07836 | Yes
GEN-2024-068 | 04 SOUTHEAST | G04 29SP | 337643 8SHERIDAN% 500 337763 8MAGNETCOVE% 500 1 | 337741 3BUTTERFIELD 115 337800 3HASKELL 115 1 | 0.05468 | Yes
GEN-2024-068 | 04 SOUTHEAST | G04 29SP | 337376 7SAREPTA% 345 788340 G24-379-TAP 345 1 | 507768 SWSHRV9 765 515049 SEMINOLE9 765 1 | 0.12784 | Yes
GEN-2024-068 | 04 SOUTHEAST | G04 29SP | 337376 7SAREPTA% 345 788340 G24-379-TAP 345 1 | 509241 CROCKET7 345 783930 G24-232-TAP 345 1 | 0.07836 | Yes
GEN-2024-068 | 04 SOUTHEAST | G04 29SP | 337909 8ANO% 500 515305 FTSMITH8 500 1 | 509782 R.S.S.-7 345 588040 G16133G16146 345 1 | 0.06313 | Yes
GEN-2024-068 | 04 SOUTHEAST | G04 29SP | 337909 8ANO% 500 515305 FTSMITH8 500 1 | 515497 MATHWSN7 345 900001 TRAVERSE1 345 1 | 0.06313 | Yes
GEN-2024-068 | 04 SOUTHEAST | G04 29SP | 337909 8ANO% 500 515305 FTSMITH8 500 1 | 588041 G16133_765TN 765 588042 G16133_765R1 765 1 | 0.06313 | Yes
GEN-2024-068 | 04 SOUTHEAST | G04 29SP | 337909 8ANO% 500 515305 FTSMITH8 500 1 | 588042 G16133_765R1 765 588043 G16133_765R2 765 1 | 0.06313 | Yes
GEN-2024-068 | 04 SOUTHEAST | G04 29SP | 337909 8ANO% 500 515305 FTSMITH8 500 1 | 588043 G16133_765R2 765 588044 G16133_765R3 765 1 | 0.06313 | Yes
GEN-2024-068 | 04 SOUTHEAST | G04 29SP | 337909 8ANO% 500 515305 FTSMITH8 500 1 | 588044 G16133_765R3 765 588045 G16133_765CS 765 1 | 0.06313 | Yes
GEN-2024-068 | 04 SOUTHEAST | G04 29SP | 337909 8ANO% 500 515305 FTSMITH8 500 1 | Base Case | 0.06313 | Yes
GEN-2024-068 | 04 SOUTHEAST | G04 29SP | 337643 8SHERIDAN% 500 337763 8MAGNETCOVE% 500 1 | Base Case | 0.05217 | Yes
GEN-2024-068 | 04 SOUTHEAST | G04 29SP | 337643 8SHERIDAN% 500 337808 8MABELVALE% 500 1 | Base Case | 0.07772 | Yes
GEN-2024-068 | 04 SOUTHEAST | G04 29SP | 337561 8EL DORADO% 500 337643 8SHERIDAN% 500 1 | Base Case | 0.06989 | Yes
GEN-2024-068 | 04 SOUTHEAST | G04 29SP | 337376 7SAREPTA% 345 788340 G24-379-TAP 345 1 | Base Case | 0.07122 | Yes
GEN-2024-068 | 04 SOUTHEAST | G04 29SP | 337561 8EL DORADO% 500 998422 8EL DORADO% 345 2 | Base Case | 0.05925 | Yes
GEN-2024-068 | 04 SOUTHEAST | G04 29SP | 337562 7EL DORADO 345 998422 8EL DORADO% 345 2 | Base Case | 0.05925 | Yes
GEN-2024-068 | 04 SOUTHEAST | G04 29SP | 337376 7SAREPTA% 345 337562 7EL DORADO 345 1 | Base Case | 0.05925 | Yes
GEN-2024-068 | 04 SOUTHEAST | G04 29SP | 337753 8HS EHV% 500 337763 8MAGNETCOVE% 500 1 | Base Case | 0.05217 | Yes
GEN-2024-068 | 04 SOUTHEAST | G04 29SP | 337561 8EL DORADO% 500 998422 8EL DORADO% 345 2 | GEN509416 1_Dup1 | 0.05925 | Yes
GEN-2024-068 | 04 SOUTHEAST | G04 29SP | 337562 7EL DORADO 345 998422 8EL DORADO% 345 2 | GEN509416 1_Dup1 | 0.05925 | Yes
GEN-2024-068 | 04 SOUTHEAST | G04 29SP | 337376 7SAREPTA% 345 337562 7EL DORADO 345 1 | GEN509416 1_Dup1 | 0.05925 | Yes
GEN-2024-068 | 04 SOUTHEAST | G04 29SP | 337909 8ANO% 500 515305 FTSMITH8 500 1 | GEN532751 1 | 0.06313 | Yes
GEN-2024-068 | 04 SOUTHEAST | G04 29SP | 337909 8ANO% 500 515305 FTSMITH8 500 1 | GEN532751 1_Dup1 | 0.06313 | Yes
GEN-2024-071 | 04 SOUTHEAST | G04 29SP | 337753 8HS EHV% 500 337763 8MAGNETCOVE% 500 1 | P11:16:EES:1TRACTBEL C1:1::EHV: | 0.06134 | Yes
GEN-2024-071 | 04 SOUTHEAST | G04 29SP | 337753 8HS EHV% 500 337763 8MAGNETCOVE% 500 1 | P11:18:EES:1DUKE HS C1:1::EHV: | 0.06134 | Yes
GEN-2024-071 | 04 SOUTHEAST | G04 29SP | 337376 7SAREPTA% 345 788340 G24-379-TAP 345 1 | P11:18:EES:1DUKE HS C1:1::EHV: | 0.08407 | Yes
GEN-2024-071 | 04 SOUTHEAST | G04 29SP | 337376 7SAREPTA% 345 788340 G24-379-TAP 345 1 | P11:18:EES:1PANDA C1:1::EHV: | 0.08407 | Yes
GEN-2024-071 | 04 SOUTHEAST | G04 29SP | 337376 7SAREPTA% 345 788340 G24-379-TAP 345 1 | P11:18:EES:1PANDA C3:1::EHV: | 0.08407 | Yes
GEN-2024-071 | 04 SOUTHEAST | G04 29SP | 337376 7SAREPTA% 345 788340 G24-379-TAP 345 1 | P11:18:EES:1PANDA C5:1::EHV: | 0.08407 | Yes
GEN-2024-071 | 04 SOUTHEAST | G04 29SP | 337376 7SAREPTA% 345 788340 G24-379-TAP 345 1 | P11:18:EES:1PANDA C7:1::EHV: | 0.08407 | Yes
GEN-2024-071 | 04 SOUTHEAST | G04 29SP | 337643 8SHERIDAN% 500 337808 8MABELVALE% 500 1 | P11:22:EES:1ANO U2:1::EHV: | 0.09149 | Yes
GEN-2024-071 | 04 SOUTHEAST | G04 29SP | 337643 8SHERIDAN% 500 337763 8MAGNETCOVE% 500 1 | P11:22:EES:1ANO U2:1::EHV: | 0.06134 | Yes
GEN-2024-071 | 04 SOUTHEAST | G04 29SP | 337561 8EL DORADO% 500 337643 8SHERIDAN% 500 1 | P11:22:EES:1ANO U2:1::EHV: | 0.08144 | Yes
GEN-2024-071 | 04 SOUTHEAST | G04 29SP | 337561 8EL DORADO% 500 998422 8EL DORADO% 345 2 | P11:24:AEPW:TURKCOAL:::: | 0.06965 | Yes
GEN-2024-071 | 04 SOUTHEAST | G04 29SP | 337562 7EL DORADO 345 998422 8EL DORADO% 345 2 | P11:24:EES:TURKCOAL:1::EHV: | 0.06965 | Yes
GEN-2024-071 | 04 SOUTHEAST | G04 29SP | 337376 7SAREPTA% 345 337562 7EL DORADO 345 1 | P11:24:EES:TURKCOAL:1::EHV: | 0.06965 | Yes
GEN-2024-071 | 04 SOUTHEAST | G04 29SP | 337651 8WHT BLUFF% 500 337957 8KEO% 500 1 | P11:26:EES:1ISES U1:1::HV: | 0.05337 | Yes
GEN-2024-071 | 04 SOUTHEAST | G04 29SP | 337643 8SHERIDAN% 500 337763 8MAGNETCOVE% 500 1 | P11:26:EES:1WHT BLUF U1:1::HV: | 0.06134 | Yes
GEN-2024-071 | 04 SOUTHEAST | G04 29SP | 337643 8SHERIDAN% 500 337651 8WHT BLUFF% 500 1 | P11:26:EES:1WHT BLUF U1:1::HV: | 0.0513 | Yes
GEN-2024-071 | 04 SOUTHEAST | G04 29SP | 337561 8EL DORADO% 500 337643 8SHERIDAN% 500 1 | P11:26:EES:1WHT BLUF U1:1::HV: | 0.08144 | Yes
GEN-2024-071 | 04 SOUTHEAST | G04 29SP | 337643 8SHERIDAN% 500 337763 8MAGNETCOVE% 500 1 | P11:26:EES:1WHT BLUF U2:1::HV: | 0.06134 | Yes
GEN-2024-071 | 04 SOUTHEAST | G04 29SP | 337643 8SHERIDAN% 500 337651 8WHT BLUFF% 500 1 | P11:26:EES:1WHT BLUF U2:1::HV: | 0.0513 | Yes
GEN-2024-071 | 04 SOUTHEAST | G04 29SP | 337561 8EL DORADO% 500 337643 8SHERIDAN% 500 1 | P11:26:EES:1WHT BLUF U2:1::HV: | 0.08144 | Yes
GEN-2024-071 | 04 SOUTHEAST | G04 29SP | 337376 7SAREPTA% 345 788340 G24-379-TAP 345 1 | P11:26:EES:1WHT BLUF U2:1::HV: | 0.08407 | Yes
GEN-2024-071 | 04 SOUTHEAST | G04 29SP | 337753 8HS EHV% 500 337763 8MAGNETCOVE% 500 1 | P11:26:EES:1WHT BLUF U2:1::HV: | 0.06134 | Yes
GEN-2024-071 | 04 SOUTHEAST | G04 29SP | 337651 8WHT BLUFF% 500 337957 8KEO% 500 1 | P11:26:EES:5ISES%:1ISES U1:1:HV: | 0.05337 | Yes
GEN-2024-071 | 04 SOUTHEAST | G04 29SP | 337909 8ANO% 500 515305 FTSMITH8 500 1 | P11:345:WERE:WOLFU1-GEN:EHV: | 0.07712 | Yes
GEN-2024-071 | 04 SOUTHEAST | G04 29SP | 337643 8SHERIDAN% 500 337763 8MAGNETCOVE% 500 1 | P12:115:EES:3HS EHV-E!:3WOODLAWN%:1:HV: | 0.06431 | Yes
GEN-2024-071 | 04 SOUTHEAST | G04 29SP | 337643 8SHERIDAN% 500 337763 8MAGNETCOVE% 500 1 | P12:115:EES-EAI:ARKOMA:TIGRBX:1 | 0.06327 | Yes
GEN-2024-071 | 04 SOUTHEAST | G04 29SP | 337643 8SHERIDAN% 500 337763 8MAGNETCOVE% 500 1 | P12:115:EES-EAI:HS_EHV:BUTERF:1 | 0.06431 | Yes
GEN-2024-071 | 04 SOUTHEAST | G04 29SP | 337909 8ANO% 500 515305 FTSMITH8 500 1 | P12:138:EES:8W.MEMPHIS%:8FREEPORTTN%:4BHAM STEEL1:HV: | 0.07861 | Yes
GEN-2024-071 | 04 SOUTHEAST | G04 29SP | 337643 8SHERIDAN% 500 337808 8MABELVALE% 500 1 | P12:22:EES:8ANO%:1ANO U1:1:EHV: | 0.09149 | Yes
GEN-2024-071 | 04 SOUTHEAST | G04 29SP | 337643 8SHERIDAN% 500 337763 8MAGNETCOVE% 500 1 | P12:22:EES:8ANO%:1ANO U1:1:EHV: | 0.06134 | Yes
GEN-2024-071 | 04 SOUTHEAST | G04 29SP | 337561 8EL DORADO% 500 337643 8SHERIDAN% 500 1 | P12:22:EES:8ANO%:1ANO U1:1:EHV: | 0.08144 | Yes
GEN-2024-071 | 04 SOUTHEAST | G04 29SP | 337643 8SHERIDAN% 500 337808 8MABELVALE% 500 1 | P12:22:EES:8ANO%:1ANO U2:1:EHV: | 0.09149 | Yes
GEN-2024-071 | 04 SOUTHEAST | G04 29SP | 337643 8SHERIDAN% 500 337763 8MAGNETCOVE% 500 1 | P12:22:EES:8ANO%:1ANO U2:1:EHV: | 0.06134 | Yes
GEN-2024-071 | 04 SOUTHEAST | G04 29SP | 337561 8EL DORADO% 500 337643 8SHERIDAN% 500 1 | P12:22:EES:8ANO%:1ANO U2:1:EHV: | 0.08144 | Yes
GEN-2024-071 | 04 SOUTHEAST | G04 29SP | 337643 8SHERIDAN% 500 337808 8MABELVALE% 500 1 | P12:230:EES:6BOGALUS%:6SLIDEL!:6FAIRVW!6HAMMND!1:HV: | 0.09152 | Yes
GEN-2024-071 | 04 SOUTHEAST | G04 29SP | 337651 8WHT BLUFF% 500 337957 8KEO% 500 1 | P12:230:EES:6WOODWARD%:6WHT BLUFF!:1:HV: | 0.05307 | Yes
GEN-2024-071 | 04 SOUTHEAST | G04 29SP | 337643 8SHERIDAN% 500 337808 8MABELVALE% 500 1 | P12:230:EES:8HARTBRG%:8MT_OLIVE%:6LAYFLDLAYFLD11:HV: | 0.08681 | Yes
GEN-2024-071 | 04 SOUTHEAST | G04 29SP | 337561 8EL DORADO% 500 998422 8EL DORADO% 345 2 | P12:230:EES:8HARTBRG%:8MT_OLIVE%:6LAYFLDLAYFLD11:HV: | 0.07607 | Yes
GEN-2024-071 | 04 SOUTHEAST | G04 29SP | 337562 7EL DORADO 345 998422 8EL DORADO% 345 2 | P12:230:EES:8HARTBRG%:8MT_OLIVE%:6LAYFLDLAYFLD11:HV: | 0.07607 | Yes
GEN-2024-071 | 04 SOUTHEAST | G04 29SP | 337376 7SAREPTA% 345 337562 7EL DORADO 345 1 | P12:230:EES:8HARTBRG%:8MT_OLIVE%:6LAYFLDLAYFLD11:HV: | 0.07607 | Yes
GEN-2024-071 | 04 SOUTHEAST | G04 29SP | 337651 8WHT BLUFF% 500 337957 8KEO% 500 1 | P12:230:EES:8WHT BLUFF%:6WHT BLUFF!:1:HV: | 0.05307 | Yes
GEN-2024-071 | 04 SOUTHEAST | G04 29SP | 337643 8SHERIDAN% 500 337763 8MAGNETCOVE% 500 1 | P12:26:EES:8WHT BLUFF%:1WHT BLUF U1:1:HV: | 0.06134 | Yes
GEN-2024-071 | 04 SOUTHEAST | G04 29SP | 337643 8SHERIDAN% 500 337651 8WHT BLUFF% 500 1 | P12:26:EES:8WHT BLUFF%:1WHT BLUF U1:1:HV: | 0.0513 | Yes
GEN-2024-071 | 04 SOUTHEAST | G04 29SP | 337561 8EL DORADO% 500 337643 8SHERIDAN% 500 1 | P12:26:EES:8WHT BLUFF%:1WHT BLUF U1:1:HV: | 0.08144 | Yes
GEN-2024-071 | 04 SOUTHEAST | G04 29SP | 337643 8SHERIDAN% 500 337763 8MAGNETCOVE% 500 1 | P12:26:EES:8WHT BLUFF%:1WHT BLUF U2:1:HV: | 0.06134 | Yes
GEN-2024-071 | 04 SOUTHEAST | G04 29SP | 337643 8SHERIDAN% 500 337651 8WHT BLUFF% 500 1 | P12:26:EES:8WHT BLUFF%:1WHT BLUF U2:1:HV: | 0.0513 | Yes
GEN-2024-071 | 04 SOUTHEAST | G04 29SP | 337561 8EL DORADO% 500 337643 8SHERIDAN% 500 1 | P12:26:EES:8WHT BLUFF%:1WHT BLUF U2:1:HV: | 0.08144 | Yes
GEN-2024-071 | 04 SOUTHEAST | G04 29SP | 337376 7SAREPTA% 345 788340 G24-379-TAP 345 1 | P12:345:AEPW:SWSHV7:LONGWD7::: | 0.11239 | Yes
GEN-2024-071 | 04 SOUTHEAST | G04 29SP | 337561 8EL DORADO% 500 998422 8EL DORADO% 345 2 | P12:345:AEPW:TENRUSK7:TENGEN7::: | 0.07443 | Yes
GEN-2024-071 | 04 SOUTHEAST | G04 29SP | 337562 7EL DORADO 345 998422 8EL DORADO% 345 2 | P12:345:AEPW:TENRUSK7:TENGEN7::: | 0.07443 | Yes
GEN-2024-071 | 04 SOUTHEAST | G04 29SP | 337376 7SAREPTA% 345 337562 7EL DORADO 345 1 | P12:345:AEPW:TENRUSK7:TENGEN7::: | 0.07443 | Yes
GEN-2024-071 | 04 SOUTHEAST | G04 29SP | 337376 7SAREPTA% 345 788340 G24-379-TAP 345 1 | P12:345:CLEC-AEPW:DOLHILL7:SWSHV7::: | 0.09377 | Yes
GEN-2024-071 | 04 SOUTHEAST | G04 29SP | 337376 7SAREPTA% 345 788340 G24-379-TAP 345 1 | P12:345:EES:TENRUSK7!:CROCKET7%:1:EHV: | 0.08932 | Yes
GEN-2024-071 | 04 SOUTHEAST | G04 29SP | 337561 8EL DORADO% 500 998422 8EL DORADO% 345 2 | P12:345:EES:TENRUSK7!:TENGEN 7!:1:EHV: | 0.07443 | Yes
GEN-2024-071 | 04 SOUTHEAST | G04 29SP | 337562 7EL DORADO 345 998422 8EL DORADO% 345 2 | P12:345:EES:TENRUSK7!:TENGEN 7!:1:EHV: | 0.07443 | Yes
GEN-2024-071 | 04 SOUTHEAST | G04 29SP | 337376 7SAREPTA% 345 337562 7EL DORADO 345 1 | P12:345:EES:TENRUSK7!:TENGEN 7!:1:EHV: | 0.07443 | Yes
GEN-2024-071 | 04 SOUTHEAST | G04 29SP | 337909 8ANO% 500 515305 FTSMITH8 500 1 | P12:500:EES:8ANO%:8P.HILL%:1:EHV: | 0.06975 | Yes
GEN-2024-071 | 04 SOUTHEAST | G04 29SP | 337808 8MABELVALE% 500 337909 8ANO% 500 1 | P12:500:EES:8ANO%:8P.HILL%:1:EHV: | 0.06846 | Yes
GEN-2024-071 | 04 SOUTHEAST | G04 29SP | 337651 8WHT BLUFF% 500 337957 8KEO% 500 1 | P12:500:EES:8BXTRWILSON%:8PERRYVILLE%:1:EHV: | 0.05606 | Yes
GEN-2024-071 | 04 SOUTHEAST | G04 29SP | 337643 8SHERIDAN% 500 337763 8MAGNETCOVE% 500 1 | P12:500:EES:8BXTRWILSON%:8PERRYVILLE%:1:EHV: | 0.0631 | Yes
GEN-2024-071 | 04 SOUTHEAST | G04 29SP | 337643 8SHERIDAN% 500 337808 8MABELVALE% 500 1 | P12:500:EES:8BXTRWILSON%:8PERRYVILLE%:1:EHV: | 0.09459 | Yes
GEN-2024-071 | 04 SOUTHEAST | G04 29SP | 337561 8EL DORADO% 500 337643 8SHERIDAN% 500 1 | P12:500:EES:8BXTRWILSON%:8PERRYVILLE%:1:EHV: | 0.08608 | Yes
GEN-2024-071 | 04 SOUTHEAST | G04 29SP | 337643 8SHERIDAN% 500 337651 8WHT BLUFF% 500 1 | P12:500:EES:8BXTRWILSON%:8PERRYVILLE%:1:EHV: | 0.0546 | Yes
GEN-2024-071 | 04 SOUTHEAST | G04 29SP | 337561 8EL DORADO% 500 998422 8EL DORADO% 345 2 | P12:500:EES:8BXTRWILSON%:8PERRYVILLE%:1:EHV: | 0.06809 | Yes
GEN-2024-071 | 04 SOUTHEAST | G04 29SP | 337562 7EL DORADO 345 998422 8EL DORADO% 345 2 | P12:500:EES:8BXTRWILSON%:8PERRYVILLE%:1:EHV: | 0.06809 | Yes
GEN-2024-071 | 04 SOUTHEAST | G04 29SP | 337376 7SAREPTA% 345 337562 7EL DORADO 345 1 | P12:500:EES:8BXTRWILSON%:8PERRYVILLE%:1:EHV: | 0.06809 | Yes
GEN-2024-071 | 04 SOUTHEAST | G04 29SP | 337753 8HS EHV% 500 337763 8MAGNETCOVE% 500 1 | P12:500:EES:8BXTRWILSON%:8PERRYVILLE%:1:EHV: | 0.0631 | Yes
GEN-2024-071 | 04 SOUTHEAST | G04 29SP | 337643 8SHERIDAN% 500 337763 8MAGNETCOVE% 500 1 | P12:500:EES:8EL DORADO%:8SHERIDAN%:1:EHV: | 0.1048 | Yes
GEN-2024-071 | 04 SOUTHEAST | G04 29SP | 337753 8HS EHV% 500 337754 8ETTA% 500 1 | P12:500:EES:8EL DORADO%:8SHERIDAN%:1:EHV: | 0.08943 | Yes
GEN-2024-071 | 04 SOUTHEAST | G04 29SP | 337515 8MCNEIL% 500 337561 8EL DORADO% 500 1 | P12:500:EES:8EL DORADO%:8SHERIDAN%:1:EHV: | 0.05304 | Yes
GEN-2024-071 | 04 SOUTHEAST | G04 29SP | 337753 8HS EHV% 500 337763 8MAGNETCOVE% 500 1 | P12:500:EES:8EL DORADO%:8SHERIDAN%:1:EHV: | 0.1048 | Yes
GEN-2024-071 | 04 SOUTHEAST | G04 29SP | 337753 8HS EHV% 500 337763 8MAGNETCOVE% 500 1 | P12:500:EES:8ETTA%:8DUKE HS-1!:1:EHV: | 0.06134 | Yes
GEN-2024-071 | 04 SOUTHEAST | G04 29SP | 337561 8EL DORADO% 500 337643 8SHERIDAN% 500 1 | P12:500:EES:8HS EHV%:8ETTA%:1:EHV: | 0.11164 | Yes
GEN-2024-071 | 04 SOUTHEAST | G04 29SP | 337808 8MABELVALE% 500 337937 8MAYFLOWER% 500 1 | P12:500:EES:8KEO%:8HOLND BTM%:1:EHV: | 0.0547 | Yes
GEN-2024-071 | 04 SOUTHEAST | G04 29SP | 337909 8ANO% 500 337922 8P.HILL% 500 1 | P12:500:EES:8MABELVALE%:8ANO%:1:EHV: | 0.07182 | Yes
GEN-2024-071 | 04 SOUTHEAST | G04 29SP | 337922 8P.HILL% 500 337937 8MAYFLOWER% 500 1 | P12:500:EES:8MABELVALE%:8ANO%:1:EHV: | 0.07804 | Yes
GEN-2024-071 | 04 SOUTHEAST | G04 29SP | 337651 8WHT BLUFF% 500 337957 8KEO% 500 1 | P12:500:EES:8MABELVALE%:8WRIGHTSVLE%:1:EHV: | 0.05505 | Yes
GEN-2024-071 | 04 SOUTHEAST | G04 29SP | 337643 8SHERIDAN% 500 337651 8WHT BLUFF% 500 1 | P12:500:EES:8MABELVALE%:8WRIGHTSVLE%:1:EHV: | 0.05291 | Yes
GEN-2024-071 | 04 SOUTHEAST | G04 29SP | 337643 8SHERIDAN% 500 337808 8MABELVALE% 500 1 | P12:500:EES:8MT_OLIVE%:8EL DORADO%:1:EHV: | 0.0863 | Yes
GEN-2024-071 | 04 SOUTHEAST | G04 29SP | 337561 8EL DORADO% 500 998422 8EL DORADO% 345 2 | P12:500:EES:8MT_OLIVE%:8EL DORADO%:1:EHV: | 0.07695 | Yes
GEN-2024-071 | 04 SOUTHEAST | G04 29SP | 337562 7EL DORADO 345 998422 8EL DORADO% 345 2 | P12:500:EES:8MT_OLIVE%:8EL DORADO%:1:EHV: | 0.07695 | Yes
GEN-2024-071 | 04 SOUTHEAST | G04 29SP | 337376 7SAREPTA% 345 337562 7EL DORADO 345 1 | P12:500:EES:8MT_OLIVE%:8EL DORADO%:1:EHV: | 0.07695 | Yes
GEN-2024-071 | 04 SOUTHEAST | G04 29SP | 337561 8EL DORADO% 500 337643 8SHERIDAN% 500 1 | P12:500:EES:8MT_OLIVE%:8EL DORADO%:1:EHV: | 0.07398 | Yes
GEN-2024-071 | 04 SOUTHEAST | G04 29SP | 337808 8MABELVALE% 500 337909 8ANO% 500 1 | P12:500:EES:8P.HILL%:8MAYFLOWER%:1:EHV: | 0.07196 | Yes
GEN-2024-071 | 04 SOUTHEAST | G04 29SP | 337651 8WHT BLUFF% 500 337957 8KEO% 500 1 | P12:500:EES:8SHERIDAN%:8MABELVALE%:1:EHV: | 0.11834 | Yes
GEN-2024-071 | 04 SOUTHEAST | G04 29SP | 337643 8SHERIDAN% 500 337651 8WHT BLUFF% 500 1 | P12:500:EES:8SHERIDAN%:8MABELVALE%:1:EHV: | 0.12204 | Yes
GEN-2024-071 | 04 SOUTHEAST | G04 29SP | 337561 8EL DORADO% 500 337643 8SHERIDAN% 500 1 | P12:500:EES:8SHERIDAN%:8MAGNETCOVE%:1:EHV: | 0.11142 | Yes
GEN-2024-071 | 04 SOUTHEAST | G04 29SP | 337643 8SHERIDAN% 500 337808 8MABELVALE% 500 1 | P12:500:EES:8SHERIDAN%:8WHT BLUFF%:1:EHV: | 0.13226 | Yes
GEN-2024-071 | 04 SOUTHEAST | G04 29SP | 337643 8SHERIDAN% 500 337808 8MABELVALE% 500 1 | P12:500:EES:8STERLING%:8EL DORADO%:1:EHV: | 0.09447 | Yes
GEN-2024-071 | 04 SOUTHEAST | G04 29SP | 337376 7SAREPTA% 345 788340 G24-379-TAP 345 1 | P12:500:EES:8STERLING2%:8OUACHITA!:1:EHV: | 0.08407 | Yes
GEN-2024-071 | 04 SOUTHEAST | G04 29SP | 337643 8SHERIDAN% 500 337808 8MABELVALE% 500 1 | P12:500:EES:8WHT BLUFF%:8KEO%:1:EHV: | 0.13023 | Yes
GEN-2024-071 | 04 SOUTHEAST | G04 29SP | 337643 8SHERIDAN% 500 337763 8MAGNETCOVE% 500 1 | P12:500:EES:8WRIGHTSVLE%:1OSWALD C1:1OSWALD C31OSWALD C51OSWALD S11OSWALD C71OSWALD S21:EHV: | 0.06134 | Yes
GEN-2024-071 | 04 SOUTHEAST | G04 29SP | 337643 8SHERIDAN% 500 337808 8MABELVALE% 500 1 | P12:500:EES:8WRIGHTSVLE%:1OSWALD C1:1OSWALD C31OSWALD C51OSWALD S11OSWALD C71OSWALD S21:EHV: | 0.09149 | Yes
GEN-2024-071 | 04 SOUTHEAST | G04 29SP | 337651 8WHT BLUFF% 500 337957 8KEO% 500 1 | P12:500:EES:8WRIGHTSVLE%:8KEO%:1:EHV: | 0.05542 | Yes
GEN-2024-071 | 04 SOUTHEAST | G04 29SP | 337643 8SHERIDAN% 500 337651 8WHT BLUFF% 500 1 | P12:500:EES:8WRIGHTSVLE%:8KEO%:1:EHV: | 0.05311 | Yes
GEN-2024-071 | 04 SOUTHEAST | G04 29SP | 337909 8ANO% 500 515305 FTSMITH8 500 1 | P12:500:EES-EAI:WMPEHV:BHMSTL:BHMSTLNEWPORT:EHV: | 0.07861 | Yes
GEN-2024-071 | 04 SOUTHEAST | G04 29SP | 337376 7SAREPTA% 345 788340 G24-379-TAP 345 1 | P13:230:CLEC::DOLHILL:1:HV: | 0.09377 | Yes
GEN-2024-071 | 04 SOUTHEAST | G04 29SP | 337376 7SAREPTA% 345 788340 G24-379-TAP 345 1 | P13:345,230:CLEC::DOLHILL::1 | 0.09377 | Yes
GEN-2024-071 | 04 SOUTHEAST | G04 29SP | 337643 8SHERIDAN% 500 337763 8MAGNETCOVE% 500 1 | P21:115:EES:3HS EHV-E!:3BUTTERFIELD:1:HV: | 0.06431 | Yes
GEN-2024-071 | 04 SOUTHEAST | G04 29SP | 337643 8SHERIDAN% 500 337808 8MABELVALE% 500 1 | P21:500:EES:8MT_OLIVE%:LAYFLD8:1:EHV: | 0.08683 | Yes
GEN-2024-071 | 04 SOUTHEAST | G04 29SP | 337561 8EL DORADO% 500 998422 8EL DORADO% 345 2 | P21:500:EES:8MT_OLIVE%:LAYFLD8:1:EHV: | 0.07535 | Yes
GEN-2024-071 | 04 SOUTHEAST | G04 29SP | 337562 7EL DORADO 345 998422 8EL DORADO% 345 2 | P21:500:EES:8MT_OLIVE%:LAYFLD8:1:EHV: | 0.07535 | Yes
GEN-2024-071 | 04 SOUTHEAST | G04 29SP | 337376 7SAREPTA% 345 337562 7EL DORADO 345 1 | P21:500:EES:8MT_OLIVE%:LAYFLD8:1:EHV: | 0.07535 | Yes
GEN-2024-071 | 04 SOUTHEAST | G04 29SP | 337909 8ANO% 500 515305 FTSMITH8 500 1 | P21:500:EES:CHALKBLUFFPV:8W.MEMPHIS%:1:EHV: | 0.07915 | Yes
GEN-2024-071 | 04 SOUTHEAST | G04 29SP | 337909 8ANO% 500 515305 FTSMITH8 500 1 | P22:345:EES:MUSKOGE7!:::EHV: | 0.05376 | Yes
GEN-2024-071 | 04 SOUTHEAST | G04 29SP | 337561 8EL DORADO% 500 998422 8EL DORADO% 345 2 | P22:345:EES:TENGEN 7!:::EHV: | 0.07443 | Yes
GEN-2024-071 | 04 SOUTHEAST | G04 29SP | 337562 7EL DORADO 345 998422 8EL DORADO% 345 2 | P22:345:EES:TENGEN 7!:::EHV: | 0.07443 | Yes
GEN-2024-071 | 04 SOUTHEAST | G04 29SP | 337376 7SAREPTA% 345 337562 7EL DORADO 345 1 | P22:345:EES:TENGEN 7!:::EHV: | 0.07443 | Yes
GEN-2024-071 | 04 SOUTHEAST | G04 29SP | 337376 7SAREPTA% 345 788340 G24-379-TAP 345 1 | P22:500:EES:8OUACHITA!:::EHV: | 0.08407 | Yes
GEN-2024-071 | 04 SOUTHEAST | G04 29SP | 337643 8SHERIDAN% 500 337808 8MABELVALE% 500 1 | P22:500:EES:MOUNTOLIVE:WESTBUS::EHV: | 0.08683 | Yes
GEN-2024-071 | 04 SOUTHEAST | G04 29SP | 337561 8EL DORADO% 500 998422 8EL DORADO% 345 2 | P22:500:EES:MOUNTOLIVE:WESTBUS::EHV: | 0.07535 | Yes
GEN-2024-071 | 04 SOUTHEAST | G04 29SP | 337562 7EL DORADO 345 998422 8EL DORADO% 345 2 | P22:500:EES:MOUNTOLIVE:WESTBUS::EHV: | 0.07535 | Yes
GEN-2024-071 | 04 SOUTHEAST | G04 29SP | 337376 7SAREPTA% 345 337562 7EL DORADO 345 1 | P22:500:EES:MOUNTOLIVE:WESTBUS::EHV: | 0.07535 | Yes
GEN-2024-071 | 04 SOUTHEAST | G04 29SP | 337753 8HS EHV% 500 337763 8MAGNETCOVE% 500 1 | P22:500:EES-EAI:8DUKE HS-1!:::EHV: | 0.06134 | Yes
GEN-2024-071 | 04 SOUTHEAST | G04 29SP | 337376 7SAREPTA% 345 788340 G24-379-TAP 345 1 | P23:345:AEPW:SW SHREVEPORT CB 10500 NBTB:::: | 0.12336 | Yes
GEN-2024-071 | 04 SOUTHEAST | G04 29SP | 337561 8EL DORADO% 500 998422 8EL DORADO% 345 2 | P23:345:AEPW:WELSH CB 11680 NBTB:::: | 0.07522 | Yes
GEN-2024-071 | 04 SOUTHEAST | G04 29SP | 337562 7EL DORADO 345 998422 8EL DORADO% 345 2 | P23:345:AEPW:WELSH CB 11680 NBTB:::: | 0.07522 | Yes
GEN-2024-071 | 04 SOUTHEAST | G04 29SP | 337376 7SAREPTA% 345 337562 7EL DORADO 345 1 | P23:345:AEPW:WELSH CB 11680 NBTB:::: | 0.07522 | Yes
GEN-2024-071 | 04 SOUTHEAST | G04 29SP | 337376 7SAREPTA% 345 788340 G24-379-TAP 345 1 | P23:345:EES::7ROCKYCRK%:1:EHV: | 0.09188 | Yes
GEN-2024-071 | 04 SOUTHEAST | G04 29SP | 337643 8SHERIDAN% 500 337763 8MAGNETCOVE% 500 1 | P23:500:EES:EL DORADO EHV:B9242::EHV: | 0.1048 | Yes
GEN-2024-071 | 04 SOUTHEAST | G04 29SP | 337753 8HS EHV% 500 337754 8ETTA% 500 1 | P23:500:EES:EL DORADO EHV:B9242::EHV: | 0.08943 | Yes
GEN-2024-071 | 04 SOUTHEAST | G04 29SP | 337515 8MCNEIL% 500 337561 8EL DORADO% 500 1 | P23:500:EES:EL DORADO EHV:B9242::EHV: | 0.05304 | Yes
GEN-2024-071 | 04 SOUTHEAST | G04 29SP | 337753 8HS EHV% 500 337763 8MAGNETCOVE% 500 1 | P23:500:EES:EL DORADO EHV:B9242::EHV: | 0.1048 | Yes
GEN-2024-071 | 04 SOUTHEAST | G04 29SP | 337561 8EL DORADO% 500 337643 8SHERIDAN% 500 1 | P23:500:EES:MAGNETCOVE:B7435::EHV: | 0.11142 | Yes
GEN-2024-071 | 04 SOUTHEAST | G04 29SP | 337561 8EL DORADO% 500 337643 8SHERIDAN% 500 1 | P23:500:EES:MAGNETCOVE:B7446::EHV: | 0.11142 | Yes
GEN-2024-071 | 04 SOUTHEAST | G04 29SP | 337643 8SHERIDAN% 500 337808 8MABELVALE% 500 1 | P23:500:EES:MOUNTSOLIVE:R3976::EHV: | 0.08574 | Yes
GEN-2024-071 | 04 SOUTHEAST | G04 29SP | 337561 8EL DORADO% 500 998422 8EL DORADO% 345 2 | P23:500:EES:MOUNTSOLIVE:R3976::EHV: | 0.0773 | Yes
GEN-2024-071 | 04 SOUTHEAST | G04 29SP | 337562 7EL DORADO 345 998422 8EL DORADO% 345 2 | P23:500:EES:MOUNTSOLIVE:R3976::EHV: | 0.0773 | Yes
GEN-2024-071 | 04 SOUTHEAST | G04 29SP | 337376 7SAREPTA% 345 337562 7EL DORADO 345 1 | P23:500:EES:MOUNTSOLIVE:R3976::EHV: | 0.0773 | Yes
GEN-2024-071 | 04 SOUTHEAST | G04 29SP | 337561 8EL DORADO% 500 337643 8SHERIDAN% 500 1 | P23:500:EES:MOUNTSOLIVE:R3976::EHV: | 0.07329 | Yes
GEN-2024-071 | 04 SOUTHEAST | G04 29SP | 337651 8WHT BLUFF% 500 337957 8KEO% 500 1 | P23:500:EES:PERRYVILLE:R9872::EHV: | 0.05606 | Yes
GEN-2024-071 | 04 SOUTHEAST | G04 29SP | 337643 8SHERIDAN% 500 337763 8MAGNETCOVE% 500 1 | P23:500:EES:PERRYVILLE:R9872::EHV: | 0.0631 | Yes
GEN-2024-071 | 04 SOUTHEAST | G04 29SP | 337643 8SHERIDAN% 500 337808 8MABELVALE% 500 1 | P23:500:EES:PERRYVILLE:R9872::EHV: | 0.09459 | Yes
GEN-2024-071 | 04 SOUTHEAST | G04 29SP | 337561 8EL DORADO% 500 337643 8SHERIDAN% 500 1 | P23:500:EES:PERRYVILLE:R9872::EHV: | 0.08608 | Yes
GEN-2024-071 | 04 SOUTHEAST | G04 29SP | 337643 8SHERIDAN% 500 337651 8WHT BLUFF% 500 1 | P23:500:EES:PERRYVILLE:R9872::EHV: | 0.0546 | Yes
GEN-2024-071 | 04 SOUTHEAST | G04 29SP | 337561 8EL DORADO% 500 998422 8EL DORADO% 345 2 | P23:500:EES:PERRYVILLE:R9872::EHV: | 0.06809 | Yes
GEN-2024-071 | 04 SOUTHEAST | G04 29SP | 337562 7EL DORADO 345 998422 8EL DORADO% 345 2 | P23:500:EES:PERRYVILLE:R9872::EHV: | 0.06809 | Yes
GEN-2024-071 | 04 SOUTHEAST | G04 29SP | 337376 7SAREPTA% 345 337562 7EL DORADO 345 1 | P23:500:EES:PERRYVILLE:R9872::EHV: | 0.06809 | Yes
GEN-2024-071 | 04 SOUTHEAST | G04 29SP | 337753 8HS EHV% 500 337763 8MAGNETCOVE% 500 1 | P23:500:EES:PERRYVILLE:R9872::EHV: | 0.0631 | Yes
GEN-2024-071 | 04 SOUTHEAST | G04 29SP | 337376 7SAREPTA% 345 788340 G24-379-TAP 345 1 | P23:500:EES:STERLINGTON:R2092::EHV: | 0.08406 | Yes
GEN-2024-071 | 04 SOUTHEAST | G04 29SP | 337643 8SHERIDAN% 500 337808 8MABELVALE% 500 1 | P23:500:EES:STERLINGTON:R2196::EHV: | 0.09448 | Yes
GEN-2024-071 | 04 SOUTHEAST | G04 29SP | 337561 8EL DORADO% 500 337643 8SHERIDAN% 500 1 | P23:500:EES:STERLINGTON:R2196::EHV: | 0.08618 | Yes
GEN-2024-071 | 04 SOUTHEAST | G04 29SP | 337643 8SHERIDAN% 500 337808 8MABELVALE% 500 1 | P23:500:EES:STERLINGTON:R3594::EHV: | 0.09448 | Yes
GEN-2024-071 | 04 SOUTHEAST | G04 29SP | 337561 8EL DORADO% 500 337643 8SHERIDAN% 500 1 | P23:500:EES:STERLINGTON:R3594::EHV: | 0.08618 | Yes
GEN-2024-071 | 04 SOUTHEAST | G04 29SP | 337651 8WHT BLUFF% 500 337957 8KEO% 500 1 | P23:500:EES:WRIGHTSVILLE:B8206::EHV: | 0.05505 | Yes
GEN-2024-071 | 04 SOUTHEAST | G04 29SP | 337643 8SHERIDAN% 500 337651 8WHT BLUFF% 500 1 | P23:500:EES:WRIGHTSVILLE:B8206::EHV: | 0.05291 | Yes
GEN-2024-071 | 04 SOUTHEAST | G04 29SP | 337651 8WHT BLUFF% 500 337957 8KEO% 500 1 | P23:500:EES:WRIGHTSVILLE:B8214::EHV: | 0.05542 | Yes
GEN-2024-071 | 04 SOUTHEAST | G04 29SP | 337643 8SHERIDAN% 500 337651 8WHT BLUFF% 500 1 | P23:500:EES:WRIGHTSVILLE:B8214::EHV: | 0.05311 | Yes
GEN-2024-071 | 04 SOUTHEAST | G04 29SP | 337909 8ANO% 500 515305 FTSMITH8 500 1 | P23:500:EES-EAI:8P.HILL%:B4335::EHV: | 0.06986 | Yes
GEN-2024-071 | 04 SOUTHEAST | G04 29SP | 337808 8MABELVALE% 500 337909 8ANO% 500 1 | P23:500:EES-EAI:8P.HILL%:B4335::EHV: | 0.07319 | Yes
GEN-2024-071 | 04 SOUTHEAST | G04 29SP | 337651 8WHT BLUFF% 500 337957 8KEO% 500 1 | P23:500:EES-EAI:8WRIGHTSVLE%:2::EHV: | 0.05505 | Yes
GEN-2024-071 | 04 SOUTHEAST | G04 29SP | 337643 8SHERIDAN% 500 337651 8WHT BLUFF% 500 1 | P23:500:EES-EAI:8WRIGHTSVLE%:2::EHV: | 0.05291 | Yes
GEN-2024-071 | 04 SOUTHEAST | G04 29SP | 337651 8WHT BLUFF% 500 337957 8KEO% 500 1 | P23:500:EES-EAI:8WRIGHTSVLE%:6::EHV: | 0.05542 | Yes
GEN-2024-071 | 04 SOUTHEAST | G04 29SP | 337643 8SHERIDAN% 500 337651 8WHT BLUFF% 500 1 | P23:500:EES-EAI:8WRIGHTSVLE%:6::EHV: | 0.05311 | Yes
GEN-2024-071 | 04 SOUTHEAST | G04 29SP | 337643 8SHERIDAN% 500 337808 8MABELVALE% 500 1 | P23:500:EES-EAI:KEO:B4911::EHV: | 0.12445 | Yes
GEN-2024-071 | 04 SOUTHEAST | G04 29SP | 337808 8MABELVALE% 500 337937 8MAYFLOWER% 500 1 | P23:500:EES-EAI:KEO:B4911::EHV: | 0.05412 | Yes
GEN-2024-071 | 04 SOUTHEAST | G04 29SP | 337909 8ANO% 500 515305 FTSMITH8 500 1 | P23:500:EES-EAI:KEO:B4921::EHV: | 0.08289 | Yes
GEN-2024-071 | 04 SOUTHEAST | G04 29SP | 337643 8SHERIDAN% 500 337808 8MABELVALE% 500 1 | P23:500:EES-EAI:KEO:B4921::EHV: | 0.11253 | Yes
GEN-2024-071 | 04 SOUTHEAST | G04 29SP | 337808 8MABELVALE% 500 337937 8MAYFLOWER% 500 1 | P23:500:EES-EAI:KEO:B4921::EHV: | 0.05974 | Yes
GEN-2024-071 | 04 SOUTHEAST | G04 29SP | 337561 8EL DORADO% 500 998422 8EL DORADO% 345 2 | P23:500:EES-EAI:KEO:B4921::EHV: | 0.06729 | Yes
GEN-2024-071 | 04 SOUTHEAST | G04 29SP | 337562 7EL DORADO 345 998422 8EL DORADO% 345 2 | P23:500:EES-EAI:KEO:B4921::EHV: | 0.06729 | Yes
GEN-2024-071 | 04 SOUTHEAST | G04 29SP | 337376 7SAREPTA% 345 337562 7EL DORADO 345 1 | P23:500:EES-EAI:KEO:B4921::EHV: | 0.06729 | Yes
GEN-2024-071 | 04 SOUTHEAST | G04 29SP | 337753 8HS EHV% 500 337763 8MAGNETCOVE% 500 1 | P23:500:EES-EAI:KEO:B4921::EHV: | 0.05342 | Yes
GEN-2024-071 | 04 SOUTHEAST | G04 29SP | 337909 8ANO% 500 515305 FTSMITH8 500 1 | P23:500:EES-EAI:KEO:B4931::EHV: | 0.079 | Yes
GEN-2024-071 | 04 SOUTHEAST | G04 29SP | 337909 8ANO% 500 515305 FTSMITH8 500 1 | P23:500:EES-EAI:KEO:B4941::EHV: | 0.08383 | Yes
GEN-2024-071 | 04 SOUTHEAST | G04 29SP | 337808 8MABELVALE% 500 337937 8MAYFLOWER% 500 1 | P23:500:EES-EAI:KEO:B4941::EHV: | 0.06082 | Yes
GEN-2024-071 | 04 SOUTHEAST | G04 29SP | 337561 8EL DORADO% 500 998422 8EL DORADO% 345 2 | P23:500:EES-EAI:KEO:B4941::EHV: | 0.06753 | Yes
GEN-2024-071 | 04 SOUTHEAST | G04 29SP | 337562 7EL DORADO 345 998422 8EL DORADO% 345 2 | P23:500:EES-EAI:KEO:B4941::EHV: | 0.06753 | Yes
GEN-2024-071 | 04 SOUTHEAST | G04 29SP | 337753 8HS EHV% 500 337763 8MAGNETCOVE% 500 1 | P23:500:EES-EAI:KEO:B4941::EHV: | 0.05411 | Yes
GEN-2024-071 | 04 SOUTHEAST | G04 29SP | 337376 7SAREPTA% 345 337562 7EL DORADO 345 1 | P23:500:EES-EAI:KEO:B4941::EHV: | 0.06753 | Yes
GEN-2024-071 | 04 SOUTHEAST | G04 29SP | 337651 8WHT BLUFF% 500 337957 8KEO% 500 1 | P23:500:EES-EAI:MABELV:B5918::EHV: | 0.09256 | Yes
GEN-2024-071 | 04 SOUTHEAST | G04 29SP | 337643 8SHERIDAN% 500 337651 8WHT BLUFF% 500 1 | P23:500:EES-EAI:MABELV:B5918::EHV: | 0.1062 | Yes
GEN-2024-071 | 04 SOUTHEAST | G04 29SP | 337651 8WHT BLUFF% 500 337957 8KEO% 500 1 | P23:500:EES-EAI:MABELV:B5922::EHV: | 0.11511 | Yes
GEN-2024-071 | 04 SOUTHEAST | G04 29SP | 337909 8ANO% 500 337922 8P.HILL% 500 1 | P23:500:EES-EAI:MABELV:B5922::EHV: | 0.0656 | Yes
GEN-2024-071 | 04 SOUTHEAST | G04 29SP | 337643 8SHERIDAN% 500 337651 8WHT BLUFF% 500 1 | P23:500:EES-EAI:MABELV:B5922::EHV: | 0.11916 | Yes
GEN-2024-071 | 04 SOUTHEAST | G04 29SP | 337922 8P.HILL% 500 337937 8MAYFLOWER% 500 1 | P23:500:EES-EAI:MABELV:B5922::EHV: | 0.06993 | Yes
GEN-2024-071 | 04 SOUTHEAST | G04 29SP | 337808 8MABELVALE% 500 337937 8MAYFLOWER% 500 1 | P23:500:EES-EAI:MABELV:B5922::EHV: | 0.06534 | Yes
GEN-2024-071 | 04 SOUTHEAST | G04 29SP | 337753 8HS EHV% 500 337763 8MAGNETCOVE% 500 1 | P23:500:EES-EAI:ND:8MAGNETCOVE%:FK10710:EHV: | 0.06134 | Yes
GEN-2024-071 | 04 SOUTHEAST | G04 29SP | 337561 8EL DORADO% 500 337643 8SHERIDAN% 500 1 | P23:500:EES-EAI:PD_2:MAGNET:XF:EHV: | 0.11142 | Yes
GEN-2024-071 | 04 SOUTHEAST | G04 29SP | 337643 8SHERIDAN% 500 337763 8MAGNETCOVE% 500 1 | P23:500:EES-EAI:SH_EHV:B5014::EHV: | 0.09938 | Yes
GEN-2024-071 | 04 SOUTHEAST | G04 29SP | 337643 8SHERIDAN% 500 337808 8MABELVALE% 500 1 | P23:500:EES-EAI:SH_EHV:B5014::EHV: | 0.09938 | Yes
GEN-2024-071 | 04 SOUTHEAST | G04 29SP | 337753 8HS EHV% 500 337754 8ETTA% 500 1 | P23:500:EES-EAI:SH_EHV:B5014::EHV: | 0.08647 | Yes
GEN-2024-071 | 04 SOUTHEAST | G04 29SP | 337515 8MCNEIL% 500 337561 8EL DORADO% 500 1 | P23:500:EES-EAI:SH_EHV:B5014::EHV: | 0.05055 | Yes
GEN-2024-071 | 04 SOUTHEAST | G04 29SP | 337753 8HS EHV% 500 337763 8MAGNETCOVE% 500 1 | P23:500:EES-EAI:SH_EHV:B5014::EHV: | 0.09938 | Yes
GEN-2024-071 | 04 SOUTHEAST | G04 29SP | 337561 8EL DORADO% 500 337643 8SHERIDAN% 500 1 | P23:500:EES-EAI:SH_EHV:B5018::EHV: | 0.10576 | Yes
GEN-2024-071 | 04 SOUTHEAST | G04 29SP | 337651 8WHT BLUFF% 500 337957 8KEO% 500 1 | P23:500:EES-EAI:SH_EHV:B5022::EHV: | 0.09514 | Yes
GEN-2024-071 | 04 SOUTHEAST | G04 29SP | 337753 8HS EHV% 500 337754 8ETTA% 500 1 | P23:500:EES-EAI:SH_EHV:B5022::EHV: | 0.08286 | Yes
GEN-2024-071 | 04 SOUTHEAST | G04 29SP | 337643 8SHERIDAN% 500 337651 8WHT BLUFF% 500 1 | P23:500:EES-EAI:SH_EHV:B5022::EHV: | 0.09157 | Yes
GEN-2024-071 | 04 SOUTHEAST | G04 29SP | 337651 8WHT BLUFF% 500 337957 8KEO% 500 1 | P23:500:EES-EAI:SH_EHV:B5026::EHV: | 0.10257 | Yes
GEN-2024-071 | 04 SOUTHEAST | G04 29SP | 337561 8EL DORADO% 500 337643 8SHERIDAN% 500 1 | P23:500:EES-EAI:SH_EHV:B5026::EHV: | 0.0989 | Yes
GEN-2024-071 | 04 SOUTHEAST | G04 29SP | 337643 8SHERIDAN% 500 337651 8WHT BLUFF% 500 1 | P23:500:EES-EAI:SH_EHV:B5026::EHV: | 0.0989 | Yes
GEN-2024-071 | 04 SOUTHEAST | G04 29SP | 337561 8EL DORADO% 500 998422 8EL DORADO% 345 2 | P41:345:AEPW:WELSH CB 11680 NBTB+FAULT:::: | 0.07522 | Yes
GEN-2024-071 | 04 SOUTHEAST | G04 29SP | 337562 7EL DORADO 345 998422 8EL DORADO% 345 2 | P41:345:AEPW:WELSH CB 11680 NBTB+FAULT:::: | 0.07522 | Yes
GEN-2024-071 | 04 SOUTHEAST | G04 29SP | 337376 7SAREPTA% 345 337562 7EL DORADO 345 1 | P41:345:AEPW:WELSH CB 11680 NBTB+FAULT:::: | 0.07522 | Yes
GEN-2024-071 | 04 SOUTHEAST | G04 29SP | 337376 7SAREPTA% 345 788340 G24-379-TAP 345 1 | P42:345:AEPW:SW SHREVEPORT CB 10500 NBTB+FAULT:::: | 0.12336 | Yes
GEN-2024-071 | 04 SOUTHEAST | G04 29SP | 337909 8ANO% 500 515305 FTSMITH8 500 1 | P52:345:AEPW:NR4PITTSB-7:::: | 0.09185 | Yes
GEN-2024-071 | 04 SOUTHEAST | G04 29SP | 337909 8ANO% 500 515305 FTSMITH8 500 1 | P55:345:AEPW:NR4PITTSB-7:::: | 0.09185 | Yes
GEN-2024-071 | 04 SOUTHEAST | G04 29SP | 337376 7SAREPTA% 345 788340 G24-379-TAP 345 1 | 334197 7ROCKYCRK% 345 783930 G24-232-TAP 345 1 | 0.09188 | Yes
GEN-2024-071 | 04 SOUTHEAST | G04 29SP | 337643 8SHERIDAN% 500 337763 8MAGNETCOVE% 500 1 | 337741 3BUTTERFIELD 115 337800 3HASKELL 115 1 | 0.06431 | Yes
GEN-2024-071 | 04 SOUTHEAST | G04 29SP | 337376 7SAREPTA% 345 788340 G24-379-TAP 345 1 | 507768 SWSHRV9 765 515049 SEMINOLE9 765 1 | 0.15214 | Yes
GEN-2024-071 | 04 SOUTHEAST | G04 29SP | 337376 7SAREPTA% 345 788340 G24-379-TAP 345 1 | 509241 CROCKET7 345 783930 G24-232-TAP 345 1 | 0.09188 | Yes
GEN-2024-071 | 04 SOUTHEAST | G04 29SP | 337909 8ANO% 500 515305 FTSMITH8 500 1 | 509782 R.S.S.-7 345 588040 G16133G16146 345 1 | 0.07712 | Yes
GEN-2024-071 | 04 SOUTHEAST | G04 29SP | 337909 8ANO% 500 515305 FTSMITH8 500 1 | 515497 MATHWSN7 345 900001 TRAVERSE1 345 1 | 0.07712 | Yes
GEN-2024-071 | 04 SOUTHEAST | G04 29SP | 337909 8ANO% 500 515305 FTSMITH8 500 1 | 588041 G16133_765TN 765 588042 G16133_765R1 765 1 | 0.07712 | Yes
GEN-2024-071 | 04 SOUTHEAST | G04 29SP | 337909 8ANO% 500 515305 FTSMITH8 500 1 | 588042 G16133_765R1 765 588043 G16133_765R2 765 1 | 0.07712 | Yes
GEN-2024-071 | 04 SOUTHEAST | G04 29SP | 337909 8ANO% 500 515305 FTSMITH8 500 1 | 588043 G16133_765R2 765 588044 G16133_765R3 765 1 | 0.07712 | Yes
GEN-2024-071 | 04 SOUTHEAST | G04 29SP | 337909 8ANO% 500 515305 FTSMITH8 500 1 | 588044 G16133_765R3 765 588045 G16133_765CS 765 1 | 0.07712 | Yes
GEN-2024-071 | 04 SOUTHEAST | G04 29SP | 337651 8WHT BLUFF% 500 337957 8KEO% 500 1 | Base Case | 0.05337 | Yes
GEN-2024-071 | 04 SOUTHEAST | G04 29SP | 337909 8ANO% 500 515305 FTSMITH8 500 1 | Base Case | 0.07712 | Yes
GEN-2024-071 | 04 SOUTHEAST | G04 29SP | 337643 8SHERIDAN% 500 337763 8MAGNETCOVE% 500 1 | Base Case | 0.06134 | Yes
GEN-2024-071 | 04 SOUTHEAST | G04 29SP | 337643 8SHERIDAN% 500 337808 8MABELVALE% 500 1 | Base Case | 0.09149 | Yes
GEN-2024-071 | 04 SOUTHEAST | G04 29SP | 337561 8EL DORADO% 500 337643 8SHERIDAN% 500 1 | Base Case | 0.08144 | Yes
GEN-2024-071 | 04 SOUTHEAST | G04 29SP | 337376 7SAREPTA% 345 788340 G24-379-TAP 345 1 | Base Case | 0.08407 | Yes
GEN-2024-071 | 04 SOUTHEAST | G04 29SP | 337643 8SHERIDAN% 500 337651 8WHT BLUFF% 500 1 | Base Case | 0.0513 | Yes
GEN-2024-071 | 04 SOUTHEAST | G04 29SP | 337561 8EL DORADO% 500 998422 8EL DORADO% 345 2 | Base Case | 0.06965 | Yes
GEN-2024-071 | 04 SOUTHEAST | G04 29SP | 337562 7EL DORADO 345 998422 8EL DORADO% 345 2 | Base Case | 0.06965 | Yes
GEN-2024-071 | 04 SOUTHEAST | G04 29SP | 337376 7SAREPTA% 345 337562 7EL DORADO 345 1 | Base Case | 0.06965 | Yes
GEN-2024-071 | 04 SOUTHEAST | G04 29SP | 337753 8HS EHV% 500 337763 8MAGNETCOVE% 500 1 | Base Case | 0.06134 | Yes
GEN-2024-071 | 04 SOUTHEAST | G04 29SP | 337561 8EL DORADO% 500 998422 8EL DORADO% 345 2 | GEN509416 1_Dup1 | 0.06965 | Yes
GEN-2024-071 | 04 SOUTHEAST | G04 29SP | 337562 7EL DORADO 345 998422 8EL DORADO% 345 2 | GEN509416 1_Dup1 | 0.06965 | Yes
GEN-2024-071 | 04 SOUTHEAST | G04 29SP | 337376 7SAREPTA% 345 337562 7EL DORADO 345 1 | GEN509416 1_Dup1 | 0.06965 | Yes
GEN-2024-071 | 04 SOUTHEAST | G04 29SP | 337909 8ANO% 500 515305 FTSMITH8 500 1 | GEN532751 1 | 0.07712 | Yes
GEN-2024-071 | 04 SOUTHEAST | G04 29SP | 337909 8ANO% 500 515305 FTSMITH8 500 1 | GEN532751 1_Dup1 | 0.07712 | Yes
GEN-2024-083 | 04 SOUTHEAST | G04 29SP | 337643 8SHERIDAN% 500 337763 8MAGNETCOVE% 500 1 | P12:500:EES:8EL DORADO%:8SHERIDAN%:1:EHV: | 0.05498 | Yes
GEN-2024-083 | 04 SOUTHEAST | G04 29SP | 337753 8HS EHV% 500 337763 8MAGNETCOVE% 500 1 | P12:500:EES:8EL DORADO%:8SHERIDAN%:1:EHV: | 0.05498 | Yes
GEN-2024-083 | 04 SOUTHEAST | G04 29SP | 337561 8EL DORADO% 500 337643 8SHERIDAN% 500 1 | P12:500:EES:8HS EHV%:8ETTA%:1:EHV: | 0.053 | Yes
GEN-2024-083 | 04 SOUTHEAST | G04 29SP | 337651 8WHT BLUFF% 500 337957 8KEO% 500 1 | P12:500:EES:8SHERIDAN%:8MABELVALE%:1:EHV: | 0.06099 | Yes
GEN-2024-083 | 04 SOUTHEAST | G04 29SP | 337643 8SHERIDAN% 500 337651 8WHT BLUFF% 500 1 | P12:500:EES:8SHERIDAN%:8MABELVALE%:1:EHV: | 0.06272 | Yes
GEN-2024-083 | 04 SOUTHEAST | G04 29SP | 337561 8EL DORADO% 500 337643 8SHERIDAN% 500 1 | P12:500:EES:8SHERIDAN%:8MAGNETCOVE%:1:EHV: | 0.05527 | Yes
GEN-2024-083 | 04 SOUTHEAST | G04 29SP | 337643 8SHERIDAN% 500 337808 8MABELVALE% 500 1 | P12:500:EES:8SHERIDAN%:8WHT BLUFF%:1:EHV: | 0.06715 | Yes
GEN-2024-083 | 04 SOUTHEAST | G04 29SP | 337643 8SHERIDAN% 500 337808 8MABELVALE% 500 1 | P12:500:EES:8WHT BLUFF%:8KEO%:1:EHV: | 0.06602 | Yes
GEN-2024-083 | 04 SOUTHEAST | G04 29SP | 337376 7SAREPTA% 345 788340 G24-379-TAP 345 1 | P23:345:AEPW:SW SHREVEPORT CB 10500 NBTB:::: | 0.05321 | Yes
GEN-2024-083 | 04 SOUTHEAST | G04 29SP | 337643 8SHERIDAN% 500 337763 8MAGNETCOVE% 500 1 | P23:500:EES:EL DORADO EHV:B9242::EHV: | 0.05498 | Yes
GEN-2024-083 | 04 SOUTHEAST | G04 29SP | 337753 8HS EHV% 500 337763 8MAGNETCOVE% 500 1 | P23:500:EES:EL DORADO EHV:B9242::EHV: | 0.05498 | Yes
GEN-2024-083 | 04 SOUTHEAST | G04 29SP | 337561 8EL DORADO% 500 337643 8SHERIDAN% 500 1 | P23:500:EES:MAGNETCOVE:B7435::EHV: | 0.05527 | Yes
GEN-2024-083 | 04 SOUTHEAST | G04 29SP | 337561 8EL DORADO% 500 337643 8SHERIDAN% 500 1 | P23:500:EES:MAGNETCOVE:B7446::EHV: | 0.05527 | Yes
GEN-2024-083 | 04 SOUTHEAST | G04 29SP | 337643 8SHERIDAN% 500 337808 8MABELVALE% 500 1 | P23:500:EES-EAI:KEO:B4911::EHV: | 0.06245 | Yes
GEN-2024-083 | 04 SOUTHEAST | G04 29SP | 337643 8SHERIDAN% 500 337808 8MABELVALE% 500 1 | P23:500:EES-EAI:KEO:B4921::EHV: | 0.05478 | Yes
GEN-2024-083 | 04 SOUTHEAST | G04 29SP | 337643 8SHERIDAN% 500 337651 8WHT BLUFF% 500 1 | P23:500:EES-EAI:MABELV:B5918::EHV: | 0.05595 | Yes
GEN-2024-083 | 04 SOUTHEAST | G04 29SP | 337651 8WHT BLUFF% 500 337957 8KEO% 500 1 | P23:500:EES-EAI:MABELV:B5922::EHV: | 0.05962 | Yes
GEN-2024-083 | 04 SOUTHEAST | G04 29SP | 337643 8SHERIDAN% 500 337651 8WHT BLUFF% 500 1 | P23:500:EES-EAI:MABELV:B5922::EHV: | 0.06149 | Yes
GEN-2024-083 | 04 SOUTHEAST | G04 29SP | 337561 8EL DORADO% 500 337643 8SHERIDAN% 500 1 | P23:500:EES-EAI:PD_2:MAGNET:XF:EHV: | 0.05527 | Yes
GEN-2024-083 | 04 SOUTHEAST | G04 29SP | 337643 8SHERIDAN% 500 337763 8MAGNETCOVE% 500 1 | P23:500:EES-EAI:SH_EHV:B5014::EHV: | 0.0518 | Yes
GEN-2024-083 | 04 SOUTHEAST | G04 29SP | 337643 8SHERIDAN% 500 337808 8MABELVALE% 500 1 | P23:500:EES-EAI:SH_EHV:B5014::EHV: | 0.0518 | Yes
GEN-2024-083 | 04 SOUTHEAST | G04 29SP | 337753 8HS EHV% 500 337763 8MAGNETCOVE% 500 1 | P23:500:EES-EAI:SH_EHV:B5014::EHV: | 0.0518 | Yes
GEN-2024-083 | 04 SOUTHEAST | G04 29SP | 337561 8EL DORADO% 500 337643 8SHERIDAN% 500 1 | P23:500:EES-EAI:SH_EHV:B5018::EHV: | 0.05221 | Yes
GEN-2024-083 | 04 SOUTHEAST | G04 29SP | 337651 8WHT BLUFF% 500 337957 8KEO% 500 1 | P23:500:EES-EAI:SH_EHV:B5022::EHV: | 0.0501 | Yes
GEN-2024-083 | 04 SOUTHEAST | G04 29SP | 337651 8WHT BLUFF% 500 337957 8KEO% 500 1 | P23:500:EES-EAI:SH_EHV:B5026::EHV: | 0.05187 | Yes
GEN-2024-083 | 04 SOUTHEAST | G04 29SP | 337376 7SAREPTA% 345 788340 G24-379-TAP 345 1 | P42:345:AEPW:SW SHREVEPORT CB 10500 NBTB+FAULT:::: | 0.05321 | Yes
GEN-2024-083 | 04 SOUTHEAST | G04 29SP | 337909 8ANO% 500 515305 FTSMITH8 500 1 | P52:345:AEPW:NR4PITTSB-7:::: | 0.05876 | Yes
GEN-2024-083 | 04 SOUTHEAST | G04 29SP | 337909 8ANO% 500 515305 FTSMITH8 500 1 | P55:345:AEPW:NR4PITTSB-7:::: | 0.05876 | Yes
GEN-2024-083 | 04 SOUTHEAST | G04 29SP | 337376 7SAREPTA% 345 788340 G24-379-TAP 345 1 | 507768 SWSHRV9 765 515049 SEMINOLE9 765 1 | 0.06243 | Yes
GEN-2024-113 | 04 SOUTHEAST | G04 29SP | 337808 8MABELVALE% 500 337860 8WRIGHTSVLE% 500 1 | P11:13.8:EES:1OSWALD C1:2::EHV: | 0.062 | Yes
GEN-2024-113 | 04 SOUTHEAST | G04 29SP | 337808 8MABELVALE% 500 337909 8ANO% 500 1 | P11:16:EES:1TRACTBEL C1:1::EHV: | 0.0811 | Yes
GEN-2024-113 | 04 SOUTHEAST | G04 29SP | 337643 8SHERIDAN% 500 337808 8MABELVALE% 500 1 | P11:22:EES:1ANO U2:1::EHV: | 0.08776 | Yes
GEN-2024-113 | 04 SOUTHEAST | G04 29SP | 337808 8MABELVALE% 500 337937 8MAYFLOWER% 500 1 | P11:22:EES:1ANO U2:1::EHV: | 0.07235 | Yes
GEN-2024-113 | 04 SOUTHEAST | G04 29SP | 337561 8EL DORADO% 500 337643 8SHERIDAN% 500 1 | P11:22:EES:1ANO U2:1::EHV: | 0.05823 | Yes
GEN-2024-113 | 04 SOUTHEAST | G04 29SP | 337860 8WRIGHTSVLE% 500 337957 8KEO% 500 1 | P11:23:EES:1PLUM PT U1:1::EHV: | 0.06197 | Yes
GEN-2024-113 | 04 SOUTHEAST | G04 29SP | 337860 8WRIGHTSVLE% 500 337957 8KEO% 500 1 | P11:26:EES:1ISES U1:1::HV: | 0.06197 | Yes
GEN-2024-113 | 04 SOUTHEAST | G04 29SP | 337808 8MABELVALE% 500 337860 8WRIGHTSVLE% 500 1 | P11:26:EES:1ISES U1:1::HV: | 0.062 | Yes
GEN-2024-113 | 04 SOUTHEAST | G04 29SP | 337909 8ANO% 500 337922 8P.HILL% 500 1 | P11:26:EES:1WHT BLUF U1:1::HV: | 0.09212 | Yes
GEN-2024-113 | 04 SOUTHEAST | G04 29SP | 337922 8P.HILL% 500 337937 8MAYFLOWER% 500 1 | P11:26:EES:1WHT BLUF U1:1::HV: | 0.08325 | Yes
GEN-2024-113 | 04 SOUTHEAST | G04 29SP | 337808 8MABELVALE% 500 337909 8ANO% 500 1 | P11:26:EES:1WHT BLUF U1:1::HV: | 0.0811 | Yes
GEN-2024-113 | 04 SOUTHEAST | G04 29SP | 337561 8EL DORADO% 500 337643 8SHERIDAN% 500 1 | P11:26:EES:1WHT BLUF U1:1::HV: | 0.05823 | Yes
GEN-2024-113 | 04 SOUTHEAST | G04 29SP | 337860 8WRIGHTSVLE% 500 337957 8KEO% 500 1 | P11:26:EES:1WHT BLUF U2:1::HV: | 0.06197 | Yes
GEN-2024-113 | 04 SOUTHEAST | G04 29SP | 337909 8ANO% 500 337922 8P.HILL% 500 1 | P11:26:EES:1WHT BLUF U2:1::HV: | 0.09212 | Yes
GEN-2024-113 | 04 SOUTHEAST | G04 29SP | 337922 8P.HILL% 500 337937 8MAYFLOWER% 500 1 | P11:26:EES:1WHT BLUF U2:1::HV: | 0.08325 | Yes
GEN-2024-113 | 04 SOUTHEAST | G04 29SP | 337808 8MABELVALE% 500 337909 8ANO% 500 1 | P11:26:EES:1WHT BLUF U2:1::HV: | 0.0811 | Yes
GEN-2024-113 | 04 SOUTHEAST | G04 29SP | 337561 8EL DORADO% 500 337643 8SHERIDAN% 500 1 | P11:26:EES:1WHT BLUF U2:1::HV: | 0.05823 | Yes
GEN-2024-113 | 04 SOUTHEAST | G04 29SP | 337860 8WRIGHTSVLE% 500 337957 8KEO% 500 1 | P11:26:EES:5ISES%:1ISES U1:1:HV: | 0.06197 | Yes
GEN-2024-113 | 04 SOUTHEAST | G04 29SP | 337808 8MABELVALE% 500 337860 8WRIGHTSVLE% 500 1 | P11:26:EES:5ISES%:1ISES U1:1:HV: | 0.062 | Yes
GEN-2024-113 | 04 SOUTHEAST | G04 29SP | 337909 8ANO% 500 515305 FTSMITH8 500 1 | P11:345:WERE:WOLFU1-GEN:EHV: | 0.18256 | Yes
GEN-2024-113 | 04 SOUTHEAST | G04 29SP | 337860 8WRIGHTSVLE% 500 337957 8KEO% 500 1 | P12:115:EES:3WRIGHTSVLE!:8WRIGHTSVLE%:1:HV: | 0.06198 | Yes
GEN-2024-113 | 04 SOUTHEAST | G04 29SP | 337860 8WRIGHTSVLE% 500 337957 8KEO% 500 1 | P12:115:EES-EAI:M:WH_BLF:WRIGHT_ELR_SIRONTNLR_PRTLR_145FAULAK:HV: | 0.06249 | Yes
GEN-2024-113 | 04 SOUTHEAST | G04 29SP | 337909 8ANO% 500 515305 FTSMITH8 500 1 | P12:138:EES:8W.MEMPHIS%:8FREEPORTTN%:4BHAM STEEL1:HV: | 0.18018 | Yes
GEN-2024-113 | 04 SOUTHEAST | G04 29SP | 337808 8MABELVALE% 500 337937 8MAYFLOWER% 500 1 | P12:138:EES:8W.MEMPHIS%:8FREEPORTTN%:4BHAM STEEL1:HV: | 0.07059 | Yes
GEN-2024-113 | 04 SOUTHEAST | G04 29SP | 337922 8P.HILL% 500 337937 8MAYFLOWER% 500 1 | P12:161:EES:5MORILTON.E!:5P.HILL%:1:HV: | 0.08554 | Yes
GEN-2024-113 | 04 SOUTHEAST | G04 29SP | 337909 8ANO% 500 337922 8P.HILL% 500 1 | P12:161:EES:5RUSSELVL.E!:5ANO%:1:HV: | 0.09334 | Yes
GEN-2024-113 | 04 SOUTHEAST | G04 29SP | 337909 8ANO% 500 337922 8P.HILL% 500 1 | P12:161:EES:8ANO%:5ANO%:1:HV: | 0.09757 | Yes
GEN-2024-113 | 04 SOUTHEAST | G04 29SP | 337808 8MABELVALE% 500 337909 8ANO% 500 1 | P12:161:EES:8ANO%:5ANO%:1:HV: | 0.08311 | Yes
GEN-2024-113 | 04 SOUTHEAST | G04 29SP | 337922 8P.HILL% 500 337937 8MAYFLOWER% 500 1 | P12:161:EES:8P.HILL%:5P.HILL%:1:HV: | 0.08769 | Yes
GEN-2024-113 | 04 SOUTHEAST | G04 29SP | 337922 8P.HILL% 500 337937 8MAYFLOWER% 500 1 | P12:161:EES-EAI:5QUITMAN!:5P.HILL:1 | 0.08628 | Yes
GEN-2024-113 | 04 SOUTHEAST | G04 29SP | 337909 8ANO% 500 337922 8P.HILL% 500 1 | P12:161:EES-EAI:RUSL_E:ANO:1 | 0.09334 | Yes
GEN-2024-113 | 04 SOUTHEAST | G04 29SP | 337643 8SHERIDAN% 500 337808 8MABELVALE% 500 1 | P12:22:EES:8ANO%:1ANO U1:1:EHV: | 0.08776 | Yes
GEN-2024-113 | 04 SOUTHEAST | G04 29SP | 337808 8MABELVALE% 500 337937 8MAYFLOWER% 500 1 | P12:22:EES:8ANO%:1ANO U1:1:EHV: | 0.07235 | Yes
GEN-2024-113 | 04 SOUTHEAST | G04 29SP | 337561 8EL DORADO% 500 337643 8SHERIDAN% 500 1 | P12:22:EES:8ANO%:1ANO U1:1:EHV: | 0.05823 | Yes
GEN-2024-113 | 04 SOUTHEAST | G04 29SP | 337643 8SHERIDAN% 500 337808 8MABELVALE% 500 1 | P12:22:EES:8ANO%:1ANO U2:1:EHV: | 0.08776 | Yes
GEN-2024-113 | 04 SOUTHEAST | G04 29SP | 337808 8MABELVALE% 500 337937 8MAYFLOWER% 500 1 | P12:22:EES:8ANO%:1ANO U2:1:EHV: | 0.07235 | Yes
GEN-2024-113 | 04 SOUTHEAST | G04 29SP | 337561 8EL DORADO% 500 337643 8SHERIDAN% 500 1 | P12:22:EES:8ANO%:1ANO U2:1:EHV: | 0.05823 | Yes
GEN-2024-113 | 04 SOUTHEAST | G04 29SP | 337643 8SHERIDAN% 500 337808 8MABELVALE% 500 1 | P12:230:EES:6BOGALUS%:6SLIDEL!:6FAIRVW!6HAMMND!1:HV: | 0.08775 | Yes
GEN-2024-113 | 04 SOUTHEAST | G04 29SP | 337643 8SHERIDAN% 500 337808 8MABELVALE% 500 1 | P12:230:EES:8HARTBRG%:8MT_OLIVE%:6LAYFLDLAYFLD11:HV: | 0.08396 | Yes
GEN-2024-113 | 04 SOUTHEAST | G04 29SP | 337909 8ANO% 500 337922 8P.HILL% 500 1 | P12:26:EES:8WHT BLUFF%:1WHT BLUF U1:1:HV: | 0.09212 | Yes
GEN-2024-113 | 04 SOUTHEAST | G04 29SP | 337922 8P.HILL% 500 337937 8MAYFLOWER% 500 1 | P12:26:EES:8WHT BLUFF%:1WHT BLUF U1:1:HV: | 0.08325 | Yes
GEN-2024-113 | 04 SOUTHEAST | G04 29SP | 337808 8MABELVALE% 500 337909 8ANO% 500 1 | P12:26:EES:8WHT BLUFF%:1WHT BLUF U1:1:HV: | 0.0811 | Yes
GEN-2024-113 | 04 SOUTHEAST | G04 29SP | 337561 8EL DORADO% 500 337643 8SHERIDAN% 500 1 | P12:26:EES:8WHT BLUFF%:1WHT BLUF U1:1:HV: | 0.05823 | Yes
GEN-2024-113 | 04 SOUTHEAST | G04 29SP | 337909 8ANO% 500 337922 8P.HILL% 500 1 | P12:26:EES:8WHT BLUFF%:1WHT BLUF U2:1:HV: | 0.09212 | Yes
GEN-2024-113 | 04 SOUTHEAST | G04 29SP | 337922 8P.HILL% 500 337937 8MAYFLOWER% 500 1 | P12:26:EES:8WHT BLUFF%:1WHT BLUF U2:1:HV: | 0.08325 | Yes
GEN-2024-113 | 04 SOUTHEAST | G04 29SP | 337808 8MABELVALE% 500 337909 8ANO% 500 1 | P12:26:EES:8WHT BLUFF%:1WHT BLUF U2:1:HV: | 0.0811 | Yes
GEN-2024-113 | 04 SOUTHEAST | G04 29SP | 337561 8EL DORADO% 500 337643 8SHERIDAN% 500 1 | P12:26:EES:8WHT BLUFF%:1WHT BLUF U2:1:HV: | 0.05823 | Yes
GEN-2024-113 | 04 SOUTHEAST | G04 29SP | 337909 8ANO% 500 515305 FTSMITH8 500 1 | P12:500:EES:8ANO%:8P.HILL%:1:EHV: | 0.16518 | Yes
GEN-2024-113 | 04 SOUTHEAST | G04 29SP | 337808 8MABELVALE% 500 337909 8ANO% 500 1 | P12:500:EES:8ANO%:8P.HILL%:1:EHV: | 0.13945 | Yes
GEN-2024-113 | 04 SOUTHEAST | G04 29SP | 337860 8WRIGHTSVLE% 500 337957 8KEO% 500 1 | P12:500:EES:8BXTRWILSON%:8PERRYVILLE%:1:EHV: | 0.0629 | Yes
GEN-2024-113 | 04 SOUTHEAST | G04 29SP | 337643 8SHERIDAN% 500 337808 8MABELVALE% 500 1 | P12:500:EES:8BXTRWILSON%:8PERRYVILLE%:1:EHV: | 0.0862 | Yes
GEN-2024-113 | 04 SOUTHEAST | G04 29SP | 337561 8EL DORADO% 500 337643 8SHERIDAN% 500 1 | P12:500:EES:8BXTRWILSON%:8PERRYVILLE%:1:EHV: | 0.05591 | Yes
GEN-2024-113 | 04 SOUTHEAST | G04 29SP | 337808 8MABELVALE% 500 337860 8WRIGHTSVLE% 500 1 | P12:500:EES:8BXTRWILSON%:8PERRYVILLE%:1:EHV: | 0.06294 | Yes
GEN-2024-113 | 04 SOUTHEAST | G04 29SP | 337643 8SHERIDAN% 500 337763 8MAGNETCOVE% 500 1 | P12:500:EES:8EL DORADO%:8SHERIDAN%:1:EHV: | 0.06347 | Yes
GEN-2024-113 | 04 SOUTHEAST | G04 29SP | 337753 8HS EHV% 500 337754 8ETTA% 500 1 | P12:500:EES:8EL DORADO%:8SHERIDAN%:1:EHV: | 0.06238 | Yes
GEN-2024-113 | 04 SOUTHEAST | G04 29SP | 337515 8MCNEIL% 500 337561 8EL DORADO% 500 1 | P12:500:EES:8EL DORADO%:8SHERIDAN%:1:EHV: | 0.05017 | Yes
GEN-2024-113 | 04 SOUTHEAST | G04 29SP | 337753 8HS EHV% 500 337763 8MAGNETCOVE% 500 1 | P12:500:EES:8EL DORADO%:8SHERIDAN%:1:EHV: | 0.06347 | Yes
GEN-2024-113 | 04 SOUTHEAST | G04 29SP | 337561 8EL DORADO% 500 337643 8SHERIDAN% 500 1 | P12:500:EES:8HS EHV%:8ETTA%:1:EHV: | 0.07882 | Yes
GEN-2024-113 | 04 SOUTHEAST | G04 29SP | 337808 8MABELVALE% 500 337937 8MAYFLOWER% 500 1 | P12:500:EES:8KEO%:8HOLND BTM%:1:EHV: | 0.06734 | Yes
GEN-2024-113 | 04 SOUTHEAST | G04 29SP | 337909 8ANO% 500 337922 8P.HILL% 500 1 | P12:500:EES:8MABELVALE%:8ANO%:1:EHV: | 0.15287 | Yes
GEN-2024-113 | 04 SOUTHEAST | G04 29SP | 337922 8P.HILL% 500 337937 8MAYFLOWER% 500 1 | P12:500:EES:8MABELVALE%:8ANO%:1:EHV: | 0.14112 | Yes
GEN-2024-113 | 04 SOUTHEAST | G04 29SP | 337643 8SHERIDAN% 500 337808 8MABELVALE% 500 1 | P12:500:EES:8MT_OLIVE%:8EL DORADO%:1:EHV: | 0.08361 | Yes
GEN-2024-113 | 04 SOUTHEAST | G04 29SP | 337561 8EL DORADO% 500 337643 8SHERIDAN% 500 1 | P12:500:EES:8MT_OLIVE%:8EL DORADO%:1:EHV: | 0.05226 | Yes
GEN-2024-113 | 04 SOUTHEAST | G04 29SP | 337808 8MABELVALE% 500 337909 8ANO% 500 1 | P12:500:EES:8P.HILL%:8MAYFLOWER%:1:EHV: | 0.1313 | Yes
GEN-2024-113 | 04 SOUTHEAST | G04 29SP | 337651 8WHT BLUFF% 500 337957 8KEO% 500 1 | P12:500:EES:8SHERIDAN%:8MABELVALE%:1:EHV: | 0.07086 | Yes
GEN-2024-113 | 04 SOUTHEAST | G04 29SP | 337643 8SHERIDAN% 500 337651 8WHT BLUFF% 500 1 | P12:500:EES:8SHERIDAN%:8MABELVALE%:1:EHV: | 0.07074 | Yes
GEN-2024-113 | 04 SOUTHEAST | G04 29SP | 337561 8EL DORADO% 500 337643 8SHERIDAN% 500 1 | P12:500:EES:8SHERIDAN%:8MAGNETCOVE%:1:EHV: | 0.07407 | Yes
GEN-2024-113 | 04 SOUTHEAST | G04 29SP | 337860 8WRIGHTSVLE% 500 337957 8KEO% 500 1 | P12:500:EES:8SHERIDAN%:8WHT BLUFF%:1:EHV: | 0.05994 | Yes
GEN-2024-113 | 04 SOUTHEAST | G04 29SP | 337643 8SHERIDAN% 500 337808 8MABELVALE% 500 1 | P12:500:EES:8SHERIDAN%:8WHT BLUFF%:1:EHV: | 0.09004 | Yes
GEN-2024-113 | 04 SOUTHEAST | G04 29SP | 337808 8MABELVALE% 500 337860 8WRIGHTSVLE% 500 1 | P12:500:EES:8SHERIDAN%:8WHT BLUFF%:1:EHV: | 0.05995 | Yes
GEN-2024-113 | 04 SOUTHEAST | G04 29SP | 337643 8SHERIDAN% 500 337808 8MABELVALE% 500 1 | P12:500:EES:8STERLING%:8EL DORADO%:1:EHV: | 0.08582 | Yes
GEN-2024-113 | 04 SOUTHEAST | G04 29SP | 337808 8MABELVALE% 500 337937 8MAYFLOWER% 500 1 | P12:500:EES:8W.MEMPHIS%:8BHAM STEEL:1:EHV: | 0.07059 | Yes
GEN-2024-113 | 04 SOUTHEAST | G04 29SP | 337860 8WRIGHTSVLE% 500 337957 8KEO% 500 1 | P12:500:EES:8WHT BLUFF%:8KEO%:1:EHV: | 0.05522 | Yes
GEN-2024-113 | 04 SOUTHEAST | G04 29SP | 337643 8SHERIDAN% 500 337808 8MABELVALE% 500 1 | P12:500:EES:8WHT BLUFF%:8KEO%:1:EHV: | 0.09396 | Yes
GEN-2024-113 | 04 SOUTHEAST | G04 29SP | 337808 8MABELVALE% 500 337860 8WRIGHTSVLE% 500 1 | P12:500:EES:8WHT BLUFF%:8KEO%:1:EHV: | 0.05571 | Yes
GEN-2024-113 | 04 SOUTHEAST | G04 29SP | 337643 8SHERIDAN% 500 337808 8MABELVALE% 500 1 | P12:500:EES:8WRIGHTSVLE%:1OSWALD C1:1OSWALD C31OSWALD C51OSWALD S11OSWALD C71OSWALD S21:EHV: | 0.08776 | Yes
GEN-2024-113 | 04 SOUTHEAST | G04 29SP | 337808 8MABELVALE% 500 337860 8WRIGHTSVLE% 500 1 | P12:500:EES:8WRIGHTSVLE%:1OSWALD C1:1OSWALD C31OSWALD C51OSWALD S11OSWALD C71OSWALD S21:EHV: | 0.062 | Yes
GEN-2024-113 | 04 SOUTHEAST | G04 29SP | 337808 8MABELVALE% 500 337937 8MAYFLOWER% 500 1 | P12:500:EES-EAI:KEO:WMPEHV | 0.06989 | Yes
GEN-2024-113 | 04 SOUTHEAST | G04 29SP | 337909 8ANO% 500 515305 FTSMITH8 500 1 | P12:500:EES-EAI:WMPEHV:BHMSTL:BHMSTLNEWPORT:EHV: | 0.18018 | Yes
GEN-2024-113 | 04 SOUTHEAST | G04 29SP | 337808 8MABELVALE% 500 337937 8MAYFLOWER% 500 1 | P12:500:EES-EAI:WMPEHV:BHMSTL:BHMSTLNEWPORT:EHV: | 0.07059 | Yes
GEN-2024-113 | 04 SOUTHEAST | G04 29SP | 337808 8MABELVALE% 500 337860 8WRIGHTSVLE% 500 1 | P13:500:EES-EAI:ND:1OSWALD C1:1 | 0.062 | Yes
GEN-2024-113 | 04 SOUTHEAST | G04 29SP | 337808 8MABELVALE% 500 337860 8WRIGHTSVLE% 500 1 | P13:500:EES-EAI:ND:1OSWALD C5:1 | 0.062 | Yes
GEN-2024-113 | 04 SOUTHEAST | G04 29SP | 337808 8MABELVALE% 500 337860 8WRIGHTSVLE% 500 1 | P13:500:EES-EAI:ND:1OSWALD C7:1 | 0.062 | Yes
GEN-2024-113 | 04 SOUTHEAST | G04 29SP | 337909 8ANO% 500 337922 8P.HILL% 500 1 | P21:161:EES:5ANO%:5LONDON.N:1:HV: | 0.09534 | Yes
GEN-2024-113 | 04 SOUTHEAST | G04 29SP | 337922 8P.HILL% 500 337937 8MAYFLOWER% 500 1 | P21:161:EES:5BONO:5P.HILL%:1:HV: | 0.08628 | Yes
GEN-2024-113 | 04 SOUTHEAST | G04 29SP | 337909 8ANO% 500 337922 8P.HILL% 500 1 | P21:161:EES:5RUSSELVL.N:5ANO%:1:HV: | 0.09334 | Yes
GEN-2024-113 | 04 SOUTHEAST | G04 29SP | 337808 8MABELVALE% 500 337937 8MAYFLOWER% 500 1 | P21:500:EES:8KEO%:CHALKBLUFFPV:1:EHV: | 0.06989 | Yes
GEN-2024-113 | 04 SOUTHEAST | G04 29SP | 337643 8SHERIDAN% 500 337808 8MABELVALE% 500 1 | P21:500:EES:8MT_OLIVE%:LAYFLD8:1:EHV: | 0.08397 | Yes
GEN-2024-113 | 04 SOUTHEAST | G04 29SP | 337909 8ANO% 500 515305 FTSMITH8 500 1 | P21:500:EES:CHALKBLUFFPV:8W.MEMPHIS%:1:EHV: | 0.17964 | Yes
GEN-2024-113 | 04 SOUTHEAST | G04 29SP | 337808 8MABELVALE% 500 337937 8MAYFLOWER% 500 1 | P21:500:EES:CHALKBLUFFPV:8W.MEMPHIS%:1:EHV: | 0.06989 | Yes
GEN-2024-113 | 04 SOUTHEAST | G04 29SP | 337909 8ANO% 500 515305 FTSMITH8 500 1 | P22:345:EES:MUSKOGE7!:::EHV: | 0.23691 | Yes
GEN-2024-113 | 04 SOUTHEAST | G04 29SP | 337808 8MABELVALE% 500 337937 8MAYFLOWER% 500 1 | P22:345:EES:MUSKOGE7!:::EHV: | 0.09371 | Yes
GEN-2024-113 | 04 SOUTHEAST | G04 29SP | 337643 8SHERIDAN% 500 337808 8MABELVALE% 500 1 | P22:500:EES:MOUNTOLIVE:WESTBUS::EHV: | 0.08397 | Yes
GEN-2024-113 | 04 SOUTHEAST | G04 29SP | 337643 8SHERIDAN% 500 337763 8MAGNETCOVE% 500 1 | P23:500:EES:EL DORADO EHV:B9242::EHV: | 0.06347 | Yes
GEN-2024-113 | 04 SOUTHEAST | G04 29SP | 337753 8HS EHV% 500 337754 8ETTA% 500 1 | P23:500:EES:EL DORADO EHV:B9242::EHV: | 0.06238 | Yes
GEN-2024-113 | 04 SOUTHEAST | G04 29SP | 337515 8MCNEIL% 500 337561 8EL DORADO% 500 1 | P23:500:EES:EL DORADO EHV:B9242::EHV: | 0.05017 | Yes
GEN-2024-113 | 04 SOUTHEAST | G04 29SP | 337753 8HS EHV% 500 337763 8MAGNETCOVE% 500 1 | P23:500:EES:EL DORADO EHV:B9242::EHV: | 0.06347 | Yes
GEN-2024-113 | 04 SOUTHEAST | G04 29SP | 337909 8ANO% 500 337922 8P.HILL% 500 1 | P23:500:EES:MAGNETCOVE:B7435::EHV: | 0.09113 | Yes
GEN-2024-113 | 04 SOUTHEAST | G04 29SP | 337922 8P.HILL% 500 337937 8MAYFLOWER% 500 1 | P23:500:EES:MAGNETCOVE:B7435::EHV: | 0.0818 | Yes
GEN-2024-113 | 04 SOUTHEAST | G04 29SP | 337561 8EL DORADO% 500 337643 8SHERIDAN% 500 1 | P23:500:EES:MAGNETCOVE:B7435::EHV: | 0.07407 | Yes
GEN-2024-113 | 04 SOUTHEAST | G04 29SP | 337808 8MABELVALE% 500 337909 8ANO% 500 1 | P23:500:EES:MAGNETCOVE:B7435::EHV: | 0.07957 | Yes
GEN-2024-113 | 04 SOUTHEAST | G04 29SP | 337909 8ANO% 500 337922 8P.HILL% 500 1 | P23:500:EES:MAGNETCOVE:B7446::EHV: | 0.09113 | Yes
GEN-2024-113 | 04 SOUTHEAST | G04 29SP | 337922 8P.HILL% 500 337937 8MAYFLOWER% 500 1 | P23:500:EES:MAGNETCOVE:B7446::EHV: | 0.0818 | Yes
GEN-2024-113 | 04 SOUTHEAST | G04 29SP | 337561 8EL DORADO% 500 337643 8SHERIDAN% 500 1 | P23:500:EES:MAGNETCOVE:B7446::EHV: | 0.07407 | Yes
GEN-2024-113 | 04 SOUTHEAST | G04 29SP | 337808 8MABELVALE% 500 337909 8ANO% 500 1 | P23:500:EES:MAGNETCOVE:B7446::EHV: | 0.07957 | Yes
GEN-2024-113 | 04 SOUTHEAST | G04 29SP | 337643 8SHERIDAN% 500 337808 8MABELVALE% 500 1 | P23:500:EES:MOUNTSOLIVE:R3976::EHV: | 0.08313 | Yes
GEN-2024-113 | 04 SOUTHEAST | G04 29SP | 337561 8EL DORADO% 500 337643 8SHERIDAN% 500 1 | P23:500:EES:MOUNTSOLIVE:R3976::EHV: | 0.05167 | Yes
GEN-2024-113 | 04 SOUTHEAST | G04 29SP | 337860 8WRIGHTSVLE% 500 337957 8KEO% 500 1 | P23:500:EES:PERRYVILLE:R9872::EHV: | 0.0629 | Yes
GEN-2024-113 | 04 SOUTHEAST | G04 29SP | 337643 8SHERIDAN% 500 337808 8MABELVALE% 500 1 | P23:500:EES:PERRYVILLE:R9872::EHV: | 0.0862 | Yes
GEN-2024-113 | 04 SOUTHEAST | G04 29SP | 337561 8EL DORADO% 500 337643 8SHERIDAN% 500 1 | P23:500:EES:PERRYVILLE:R9872::EHV: | 0.0559 | Yes
GEN-2024-113 | 04 SOUTHEAST | G04 29SP | 337808 8MABELVALE% 500 337860 8WRIGHTSVLE% 500 1 | P23:500:EES:PERRYVILLE:R9872::EHV: | 0.06294 | Yes
GEN-2024-113 | 04 SOUTHEAST | G04 29SP | 337643 8SHERIDAN% 500 337808 8MABELVALE% 500 1 | P23:500:EES:STERLINGTON:R2196::EHV: | 0.08582 | Yes
GEN-2024-113 | 04 SOUTHEAST | G04 29SP | 337561 8EL DORADO% 500 337643 8SHERIDAN% 500 1 | P23:500:EES:STERLINGTON:R2196::EHV: | 0.05516 | Yes
GEN-2024-113 | 04 SOUTHEAST | G04 29SP | 337643 8SHERIDAN% 500 337808 8MABELVALE% 500 1 | P23:500:EES:STERLINGTON:R3594::EHV: | 0.08582 | Yes
GEN-2024-113 | 04 SOUTHEAST | G04 29SP | 337561 8EL DORADO% 500 337643 8SHERIDAN% 500 1 | P23:500:EES:STERLINGTON:R3594::EHV: | 0.05516 | Yes
GEN-2024-113 | 04 SOUTHEAST | G04 29SP | 337909 8ANO% 500 515305 FTSMITH8 500 1 | P23:500:EES-EAI:8P.HILL%:B4335::EHV: | 0.16527 | Yes
GEN-2024-113 | 04 SOUTHEAST | G04 29SP | 337808 8MABELVALE% 500 337909 8ANO% 500 1 | P23:500:EES-EAI:8P.HILL%:B4335::EHV: | 0.1429 | Yes
GEN-2024-113 | 04 SOUTHEAST | G04 29SP | 337643 8SHERIDAN% 500 337808 8MABELVALE% 500 1 | P23:500:EES-EAI:KEO:B4911::EHV: | 0.09899 | Yes
GEN-2024-113 | 04 SOUTHEAST | G04 29SP | 337808 8MABELVALE% 500 337937 8MAYFLOWER% 500 1 | P23:500:EES-EAI:KEO:B4911::EHV: | 0.06713 | Yes
GEN-2024-113 | 04 SOUTHEAST | G04 29SP | 337909 8ANO% 500 515305 FTSMITH8 500 1 | P23:500:EES-EAI:KEO:B4921::EHV: | 0.17517 | Yes
GEN-2024-113 | 04 SOUTHEAST | G04 29SP | 337643 8SHERIDAN% 500 337808 8MABELVALE% 500 1 | P23:500:EES-EAI:KEO:B4921::EHV: | 0.11574 | Yes
GEN-2024-113 | 04 SOUTHEAST | G04 29SP | 337808 8MABELVALE% 500 337937 8MAYFLOWER% 500 1 | P23:500:EES-EAI:KEO:B4921::EHV: | 0.05801 | Yes
GEN-2024-113 | 04 SOUTHEAST | G04 29SP | 337909 8ANO% 500 515305 FTSMITH8 500 1 | P23:500:EES-EAI:KEO:B4931::EHV: | 0.17693 | Yes
GEN-2024-113 | 04 SOUTHEAST | G04 29SP | 337808 8MABELVALE% 500 337937 8MAYFLOWER% 500 1 | P23:500:EES-EAI:KEO:B4931::EHV: | 0.06502 | Yes
GEN-2024-113 | 04 SOUTHEAST | G04 29SP | 337909 8ANO% 500 515305 FTSMITH8 500 1 | P23:500:EES-EAI:KEO:B4941::EHV: | 0.17578 | Yes
GEN-2024-113 | 04 SOUTHEAST | G04 29SP | 337808 8MABELVALE% 500 337937 8MAYFLOWER% 500 1 | P23:500:EES-EAI:KEO:B4941::EHV: | 0.0601 | Yes
GEN-2024-113 | 04 SOUTHEAST | G04 29SP | 337922 8P.HILL% 500 337937 8MAYFLOWER% 500 1 | P23:500:EES-EAI:MABELV:B5918::EHV: | 0.05634 | Yes
GEN-2024-113 | 04 SOUTHEAST | G04 29SP | 337651 8WHT BLUFF% 500 337957 8KEO% 500 1 | P23:500:EES-EAI:MABELV:B5922::EHV: | 0.06446 | Yes
GEN-2024-113 | 04 SOUTHEAST | G04 29SP | 337909 8ANO% 500 337922 8P.HILL% 500 1 | P23:500:EES-EAI:MABELV:B5922::EHV: | 0.14727 | Yes
GEN-2024-113 | 04 SOUTHEAST | G04 29SP | 337643 8SHERIDAN% 500 337651 8WHT BLUFF% 500 1 | P23:500:EES-EAI:MABELV:B5922::EHV: | 0.06503 | Yes
GEN-2024-113 | 04 SOUTHEAST | G04 29SP | 337922 8P.HILL% 500 337937 8MAYFLOWER% 500 1 | P23:500:EES-EAI:MABELV:B5922::EHV: | 0.13381 | Yes
GEN-2024-113 | 04 SOUTHEAST | G04 29SP | 337808 8MABELVALE% 500 337937 8MAYFLOWER% 500 1 | P23:500:EES-EAI:MABELV:B5922::EHV: | 0.117 | Yes
GEN-2024-113 | 04 SOUTHEAST | G04 29SP | 337808 8MABELVALE% 500 337909 8ANO% 500 1 | P23:500:EES-EAI:PD_1:ETTA:LN:EHV: | 0.07994 | Yes
GEN-2024-113 | 04 SOUTHEAST | G04 29SP | 337808 8MABELVALE% 500 337909 8ANO% 500 1 | P23:500:EES-EAI:PD_2:ETTA:LN:EHV: | 0.07994 | Yes
GEN-2024-113 | 04 SOUTHEAST | G04 29SP | 337561 8EL DORADO% 500 337643 8SHERIDAN% 500 1 | P23:500:EES-EAI:PD_2:MAGNET:XF:EHV: | 0.07407 | Yes
GEN-2024-113 | 04 SOUTHEAST | G04 29SP | 337860 8WRIGHTSVLE% 500 337957 8KEO% 500 1 | P23:500:EES-EAI:SH_EHV:B5014::EHV: | 0.07345 | Yes
GEN-2024-113 | 04 SOUTHEAST | G04 29SP | 337643 8SHERIDAN% 500 337763 8MAGNETCOVE% 500 1 | P23:500:EES-EAI:SH_EHV:B5014::EHV: | 0.06514 | Yes
GEN-2024-113 | 04 SOUTHEAST | G04 29SP | 337643 8SHERIDAN% 500 337808 8MABELVALE% 500 1 | P23:500:EES-EAI:SH_EHV:B5014::EHV: | 0.06514 | Yes
GEN-2024-113 | 04 SOUTHEAST | G04 29SP | 337753 8HS EHV% 500 337754 8ETTA% 500 1 | P23:500:EES-EAI:SH_EHV:B5014::EHV: | 0.0633 | Yes
GEN-2024-113 | 04 SOUTHEAST | G04 29SP | 337808 8MABELVALE% 500 337860 8WRIGHTSVLE% 500 1 | P23:500:EES-EAI:SH_EHV:B5014::EHV: | 0.07398 | Yes
GEN-2024-113 | 04 SOUTHEAST | G04 29SP | 337515 8MCNEIL% 500 337561 8EL DORADO% 500 1 | P23:500:EES-EAI:SH_EHV:B5014::EHV: | 0.05093 | Yes
GEN-2024-113 | 04 SOUTHEAST | G04 29SP | 337753 8HS EHV% 500 337763 8MAGNETCOVE% 500 1 | P23:500:EES-EAI:SH_EHV:B5014::EHV: | 0.06514 | Yes
GEN-2024-113 | 04 SOUTHEAST | G04 29SP | 337561 8EL DORADO% 500 337643 8SHERIDAN% 500 1 | P23:500:EES-EAI:SH_EHV:B5018::EHV: | 0.07479 | Yes
GEN-2024-113 | 04 SOUTHEAST | G04 29SP | 337651 8WHT BLUFF% 500 337957 8KEO% 500 1 | P23:500:EES-EAI:SH_EHV:B5022::EHV: | 0.055 | Yes
GEN-2024-113 | 04 SOUTHEAST | G04 29SP | 337753 8HS EHV% 500 337754 8ETTA% 500 1 | P23:500:EES-EAI:SH_EHV:B5022::EHV: | 0.05564 | Yes
GEN-2024-113 | 04 SOUTHEAST | G04 29SP | 337651 8WHT BLUFF% 500 337957 8KEO% 500 1 | P23:500:EES-EAI:SH_EHV:B5026::EHV: | 0.06411 | Yes
GEN-2024-113 | 04 SOUTHEAST | G04 29SP | 337561 8EL DORADO% 500 337643 8SHERIDAN% 500 1 | P23:500:EES-EAI:SH_EHV:B5026::EHV: | 0.06082 | Yes
GEN-2024-113 | 04 SOUTHEAST | G04 29SP | 337643 8SHERIDAN% 500 337651 8WHT BLUFF% 500 1 | P23:500:EES-EAI:SH_EHV:B5026::EHV: | 0.06082 | Yes
GEN-2024-113 | 04 SOUTHEAST | G04 29SP | 337808 8MABELVALE% 500 337909 8ANO% 500 1 | P23:500:EES-EAI:SH_EHV:B5026::EHV: | 0.07529 | Yes
GEN-2024-113 | 04 SOUTHEAST | G04 29SP | 337860 8WRIGHTSVLE% 500 337957 8KEO% 500 1 | P42:345:OKGE:SB_GRIN7312:::EHV: | 0.0621 | Yes
GEN-2024-113 | 04 SOUTHEAST | G04 29SP | 337909 8ANO% 500 337922 8P.HILL% 500 1 | P42:345:OKGE:SB_GRIN7312:::EHV: | 0.0923 | Yes
GEN-2024-113 | 04 SOUTHEAST | G04 29SP | 337922 8P.HILL% 500 337937 8MAYFLOWER% 500 1 | P42:345:OKGE:SB_GRIN7312:::EHV: | 0.08341 | Yes
GEN-2024-113 | 04 SOUTHEAST | G04 29SP | 337808 8MABELVALE% 500 337860 8WRIGHTSVLE% 500 1 | P42:345:OKGE:SB_GRIN7312:::EHV: | 0.06213 | Yes
GEN-2024-113 | 04 SOUTHEAST | G04 29SP | 337808 8MABELVALE% 500 337909 8ANO% 500 1 | P42:345:OKGE:SB_GRIN7312:::EHV: | 0.08125 | Yes
GEN-2024-113 | 04 SOUTHEAST | G04 29SP | 337860 8WRIGHTSVLE% 500 337957 8KEO% 500 1 | P42:345:OKGE:SB_GRIN7382:::EHV: | 0.0621 | Yes
GEN-2024-113 | 04 SOUTHEAST | G04 29SP | 337909 8ANO% 500 337922 8P.HILL% 500 1 | P42:345:OKGE:SB_GRIN7382:::EHV: | 0.0923 | Yes
GEN-2024-113 | 04 SOUTHEAST | G04 29SP | 337922 8P.HILL% 500 337937 8MAYFLOWER% 500 1 | P42:345:OKGE:SB_GRIN7382:::EHV: | 0.08341 | Yes
GEN-2024-113 | 04 SOUTHEAST | G04 29SP | 337808 8MABELVALE% 500 337860 8WRIGHTSVLE% 500 1 | P42:345:OKGE:SB_GRIN7382:::EHV: | 0.06213 | Yes
GEN-2024-113 | 04 SOUTHEAST | G04 29SP | 337808 8MABELVALE% 500 337909 8ANO% 500 1 | P42:345:OKGE:SB_GRIN7382:::EHV: | 0.08125 | Yes
GEN-2024-113 | 04 SOUTHEAST | G04 29SP | 337909 8ANO% 500 515305 FTSMITH8 500 1 | P52:345:AEPW:NR4PITTSB-7:::: | 0.19806 | Yes
GEN-2024-113 | 04 SOUTHEAST | G04 29SP | 337909 8ANO% 500 515305 FTSMITH8 500 1 | P55:345:AEPW:NR4PITTSB-7:::: | 0.19806 | Yes
GEN-2024-113 | 04 SOUTHEAST | G04 29SP | 337860 8WRIGHTSVLE% 500 337957 8KEO% 500 1 | 338188 8SANS SOUCI% 500 338389 8PLUM PT! 500 1 | 0.06197 | Yes
GEN-2024-113 | 04 SOUTHEAST | G04 29SP | 337860 8WRIGHTSVLE% 500 337957 8KEO% 500 1 | 338389 8PLUM PT! 500 338388 1PLUM PT U1 23.0 1 | 0.06197 | Yes
GEN-2024-113 | 04 SOUTHEAST | G04 29SP | 337909 8ANO% 500 515305 FTSMITH8 500 1 | 509782 R.S.S.-7 345 588040 G16133G16146 345 1 | 0.18256 | Yes
GEN-2024-113 | 04 SOUTHEAST | G04 29SP | 337909 8ANO% 500 515305 FTSMITH8 500 1 | 515497 MATHWSN7 345 900001 TRAVERSE1 345 1 | 0.18256 | Yes
GEN-2024-113 | 04 SOUTHEAST | G04 29SP | 337909 8ANO% 500 515305 FTSMITH8 500 1 | 588041 G16133_765TN 765 588042 G16133_765R1 765 1 | 0.18256 | Yes
GEN-2024-113 | 04 SOUTHEAST | G04 29SP | 337909 8ANO% 500 515305 FTSMITH8 500 1 | 588042 G16133_765R1 765 588043 G16133_765R2 765 1 | 0.18256 | Yes
GEN-2024-113 | 04 SOUTHEAST | G04 29SP | 337909 8ANO% 500 515305 FTSMITH8 500 1 | 588043 G16133_765R2 765 588044 G16133_765R3 765 1 | 0.18256 | Yes
GEN-2024-113 | 04 SOUTHEAST | G04 29SP | 337909 8ANO% 500 515305 FTSMITH8 500 1 | 588044 G16133_765R3 765 588045 G16133_765CS 765 1 | 0.18256 | Yes
GEN-2024-113 | 04 SOUTHEAST | G04 29SP | 337909 8ANO% 500 515305 FTSMITH8 500 1 | Base Case | 0.18256 | Yes
GEN-2024-113 | 04 SOUTHEAST | G04 29SP | 337860 8WRIGHTSVLE% 500 337957 8KEO% 500 1 | Base Case | 0.06197 | Yes
GEN-2024-113 | 04 SOUTHEAST | G04 29SP | 337909 8ANO% 500 337922 8P.HILL% 500 1 | Base Case | 0.09212 | Yes
GEN-2024-113 | 04 SOUTHEAST | G04 29SP | 337643 8SHERIDAN% 500 337808 8MABELVALE% 500 1 | Base Case | 0.08776 | Yes
GEN-2024-113 | 04 SOUTHEAST | G04 29SP | 337922 8P.HILL% 500 337937 8MAYFLOWER% 500 1 | Base Case | 0.08325 | Yes
GEN-2024-113 | 04 SOUTHEAST | G04 29SP | 337808 8MABELVALE% 500 337860 8WRIGHTSVLE% 500 1 | Base Case | 0.062 | Yes
GEN-2024-113 | 04 SOUTHEAST | G04 29SP | 337808 8MABELVALE% 500 337909 8ANO% 500 1 | Base Case | 0.0811 | Yes
GEN-2024-113 | 04 SOUTHEAST | G04 29SP | 337561 8EL DORADO% 500 337643 8SHERIDAN% 500 1 | Base Case | 0.05823 | Yes
GEN-2024-113 | 04 SOUTHEAST | G04 29SP | 337808 8MABELVALE% 500 337937 8MAYFLOWER% 500 1 | Base Case | 0.07235 | Yes
GEN-2024-113 | 04 SOUTHEAST | G04 29SP | 337909 8ANO% 500 515305 FTSMITH8 500 1 | GEN532751 1 | 0.18256 | Yes
GEN-2024-113 | 04 SOUTHEAST | G04 29SP | 337909 8ANO% 500 515305 FTSMITH8 500 1 | GEN532751 1_Dup1 | 0.18256 | Yes
GEN-2024-114 | 04 SOUTHEAST | G04 29SP | 338162 8W.MEMPHIS% 500 998385 8W.MEMPHIS% 161 1 | P11:0.6:EES:J1007 GEN:PV::EHV: | 0.05416 | Yes
GEN-2024-114 | 04 SOUTHEAST | G04 29SP | 338161 5W.MEMPHIS! 161 998385 8W.MEMPHIS% 161 1 | P11:0.6:EES:J1007 GEN:PV::EHV: | 0.05416 | Yes
GEN-2024-114 | 04 SOUTHEAST | G04 29SP | 338162 8W.MEMPHIS% 500 998385 8W.MEMPHIS% 161 1 | P11:0.6:EES:J934_GEN:PV::EHV: | 0.05416 | Yes
GEN-2024-114 | 04 SOUTHEAST | G04 29SP | 338161 5W.MEMPHIS! 161 998385 8W.MEMPHIS% 161 1 | P11:0.6:EES:J934_GEN:PV::EHV: | 0.05416 | Yes
GEN-2024-114 | 04 SOUTHEAST | G04 29SP | 337808 8MABELVALE% 500 337860 8WRIGHTSVLE% 500 1 | P11:13.8:EES:1OSWALD C1:2::EHV: | 0.13556 | Yes
GEN-2024-114 | 04 SOUTHEAST | G04 29SP | 337926 5QUITMAN! 161 338112 5HEBER.S 161 1 | P11:13.8:EES:GF #1 1:1::EHV: | 0.15721 | Yes
GEN-2024-114 | 04 SOUTHEAST | G04 29SP | 338112 5HEBER.S 161 338113 5HEBER IND 161 1 | P11:13.8:EES:GF #1 1:1::EHV: | 0.15721 | Yes
GEN-2024-114 | 04 SOUTHEAST | G04 29SP | 338113 5HEBER IND 161 338758 5HEBER.N# 161 1 | P11:13.8:EES:GF #1 1:1::EHV: | 0.15721 | Yes
GEN-2024-114 | 04 SOUTHEAST | G04 29SP | 338112 5HEBER.S 161 338113 5HEBER IND 161 1 | P11:13.8:EES:GF #2 2:2::EHV: | 0.15721 | Yes
GEN-2024-114 | 04 SOUTHEAST | G04 29SP | 300115 5STFRANB2 161 338202 5JIM HILL% 161 1 | P11:16:AECI:1STFRG1:1::: | 0.0509 | Yes
GEN-2024-114 | 04 SOUTHEAST | G04 29SP | 300115 5STFRANB2 161 338202 5JIM HILL% 161 1 | P11:16:EES:1STFRG1:1::EHV: | 0.0509 | Yes
GEN-2024-114 | 04 SOUTHEAST | G04 29SP | 337753 8HS EHV% 500 337754 8ETTA% 500 1 | P11:16:EES:1TRACTBEL C1:1::EHV: | 0.05603 | Yes
GEN-2024-114 | 04 SOUTHEAST | G04 29SP | 337808 8MABELVALE% 500 337909 8ANO% 500 1 | P11:16:EES:1TRACTBEL C1:1::EHV: | 0.06714 | Yes
GEN-2024-114 | 04 SOUTHEAST | G04 29SP | 337753 8HS EHV% 500 337763 8MAGNETCOVE% 500 1 | P11:16:EES:1TRACTBEL C1:1::EHV: | 0.06839 | Yes
GEN-2024-114 | 04 SOUTHEAST | G04 29SP | 338151 5NEWPORT! 161 338173 5NEWPORT IND 161 1 | P11:161:EES-EAI:NEWPRTSOLAR:1 | 0.06227 | Yes
GEN-2024-114 | 04 SOUTHEAST | G04 29SP | 338151 5NEWPORT! 161 338158 5MALLORY% 161 1 | P11:161:EES-EAI:NEWPRTSOLAR:1 | 0.06119 | Yes
GEN-2024-114 | 04 SOUTHEAST | G04 29SP | 338158 5MALLORY% 161 338172 5NEWPORT AB 161 1 | P11:161:EES-EAI:NEWPRTSOLAR:1 | 0.13199 | Yes
GEN-2024-114 | 04 SOUTHEAST | G04 29SP | 338158 5MALLORY% 161 338173 5NEWPORT IND 161 1 | P11:161:EES-EAI:NEWPRTSOLAR:1 | 0.06227 | Yes
GEN-2024-114 | 04 SOUTHEAST | G04 29SP | 338172 5NEWPORT AB 161 338177 NEWPORTSOLAR 161 1 | P11:161:EES-EAI:NEWPRTSOLAR:1 | 0.13199 | Yes
GEN-2024-114 | 04 SOUTHEAST | G04 29SP | 337753 8HS EHV% 500 337763 8MAGNETCOVE% 500 1 | P11:18:EES:1DUKE HS C1:1::EHV: | 0.06839 | Yes
GEN-2024-114 | 04 SOUTHEAST | G04 29SP | 337376 7SAREPTA% 345 788340 G24-379-TAP 345 1 | P11:18:EES:1DUKE HS C1:1::EHV: | 0.10579 | Yes
GEN-2024-114 | 04 SOUTHEAST | G04 29SP | 337957 8KEO% 500 338140 8HOLND BTM% 500 1 | P11:18:EES:1EAI DELLCT1:1::EHV: | 0.19726 | Yes
GEN-2024-114 | 04 SOUTHEAST | G04 29SP | 338145 8ISES% 500 338156 8POWERLN_RD% 500 1 | P11:18:EES:1EAI DELLCT1:1::EHV: | 0.10411 | Yes
GEN-2024-114 | 04 SOUTHEAST | G04 29SP | 338140 8HOLND BTM% 500 338145 8ISES% 500 1 | P11:18:EES:1EAI DELLCT1:1::EHV: | 0.17529 | Yes
GEN-2024-114 | 04 SOUTHEAST | G04 29SP | 338156 8POWERLN_RD% 500 338187 8DELL% 500 1 | P11:18:EES:1EAI DELLCT1:1::EHV: | 0.15905 | Yes
GEN-2024-114 | 04 SOUTHEAST | G04 29SP | 337368 8MT_OLIVE% 500 337561 8EL DORADO% 500 1 | P11:18:EES:1J472MCPS G2:1::EHV: | 0.06021 | Yes
GEN-2024-114 | 04 SOUTHEAST | G04 29SP | 337368 8MT_OLIVE% 500 509366 LAYFLD8 500 1 | P11:18:EES:1J472MCPS G2:1::EHV: | 0.05442 | Yes
GEN-2024-114 | 04 SOUTHEAST | G04 29SP | 337368 8MT_OLIVE% 500 337561 8EL DORADO% 500 1 | P11:18:EES:1J484LCPS G1:1::EHV: | 0.06021 | Yes
GEN-2024-114 | 04 SOUTHEAST | G04 29SP | 500260 DOLHILL6 230 500250 DOLHILL7 345 1 | P11:18:EES:1J484LCPS G1:1::EHV: | 0.06176 | Yes
GEN-2024-114 | 04 SOUTHEAST | G04 29SP | 500250 DOLHILL7 345 507760 SW SHV 7 345 1 | P11:18:EES:1J484LCPS G1:1::EHV: | 0.06176 | Yes
GEN-2024-114 | 04 SOUTHEAST | G04 29SP | 337368 8MT_OLIVE% 500 509366 LAYFLD8 500 1 | P11:18:EES:1J484LCPS G1:1::EHV: | 0.05442 | Yes
GEN-2024-114 | 04 SOUTHEAST | G04 29SP | 500140 CARROLL6 230 500260 DOLHILL6 230 1 | P11:18:EES:1J484LCPS G1:1::EHV: | 0.05244 | Yes
GEN-2024-114 | 04 SOUTHEAST | G04 29SP | 500140 CARROLL6 230 500465 6LAYFLD 230 1 | P11:18:EES:1J484LCPS G1:1::EHV: | 0.05429 | Yes
GEN-2024-114 | 04 SOUTHEAST | G04 29SP | 337515 8MCNEIL% 500 337754 8ETTA% 500 1 | P11:18:EES:1J484LCPS G1:1::EHV: | 0.05603 | Yes
GEN-2024-114 | 04 SOUTHEAST | G04 29SP | 337376 7SAREPTA% 345 788340 G24-379-TAP 345 1 | P11:18:EES:1PANDA C1:1::EHV: | 0.10579 | Yes
GEN-2024-114 | 04 SOUTHEAST | G04 29SP | 337515 8MCNEIL% 500 337754 8ETTA% 500 1 | P11:18:EES:1PANDA C1:1::EHV: | 0.05603 | Yes
GEN-2024-114 | 04 SOUTHEAST | G04 29SP | 337376 7SAREPTA% 345 788340 G24-379-TAP 345 1 | P11:18:EES:1PANDA C3:1::EHV: | 0.10579 | Yes
GEN-2024-114 | 04 SOUTHEAST | G04 29SP | 337376 7SAREPTA% 345 788340 G24-379-TAP 345 1 | P11:18:EES:1PANDA C5:1::EHV: | 0.10579 | Yes
GEN-2024-114 | 04 SOUTHEAST | G04 29SP | 337515 8MCNEIL% 500 337754 8ETTA% 500 1 | P11:18:EES:1PANDA C5:1::EHV: | 0.05603 | Yes
GEN-2024-114 | 04 SOUTHEAST | G04 29SP | 337376 7SAREPTA% 345 788340 G24-379-TAP 345 1 | P11:18:EES:1PANDA C7:1::EHV: | 0.10579 | Yes
GEN-2024-114 | 04 SOUTHEAST | G04 29SP | 337515 8MCNEIL% 500 337754 8ETTA% 500 1 | P11:18:EES:1PANDA C7:1::EHV: | 0.05603 | Yes
GEN-2024-114 | 04 SOUTHEAST | G04 29SP | 337368 8MT_OLIVE% 500 337561 8EL DORADO% 500 1 | P11:18:EES:J484LCPS:G1::EHV: | 0.06021 | Yes
GEN-2024-114 | 04 SOUTHEAST | G04 29SP | 337368 8MT_OLIVE% 500 509366 LAYFLD8 500 1 | P11:18:EES:J484LCPS:G1::EHV: | 0.05442 | Yes
GEN-2024-114 | 04 SOUTHEAST | G04 29SP | 337368 8MT_OLIVE% 500 337561 8EL DORADO% 500 1 | P11:18:EES:J484LCPS:G2::EHV: | 0.06021 | Yes
GEN-2024-114 | 04 SOUTHEAST | G04 29SP | 337368 8MT_OLIVE% 500 509366 LAYFLD8 500 1 | P11:18:EES:J484LCPS:G2::EHV: | 0.05442 | Yes
GEN-2024-114 | 04 SOUTHEAST | G04 29SP | 337957 8KEO% 500 338140 8HOLND BTM% 500 1 | P11:18:EES-EAI:DELL:S1_G1_G2 | 0.19726 | Yes
GEN-2024-114 | 04 SOUTHEAST | G04 29SP | 338145 8ISES% 500 338156 8POWERLN_RD% 500 1 | P11:18:EES-EAI:DELL:S1_G1_G2 | 0.10411 | Yes
GEN-2024-114 | 04 SOUTHEAST | G04 29SP | 338140 8HOLND BTM% 500 338145 8ISES% 500 1 | P11:18:EES-EAI:DELL:S1_G1_G2 | 0.17529 | Yes
GEN-2024-114 | 04 SOUTHEAST | G04 29SP | 338156 8POWERLN_RD% 500 338187 8DELL% 500 1 | P11:18:EES-EAI:DELL:S1_G1_G2 | 0.15905 | Yes
GEN-2024-114 | 04 SOUTHEAST | G04 29SP | 500260 DOLHILL6 230 500250 DOLHILL7 345 1 | P11:21:EES:RVB:1 | 0.06176 | Yes
GEN-2024-114 | 04 SOUTHEAST | G04 29SP | 500250 DOLHILL7 345 507760 SW SHV 7 345 1 | P11:21:EES:RVB:1 | 0.06176 | Yes
GEN-2024-114 | 04 SOUTHEAST | G04 29SP | 500140 CARROLL6 230 500465 6LAYFLD 230 1 | P11:21:EES:RVB:1 | 0.05429 | Yes
GEN-2024-114 | 04 SOUTHEAST | G04 29SP | 301406 8WNEWMADRID 500 338187 8DELL% 500 1 | P11:22:AECI:1NMG1:1::: | 0.05001 | Yes
GEN-2024-114 | 04 SOUTHEAST | G04 29SP | 301406 8WNEWMADRID 500 338187 8DELL% 500 1 | P11:22:AECI:1NMG2:1::: | 0.05001 | Yes
GEN-2024-114 | 04 SOUTHEAST | G04 29SP | 500260 DOLHILL6 230 500250 DOLHILL7 345 1 | P11:22:CLEC::G2RODEMR:1 | 0.06176 | Yes
GEN-2024-114 | 04 SOUTHEAST | G04 29SP | 500250 DOLHILL7 345 507760 SW SHV 7 345 1 | P11:22:CLEC::G2RODEMR:1 | 0.06176 | Yes
GEN-2024-114 | 04 SOUTHEAST | G04 29SP | 337368 8MT_OLIVE% 500 337561 8EL DORADO% 500 1 | P11:22:CLEC::G3MADISN:1 | 0.06021 | Yes
GEN-2024-114 | 04 SOUTHEAST | G04 29SP | 500260 DOLHILL6 230 500250 DOLHILL7 345 1 | P11:22:CLEC::G3MADISN:1 | 0.06176 | Yes
GEN-2024-114 | 04 SOUTHEAST | G04 29SP | 500250 DOLHILL7 345 507760 SW SHV 7 345 1 | P11:22:CLEC::G3MADISN:1 | 0.06176 | Yes
GEN-2024-114 | 04 SOUTHEAST | G04 29SP | 500140 CARROLL6 230 500260 DOLHILL6 230 1 | P11:22:CLEC::G3MADISN:1 | 0.05244 | Yes
GEN-2024-114 | 04 SOUTHEAST | G04 29SP | 500140 CARROLL6 230 500465 6LAYFLD 230 1 | P11:22:CLEC::G3MADISN:1 | 0.05429 | Yes
GEN-2024-114 | 04 SOUTHEAST | G04 29SP | 337643 8SHERIDAN% 500 337763 8MAGNETCOVE% 500 1 | P11:22:EES:1ANO U2:1::EHV: | 0.06839 | Yes
GEN-2024-114 | 04 SOUTHEAST | G04 29SP | 338758 5HEBER.N# 161 505422 GREERSF5 161 1 | P11:22:EES:1ANO U2:1::EHV: | 0.23664 | Yes
GEN-2024-114 | 04 SOUTHEAST | G04 29SP | 337753 8HS EHV% 500 337754 8ETTA% 500 1 | P11:22:EES:1ANO U2:1::EHV: | 0.05603 | Yes
GEN-2024-114 | 04 SOUTHEAST | G04 29SP | 337561 8EL DORADO% 500 337643 8SHERIDAN% 500 1 | P11:22:EES:1ANO U2:1::EHV: | 0.10239 | Yes
GEN-2024-114 | 04 SOUTHEAST | G04 29SP | 338709 5HALLIDAY# 161 338728 5GAINSVLTAP# 161 1 | P11:22:EES:1NM G1:1::EHV: | 0.05723 | Yes
GEN-2024-114 | 04 SOUTHEAST | G04 29SP | 338204 5PARAGOULD% 161 338709 5HALLIDAY# 161 1 | P11:22:EES:1NM G1:1::EHV: | 0.05723 | Yes
GEN-2024-114 | 04 SOUTHEAST | G04 29SP | 338711 5MARMADUKE# 161 338728 5GAINSVLTAP# 161 1 | P11:22:EES:1NM G1:1::EHV: | 0.05723 | Yes
GEN-2024-114 | 04 SOUTHEAST | G04 29SP | 301406 8WNEWMADRID 500 338187 8DELL% 500 1 | P11:22:EES:1NM G1:1::EHV: | 0.05001 | Yes
GEN-2024-114 | 04 SOUTHEAST | G04 29SP | 338203 5RECTOR 161 338711 5MARMADUKE# 161 1 | P11:22:EES:1NM G1:1::EHV: | 0.05723 | Yes
GEN-2024-114 | 04 SOUTHEAST | G04 29SP | 338203 5RECTOR 161 338689 5RECTOR.N# 161 1 | P11:22:EES:1NM G1:1::EHV: | 0.05723 | Yes
GEN-2024-114 | 04 SOUTHEAST | G04 29SP | 338202 5JIM HILL% 161 338689 5RECTOR.N# 161 1 | P11:22:EES:1NM G1:1::EHV: | 0.05723 | Yes
GEN-2024-114 | 04 SOUTHEAST | G04 29SP | 500260 DOLHILL6 230 500250 DOLHILL7 345 1 | P11:22:EES:1RVR_BND_G1!:1::EHV: | 0.06176 | Yes
GEN-2024-114 | 04 SOUTHEAST | G04 29SP | 500250 DOLHILL7 345 507760 SW SHV 7 345 1 | P11:22:EES:1RVR_BND_G1!:1::EHV: | 0.06176 | Yes
GEN-2024-114 | 04 SOUTHEAST | G04 29SP | 500140 CARROLL6 230 500465 6LAYFLD 230 1 | P11:22:EES:1RVR_BND_G1!:1::EHV: | 0.05429 | Yes
GEN-2024-114 | 04 SOUTHEAST | G04 29SP | 338056 CHALKBLUFFPV 500 338162 8W.MEMPHIS% 500 1 | P11:23:EES:1PLUM PT U1:1::EHV: | 0.05741 | Yes
GEN-2024-114 | 04 SOUTHEAST | G04 29SP | 337957 8KEO% 500 338056 CHALKBLUFFPV 500 1 | P11:23:EES:1PLUM PT U1:1::EHV: | 0.05741 | Yes
GEN-2024-114 | 04 SOUTHEAST | G04 29SP | 337957 8KEO% 500 338140 8HOLND BTM% 500 1 | P11:23:EES:1PLUM PT U1:1::EHV: | 0.19726 | Yes
GEN-2024-114 | 04 SOUTHEAST | G04 29SP | 338145 8ISES% 500 338156 8POWERLN_RD% 500 1 | P11:23:EES:1PLUM PT U1:1::EHV: | 0.10411 | Yes
GEN-2024-114 | 04 SOUTHEAST | G04 29SP | 338140 8HOLND BTM% 500 338145 8ISES% 500 1 | P11:23:EES:1PLUM PT U1:1::EHV: | 0.17529 | Yes
GEN-2024-114 | 04 SOUTHEAST | G04 29SP | 337860 8WRIGHTSVLE% 500 337957 8KEO% 500 1 | P11:23:EES:1PLUM PT U1:1::EHV: | 0.1345 | Yes
GEN-2024-114 | 04 SOUTHEAST | G04 29SP | 338156 8POWERLN_RD% 500 338187 8DELL% 500 1 | P11:23:EES:1PLUM PT U1:1::EHV: | 0.15905 | Yes
GEN-2024-114 | 04 SOUTHEAST | G04 29SP | 338187 8DELL% 500 338188 8SANS SOUCI% 500 1 | P11:23:EES:1PLUM PT U1:1::EHV: | 0.17047 | Yes
GEN-2024-114 | 04 SOUTHEAST | G04 29SP | 337561 8EL DORADO% 500 998422 8EL DORADO% 345 2 | P11:24:AEPW:TURKCOAL:::: | 0.08406 | Yes
GEN-2024-114 | 04 SOUTHEAST | G04 29SP | 337562 7EL DORADO 345 998422 8EL DORADO% 345 2 | P11:24:EES:TURKCOAL:1::EHV: | 0.08406 | Yes
GEN-2024-114 | 04 SOUTHEAST | G04 29SP | 337376 7SAREPTA% 345 337562 7EL DORADO 345 1 | P11:24:EES:TURKCOAL:1::EHV: | 0.08406 | Yes
GEN-2024-114 | 04 SOUTHEAST | G04 29SP | 500260 DOLHILL6 230 500250 DOLHILL7 345 1 | P11:25:EES:1WAT U3!:1 & P12:HVEES6EXXON%6DOWNTOWN!1:HV: | 0.06176 | Yes
GEN-2024-114 | 04 SOUTHEAST | G04 29SP | 500250 DOLHILL7 345 507760 SW SHV 7 345 1 | P11:25:EES:1WAT U3!:1 & P12:HVEES6EXXON%6DOWNTOWN!1:HV: | 0.06176 | Yes
GEN-2024-114 | 04 SOUTHEAST | G04 29SP | 500140 CARROLL6 230 500260 DOLHILL6 230 1 | P11:25:EES:1WAT U3!:1 & P12:HVEES6EXXON%6DOWNTOWN!1:HV: | 0.05244 | Yes
GEN-2024-114 | 04 SOUTHEAST | G04 29SP | 500140 CARROLL6 230 500465 6LAYFLD 230 1 | P11:25:EES:1WAT U3!:1 & P12:HVEES6EXXON%6DOWNTOWN!1:HV: | 0.05429 | Yes
GEN-2024-114 | 04 SOUTHEAST | G04 29SP | 500260 DOLHILL6 230 500250 DOLHILL7 345 1 | P11:25:EES:1WAT U3!:1::HV: | 0.06176 | Yes
GEN-2024-114 | 04 SOUTHEAST | G04 29SP | 500250 DOLHILL7 345 507760 SW SHV 7 345 1 | P11:25:EES:1WAT U3!:1::HV: | 0.06176 | Yes
GEN-2024-114 | 04 SOUTHEAST | G04 29SP | 500140 CARROLL6 230 500465 6LAYFLD 230 1 | P11:25:EES:1WAT U3!:1::HV: | 0.05429 | Yes
GEN-2024-114 | 04 SOUTHEAST | G04 29SP | 500260 DOLHILL6 230 500250 DOLHILL7 345 1 | P11:25:EES:WATERF:1 | 0.06176 | Yes
GEN-2024-114 | 04 SOUTHEAST | G04 29SP | 500250 DOLHILL7 345 507760 SW SHV 7 345 1 | P11:25:EES:WATERF:1 | 0.06176 | Yes
GEN-2024-114 | 04 SOUTHEAST | G04 29SP | 500140 CARROLL6 230 500260 DOLHILL6 230 1 | P11:25:EES:WATERF:1 | 0.05244 | Yes
GEN-2024-114 | 04 SOUTHEAST | G04 29SP | 500140 CARROLL6 230 500465 6LAYFLD 230 1 | P11:25:EES:WATERF:1 | 0.05429 | Yes
GEN-2024-114 | 04 SOUTHEAST | G04 29SP | 337515 8MCNEIL% 500 337754 8ETTA% 500 1 | P11:25:EES:WATERF:1 | 0.05603 | Yes
GEN-2024-114 | 04 SOUTHEAST | G04 29SP | 337957 8KEO% 500 338140 8HOLND BTM% 500 1 | P11:26:EES:1ISES U1:1::HV: | 0.19726 | Yes
GEN-2024-114 | 04 SOUTHEAST | G04 29SP | 337651 8WHT BLUFF% 500 337957 8KEO% 500 1 | P11:26:EES:1ISES U1:1::HV: | 0.12017 | Yes
GEN-2024-114 | 04 SOUTHEAST | G04 29SP | 338140 8HOLND BTM% 500 338145 8ISES% 500 1 | P11:26:EES:1ISES U1:1::HV: | 0.17529 | Yes
GEN-2024-114 | 04 SOUTHEAST | G04 29SP | 337860 8WRIGHTSVLE% 500 337957 8KEO% 500 1 | P11:26:EES:1ISES U1:1::HV: | 0.1345 | Yes
GEN-2024-114 | 04 SOUTHEAST | G04 29SP | 337808 8MABELVALE% 500 337860 8WRIGHTSVLE% 500 1 | P11:26:EES:1ISES U1:1::HV: | 0.13556 | Yes
GEN-2024-114 | 04 SOUTHEAST | G04 29SP | 338162 8W.MEMPHIS% 500 998385 8W.MEMPHIS% 161 1 | P11:26:EES:1ISES U1:1::HV: | 0.05416 | Yes
GEN-2024-114 | 04 SOUTHEAST | G04 29SP | 338161 5W.MEMPHIS! 161 998385 8W.MEMPHIS% 161 1 | P11:26:EES:1ISES U1:1::HV: | 0.05416 | Yes
GEN-2024-114 | 04 SOUTHEAST | G04 29SP | 337957 8KEO% 500 338140 8HOLND BTM% 500 1 | P11:26:EES:1ISES U2:1::HV: | 0.19726 | Yes
GEN-2024-114 | 04 SOUTHEAST | G04 29SP | 338140 8HOLND BTM% 500 338145 8ISES% 500 1 | P11:26:EES:1ISES U2:1::HV: | 0.17529 | Yes
GEN-2024-114 | 04 SOUTHEAST | G04 29SP | 337643 8SHERIDAN% 500 337763 8MAGNETCOVE% 500 1 | P11:26:EES:1WHT BLUF U1:1::HV: | 0.06839 | Yes
GEN-2024-114 | 04 SOUTHEAST | G04 29SP | 337909 8ANO% 500 337922 8P.HILL% 500 1 | P11:26:EES:1WHT BLUF U1:1::HV: | 0.11791 | Yes
GEN-2024-114 | 04 SOUTHEAST | G04 29SP | 337753 8HS EHV% 500 337754 8ETTA% 500 1 | P11:26:EES:1WHT BLUF U1:1::HV: | 0.05603 | Yes
GEN-2024-114 | 04 SOUTHEAST | G04 29SP | 337643 8SHERIDAN% 500 337651 8WHT BLUFF% 500 1 | P11:26:EES:1WHT BLUF U1:1::HV: | 0.12128 | Yes
GEN-2024-114 | 04 SOUTHEAST | G04 29SP | 337922 8P.HILL% 500 337937 8MAYFLOWER% 500 1 | P11:26:EES:1WHT BLUF U1:1::HV: | 0.06281 | Yes
GEN-2024-114 | 04 SOUTHEAST | G04 29SP | 337808 8MABELVALE% 500 337909 8ANO% 500 1 | P11:26:EES:1WHT BLUF U1:1::HV: | 0.06714 | Yes
GEN-2024-114 | 04 SOUTHEAST | G04 29SP | 337561 8EL DORADO% 500 337643 8SHERIDAN% 500 1 | P11:26:EES:1WHT BLUF U1:1::HV: | 0.10239 | Yes
GEN-2024-114 | 04 SOUTHEAST | G04 29SP | 337860 8WRIGHTSVLE% 500 337957 8KEO% 500 1 | P11:26:EES:1WHT BLUF U2:1::HV: | 0.1345 | Yes
GEN-2024-114 | 04 SOUTHEAST | G04 29SP | 337643 8SHERIDAN% 500 337763 8MAGNETCOVE% 500 1 | P11:26:EES:1WHT BLUF U2:1::HV: | 0.06839 | Yes
GEN-2024-114 | 04 SOUTHEAST | G04 29SP | 337909 8ANO% 500 337922 8P.HILL% 500 1 | P11:26:EES:1WHT BLUF U2:1::HV: | 0.11791 | Yes
GEN-2024-114 | 04 SOUTHEAST | G04 29SP | 337753 8HS EHV% 500 337754 8ETTA% 500 1 | P11:26:EES:1WHT BLUF U2:1::HV: | 0.05603 | Yes
GEN-2024-114 | 04 SOUTHEAST | G04 29SP | 337643 8SHERIDAN% 500 337651 8WHT BLUFF% 500 1 | P11:26:EES:1WHT BLUF U2:1::HV: | 0.12128 | Yes
GEN-2024-114 | 04 SOUTHEAST | G04 29SP | 337922 8P.HILL% 500 337937 8MAYFLOWER% 500 1 | P11:26:EES:1WHT BLUF U2:1::HV: | 0.06281 | Yes
GEN-2024-114 | 04 SOUTHEAST | G04 29SP | 337808 8MABELVALE% 500 337909 8ANO% 500 1 | P11:26:EES:1WHT BLUF U2:1::HV: | 0.06714 | Yes
GEN-2024-114 | 04 SOUTHEAST | G04 29SP | 337561 8EL DORADO% 500 337643 8SHERIDAN% 500 1 | P11:26:EES:1WHT BLUF U2:1::HV: | 0.10239 | Yes
GEN-2024-114 | 04 SOUTHEAST | G04 29SP | 337376 7SAREPTA% 345 788340 G24-379-TAP 345 1 | P11:26:EES:1WHT BLUF U2:1::HV: | 0.10579 | Yes
GEN-2024-114 | 04 SOUTHEAST | G04 29SP | 337753 8HS EHV% 500 337763 8MAGNETCOVE% 500 1 | P11:26:EES:1WHT BLUF U2:1::HV: | 0.06839 | Yes
GEN-2024-114 | 04 SOUTHEAST | G04 29SP | 337957 8KEO% 500 338140 8HOLND BTM% 500 1 | P11:26:EES:5ISES%:1ISES U1:1:HV: | 0.19726 | Yes
GEN-2024-114 | 04 SOUTHEAST | G04 29SP | 337651 8WHT BLUFF% 500 337957 8KEO% 500 1 | P11:26:EES:5ISES%:1ISES U1:1:HV: | 0.12017 | Yes
GEN-2024-114 | 04 SOUTHEAST | G04 29SP | 338140 8HOLND BTM% 500 338145 8ISES% 500 1 | P11:26:EES:5ISES%:1ISES U1:1:HV: | 0.17529 | Yes
GEN-2024-114 | 04 SOUTHEAST | G04 29SP | 337860 8WRIGHTSVLE% 500 337957 8KEO% 500 1 | P11:26:EES:5ISES%:1ISES U1:1:HV: | 0.1345 | Yes
GEN-2024-114 | 04 SOUTHEAST | G04 29SP | 337808 8MABELVALE% 500 337860 8WRIGHTSVLE% 500 1 | P11:26:EES:5ISES%:1ISES U1:1:HV: | 0.13556 | Yes
GEN-2024-114 | 04 SOUTHEAST | G04 29SP | 338162 8W.MEMPHIS% 500 998385 8W.MEMPHIS% 161 1 | P11:26:EES:5ISES%:1ISES U1:1:HV: | 0.05416 | Yes
GEN-2024-114 | 04 SOUTHEAST | G04 29SP | 338161 5W.MEMPHIS! 161 998385 8W.MEMPHIS% 161 1 | P11:26:EES:5ISES%:1ISES U1:1:HV: | 0.05416 | Yes
GEN-2024-114 | 04 SOUTHEAST | G04 29SP | 337957 8KEO% 500 338140 8HOLND BTM% 500 1 | P11:26:EES:8ISES%:1ISES U2:1:HV: | 0.19726 | Yes
GEN-2024-114 | 04 SOUTHEAST | G04 29SP | 338140 8HOLND BTM% 500 338145 8ISES% 500 1 | P11:26:EES:8ISES%:1ISES U2:1:HV: | 0.17529 | Yes
GEN-2024-114 | 04 SOUTHEAST | G04 29SP | 344974 7LUTESVIL 345 345773 7ST FRANC 345 1 | P11:345:AMMO::CALLAWAY:1 | 0.05889 | Yes
GEN-2024-114 | 04 SOUTHEAST | G04 29SP | 301406 8WNEWMADRID 500 338187 8DELL% 500 1 | P11:345:AMMO::CALLAWAY:1 | 0.05001 | Yes
GEN-2024-114 | 04 SOUTHEAST | G04 29SP | 344974 7LUTESVIL 345 345773 7ST FRANC 345 1 | P11:345:AMMO::LABADIE:1 | 0.05889 | Yes
GEN-2024-114 | 04 SOUTHEAST | G04 29SP | 344974 7LUTESVIL 345 345773 7ST FRANC 345 1 | P11:345:AMMO::LABADIE:3 | 0.05889 | Yes
GEN-2024-114 | 04 SOUTHEAST | G04 29SP | 344974 7LUTESVIL 345 345773 7ST FRANC 345 1 | P11:345:AMMO::LABADIE:4 | 0.05889 | Yes
GEN-2024-114 | 04 SOUTHEAST | G04 29SP | 300038 7ESSEX 345 344974 7LUTESVIL 345 1 | P11:345:AMMO::RUSHISLAND:U1 | 0.08395 | Yes
GEN-2024-114 | 04 SOUTHEAST | G04 29SP | 344974 7LUTESVIL 345 345773 7ST FRANC 345 1 | P11:345:AMMO::RUSHISLAND:U1 | 0.05889 | Yes
GEN-2024-114 | 04 SOUTHEAST | G04 29SP | 300038 7ESSEX 345 344974 7LUTESVIL 345 1 | P11:345:AMMO::RUSHISLAND:U2 | 0.08395 | Yes
GEN-2024-114 | 04 SOUTHEAST | G04 29SP | 344974 7LUTESVIL 345 345773 7ST FRANC 345 1 | P11:345:AMMO::RUSHISLAND:U2 | 0.05889 | Yes
GEN-2024-114 | 04 SOUTHEAST | G04 29SP | 337909 8ANO% 500 515305 FTSMITH8 500 1 | P11:345:WERE:WOLFU1-GEN:EHV: | 0.19774 | Yes
GEN-2024-114 | 04 SOUTHEAST | G04 29SP | 337643 8SHERIDAN% 500 337763 8MAGNETCOVE% 500 1 | P12:115:EES:3HS EHV-E!:3WOODLAWN%:1:HV: | 0.07098 | Yes
GEN-2024-114 | 04 SOUTHEAST | G04 29SP | 337860 8WRIGHTSVLE% 500 337957 8KEO% 500 1 | P12:115:EES:3WRIGHTSVLE!:8WRIGHTSVLE%:1:HV: | 0.13497 | Yes
GEN-2024-114 | 04 SOUTHEAST | G04 29SP | 337643 8SHERIDAN% 500 337763 8MAGNETCOVE% 500 1 | P12:115:EES-EAI:ARKOMA:TIGRBX:1 | 0.0683 | Yes
GEN-2024-114 | 04 SOUTHEAST | G04 29SP | 337922 8P.HILL% 500 998405 8P.HILL% 161 1 | P12:115:EES-EAI:CONW_W:L_CNWY:MAYFLR1:HV: | 0.06207 | Yes
GEN-2024-114 | 04 SOUTHEAST | G04 29SP | 337923 5P.HILL% 161 998405 8P.HILL% 161 1 | P12:115:EES-EAI:CONW_W:L_CNWY:MAYFLR1:HV: | 0.06207 | Yes
GEN-2024-114 | 04 SOUTHEAST | G04 29SP | 337643 8SHERIDAN% 500 337763 8MAGNETCOVE% 500 1 | P12:115:EES-EAI:HS_EHV:BUTERF:1 | 0.07098 | Yes
GEN-2024-114 | 04 SOUTHEAST | G04 29SP | 337860 8WRIGHTSVLE% 500 337957 8KEO% 500 1 | P12:115:EES-EAI:M:WH_BLF:WRIGHT_ELR_SIRONTNLR_PRTLR_145FAULAK:HV: | 0.13476 | Yes
GEN-2024-114 | 04 SOUTHEAST | G04 29SP | 338187 8DELL% 500 998383 8DELL% 161 2 | P12:13.8:EES:5DELL%:8DELL%:1:EHV: | 0.05184 | Yes
GEN-2024-114 | 04 SOUTHEAST | G04 29SP | 338185 5DELL% 161 998383 8DELL% 161 2 | P12:13.8:EES:5DELL%:8DELL%:1:EHV: | 0.05184 | Yes
GEN-2024-114 | 04 SOUTHEAST | G04 29SP | 337926 5QUITMAN! 161 338112 5HEBER.S 161 1 | P12:13.8:EES:GREERSF5!:GF #1 1:1:EHV: | 0.15721 | Yes
GEN-2024-114 | 04 SOUTHEAST | G04 29SP | 338112 5HEBER.S 161 338113 5HEBER IND 161 1 | P12:13.8:EES:GREERSF5!:GF #1 1:1:EHV: | 0.15721 | Yes
GEN-2024-114 | 04 SOUTHEAST | G04 29SP | 338113 5HEBER IND 161 338758 5HEBER.N# 161 1 | P12:13.8:EES:GREERSF5!:GF #1 1:1:EHV: | 0.15721 | Yes
GEN-2024-114 | 04 SOUTHEAST | G04 29SP | 337922 8P.HILL% 500 998405 8P.HILL% 161 1 | P12:13.9:EES:3MAYFLOWER%:5CONWAY.W!:1:EHV: | 0.06207 | Yes
GEN-2024-114 | 04 SOUTHEAST | G04 29SP | 337923 5P.HILL% 161 998405 8P.HILL% 161 1 | P12:13.9:EES:3MAYFLOWER%:5CONWAY.W!:1:EHV: | 0.06207 | Yes
GEN-2024-114 | 04 SOUTHEAST | G04 29SP | 338165 5MARKEDTREE! 161 338167 5HARRISBURG+ 161 1 | P12:138:EES:8W.MEMPHIS%:8FREEPORTTN%:4BHAM STEEL1:HV: | 0.0623 | Yes
GEN-2024-114 | 04 SOUTHEAST | G04 29SP | 338162 8W.MEMPHIS% 500 998385 8W.MEMPHIS% 161 1 | P12:138:EES:8W.MEMPHIS%:8FREEPORTTN%:4BHAM STEEL1:HV: | 0.05508 | Yes
GEN-2024-114 | 04 SOUTHEAST | G04 29SP | 338161 5W.MEMPHIS! 161 998385 8W.MEMPHIS% 161 1 | P12:138:EES:8W.MEMPHIS%:8FREEPORTTN%:4BHAM STEEL1:HV: | 0.05508 | Yes
GEN-2024-114 | 04 SOUTHEAST | G04 29SP | 338167 5HARRISBURG+ 161 338169 5TRUMANN 161 1 | P12:138:EES:8W.MEMPHIS%:8FREEPORTTN%:4BHAM STEEL1:HV: | 0.0623 | Yes
GEN-2024-114 | 04 SOUTHEAST | G04 29SP | 337957 8KEO% 500 338140 8HOLND BTM% 500 1 | P12:138:EES:8W.MEMPHIS%:8FREEPORTTN%:4BHAM STEEL1:HV: | 0.19816 | Yes
GEN-2024-114 | 04 SOUTHEAST | G04 29SP | 338145 8ISES% 500 338156 8POWERLN_RD% 500 1 | P12:138:EES:8W.MEMPHIS%:8FREEPORTTN%:4BHAM STEEL1:HV: | 0.10503 | Yes
GEN-2024-114 | 04 SOUTHEAST | G04 29SP | 338832 5CLINTON.W# 161 338834 5BOTKINBURG# 161 1 | P12:138:EES:8W.MEMPHIS%:8FREEPORTTN%:4BHAM STEEL1:HV: | 0.07326 | Yes
GEN-2024-114 | 04 SOUTHEAST | G04 29SP | 338109 5MARSHALL 161 338834 5BOTKINBURG# 161 1 | P12:138:EES:8W.MEMPHIS%:8FREEPORTTN%:4BHAM STEEL1:HV: | 0.07326 | Yes
GEN-2024-114 | 04 SOUTHEAST | G04 29SP | 338188 8SANS SOUCI% 500 338198 8DRIVER% 500 1 | P12:138:EES:8W.MEMPHIS%:8FREEPORTTN%:4BHAM STEEL1:HV: | 0.16895 | Yes
GEN-2024-114 | 04 SOUTHEAST | G04 29SP | 338109 5MARSHALL 161 338517 5MARSHALL# 161 1 | P12:138:EES:8W.MEMPHIS%:8FREEPORTTN%:4BHAM STEEL1:HV: | 0.07326 | Yes
GEN-2024-114 | 04 SOUTHEAST | G04 29SP | 338169 5TRUMANN 161 338707 5TRUMANN.W# 161 1 | P12:138:EES:8W.MEMPHIS%:8FREEPORTTN%:4BHAM STEEL1:HV: | 0.0623 | Yes
GEN-2024-114 | 04 SOUTHEAST | G04 29SP | 338140 8HOLND BTM% 500 338145 8ISES% 500 1 | P12:138:EES:8W.MEMPHIS%:8FREEPORTTN%:4BHAM STEEL1:HV: | 0.17612 | Yes
GEN-2024-114 | 04 SOUTHEAST | G04 29SP | 338171 5CASH 161 338177 NEWPORTSOLAR 161 1 | P12:138:EES:8W.MEMPHIS%:8FREEPORTTN%:4BHAM STEEL1:HV: | 0.13206 | Yes
GEN-2024-114 | 04 SOUTHEAST | G04 29SP | 338170 5JONESBORO! 161 338171 5CASH 161 1 | P12:138:EES:8W.MEMPHIS%:8FREEPORTTN%:4BHAM STEEL1:HV: | 0.13206 | Yes
GEN-2024-114 | 04 SOUTHEAST | G04 29SP | 338110 5HILLTOP% 161 338517 5MARSHALL# 161 1 | P12:138:EES:8W.MEMPHIS%:8FREEPORTTN%:4BHAM STEEL1:HV: | 0.07326 | Yes
GEN-2024-114 | 04 SOUTHEAST | G04 29SP | 338198 8DRIVER% 500 338400 8SANDYBAYOU% 500 1 | P12:138:EES:8W.MEMPHIS%:8FREEPORTTN%:4BHAM STEEL1:HV: | 0.16895 | Yes
GEN-2024-114 | 04 SOUTHEAST | G04 29SP | 337926 5QUITMAN! 161 337940 5HAMLET% 161 1 | P12:138:EES:8W.MEMPHIS%:8FREEPORTTN%:4BHAM STEEL1:HV: | 0.08795 | Yes
GEN-2024-114 | 04 SOUTHEAST | G04 29SP | 338156 8POWERLN_RD% 500 338187 8DELL% 500 1 | P12:138:EES:8W.MEMPHIS%:8FREEPORTTN%:4BHAM STEEL1:HV: | 0.15787 | Yes
GEN-2024-114 | 04 SOUTHEAST | G04 29SP | 338151 5NEWPORT! 161 338173 5NEWPORT IND 161 1 | P12:138:EES:8W.MEMPHIS%:8FREEPORTTN%:4BHAM STEEL1:HV: | 0.06232 | Yes
GEN-2024-114 | 04 SOUTHEAST | G04 29SP | 338151 5NEWPORT! 161 338158 5MALLORY% 161 1 | P12:138:EES:8W.MEMPHIS%:8FREEPORTTN%:4BHAM STEEL1:HV: | 0.06125 | Yes
GEN-2024-114 | 04 SOUTHEAST | G04 29SP | 337909 8ANO% 500 515305 FTSMITH8 500 1 | P12:138:EES:8W.MEMPHIS%:8FREEPORTTN%:4BHAM STEEL1:HV: | 0.19747 | Yes
GEN-2024-114 | 04 SOUTHEAST | G04 29SP | 338157 5POWERLN_RD% 161 338707 5TRUMANN.W# 161 1 | P12:138:EES:8W.MEMPHIS%:8FREEPORTTN%:4BHAM STEEL1:HV: | 0.0623 | Yes
GEN-2024-114 | 04 SOUTHEAST | G04 29SP | 338170 5JONESBORO! 161 338703 5JONSBORO.N# 161 1 | P12:138:EES:8W.MEMPHIS%:8FREEPORTTN%:4BHAM STEEL1:HV: | 0.13546 | Yes
GEN-2024-114 | 04 SOUTHEAST | G04 29SP | 338158 5MALLORY% 161 338173 5NEWPORT IND 161 1 | P12:138:EES:8W.MEMPHIS%:8FREEPORTTN%:4BHAM STEEL1:HV: | 0.06232 | Yes
GEN-2024-114 | 04 SOUTHEAST | G04 29SP | 338703 5JONSBORO.N# 161 338706 5PARGOULD.S# 161 1 | P12:138:EES:8W.MEMPHIS%:8FREEPORTTN%:4BHAM STEEL1:HV: | 0.13546 | Yes
GEN-2024-114 | 04 SOUTHEAST | G04 29SP | 338187 8DELL% 500 338188 8SANS SOUCI% 500 1 | P12:138:EES:8W.MEMPHIS%:8FREEPORTTN%:4BHAM STEEL1:HV: | 0.16895 | Yes
GEN-2024-114 | 04 SOUTHEAST | G04 29SP | 338204 5PARAGOULD% 161 338706 5PARGOULD.S# 161 1 | P12:138:EES:8W.MEMPHIS%:8FREEPORTTN%:4BHAM STEEL1:HV: | 0.13546 | Yes
GEN-2024-114 | 04 SOUTHEAST | G04 29SP | 338400 8SANDYBAYOU% 500 360021 8SHELBY TN 500 1 | P12:138:EES:8W.MEMPHIS%:8FREEPORTTN%:4BHAM STEEL1:HV: | 0.16895 | Yes
GEN-2024-114 | 04 SOUTHEAST | G04 29SP | 338158 5MALLORY% 161 338172 5NEWPORT AB 161 1 | P12:138:EES:8W.MEMPHIS%:8FREEPORTTN%:4BHAM STEEL1:HV: | 0.13206 | Yes
GEN-2024-114 | 04 SOUTHEAST | G04 29SP | 338172 5NEWPORT AB 161 338177 NEWPORTSOLAR 161 1 | P12:138:EES:8W.MEMPHIS%:8FREEPORTTN%:4BHAM STEEL1:HV: | 0.13206 | Yes
GEN-2024-114 | 04 SOUTHEAST | G04 29SP | 338709 5HALLIDAY# 161 338728 5GAINSVLTAP# 161 1 | P12:138:EES:8W.MEMPHIS%:8FREEPORTTN%:4BHAM STEEL1:HV: | 0.05719 | Yes
GEN-2024-114 | 04 SOUTHEAST | G04 29SP | 338204 5PARAGOULD% 161 338709 5HALLIDAY# 161 1 | P12:138:EES:8W.MEMPHIS%:8FREEPORTTN%:4BHAM STEEL1:HV: | 0.05719 | Yes
GEN-2024-114 | 04 SOUTHEAST | G04 29SP | 338711 5MARMADUKE# 161 338728 5GAINSVLTAP# 161 1 | P12:138:EES:8W.MEMPHIS%:8FREEPORTTN%:4BHAM STEEL1:HV: | 0.05719 | Yes
GEN-2024-114 | 04 SOUTHEAST | G04 29SP | 338203 5RECTOR 161 338711 5MARMADUKE# 161 1 | P12:138:EES:8W.MEMPHIS%:8FREEPORTTN%:4BHAM STEEL1:HV: | 0.05719 | Yes
GEN-2024-114 | 04 SOUTHEAST | G04 29SP | 338203 5RECTOR 161 338689 5RECTOR.N# 161 1 | P12:138:EES:8W.MEMPHIS%:8FREEPORTTN%:4BHAM STEEL1:HV: | 0.05719 | Yes
GEN-2024-114 | 04 SOUTHEAST | G04 29SP | 337515 8MCNEIL% 500 337754 8ETTA% 500 1 | P12:138:EES:8W.MEMPHIS%:8FREEPORTTN%:4BHAM STEEL1:HV: | 0.0558 | Yes
GEN-2024-114 | 04 SOUTHEAST | G04 29SP | 300115 5STFRANB2 161 338202 5JIM HILL% 161 1 | P12:16:EES:1STFRG1:5STFRNGSU1:1:EHV: | 0.0509 | Yes
GEN-2024-114 | 04 SOUTHEAST | G04 29SP | 337922 8P.HILL% 500 998405 8P.HILL% 161 1 | P12:161:EES:5ANO%:5P.HILL%:1:HV: | 0.06489 | Yes
GEN-2024-114 | 04 SOUTHEAST | G04 29SP | 337923 5P.HILL% 161 998405 8P.HILL% 161 1 | P12:161:EES:5ANO%:5P.HILL%:1:HV: | 0.06489 | Yes
GEN-2024-114 | 04 SOUTHEAST | G04 29SP | 338832 5CLINTON.W# 161 338834 5BOTKINBURG# 161 1 | P12:161:EES:5BATESVILLE%:5ISES%:1:HV: | 0.0755 | Yes
GEN-2024-114 | 04 SOUTHEAST | G04 29SP | 338109 5MARSHALL 161 338834 5BOTKINBURG# 161 1 | P12:161:EES:5BATESVILLE%:5ISES%:1:HV: | 0.0755 | Yes
GEN-2024-114 | 04 SOUTHEAST | G04 29SP | 338109 5MARSHALL 161 338517 5MARSHALL# 161 1 | P12:161:EES:5BATESVILLE%:5ISES%:1:HV: | 0.0755 | Yes
GEN-2024-114 | 04 SOUTHEAST | G04 29SP | 338110 5HILLTOP% 161 338517 5MARSHALL# 161 1 | P12:161:EES:5BATESVILLE%:5ISES%:1:HV: | 0.0755 | Yes
GEN-2024-114 | 04 SOUTHEAST | G04 29SP | 338171 5CASH 161 338177 NEWPORTSOLAR 161 1 | P12:161:EES:5BATESVILLE%:5ISES%:1:HV: | 0.1299 | Yes
GEN-2024-114 | 04 SOUTHEAST | G04 29SP | 338170 5JONESBORO! 161 338171 5CASH 161 1 | P12:161:EES:5BATESVILLE%:5ISES%:1:HV: | 0.1299 | Yes
GEN-2024-114 | 04 SOUTHEAST | G04 29SP | 338145 8ISES% 500 338156 8POWERLN_RD% 500 1 | P12:161:EES:5BATESVILLE%:5ISES%:1:HV: | 0.09686 | Yes
GEN-2024-114 | 04 SOUTHEAST | G04 29SP | 338151 5NEWPORT! 161 338173 5NEWPORT IND 161 1 | P12:161:EES:5BATESVILLE%:5ISES%:1:HV: | 0.0602 | Yes
GEN-2024-114 | 04 SOUTHEAST | G04 29SP | 338151 5NEWPORT! 161 338158 5MALLORY% 161 1 | P12:161:EES:5BATESVILLE%:5ISES%:1:HV: | 0.05916 | Yes
GEN-2024-114 | 04 SOUTHEAST | G04 29SP | 338158 5MALLORY% 161 338173 5NEWPORT IND 161 1 | P12:161:EES:5BATESVILLE%:5ISES%:1:HV: | 0.0602 | Yes
GEN-2024-114 | 04 SOUTHEAST | G04 29SP | 338156 8POWERLN_RD% 500 338187 8DELL% 500 1 | P12:161:EES:5BATESVILLE%:5ISES%:1:HV: | 0.16517 | Yes
GEN-2024-114 | 04 SOUTHEAST | G04 29SP | 338170 5JONESBORO! 161 505418 JONESBO5 161 1 | P12:161:EES:5BATESVILLE%:5ISES%:1:HV: | 0.52123 | Yes
GEN-2024-114 | 04 SOUTHEAST | G04 29SP | 338158 5MALLORY% 161 338172 5NEWPORT AB 161 1 | P12:161:EES:5BATESVILLE%:5ISES%:1:HV: | 0.1299 | Yes
GEN-2024-114 | 04 SOUTHEAST | G04 29SP | 338172 5NEWPORT AB 161 338177 NEWPORTSOLAR 161 1 | P12:161:EES:5BATESVILLE%:5ISES%:1:HV: | 0.1299 | Yes
GEN-2024-114 | 04 SOUTHEAST | G04 29SP | 338758 5HEBER.N# 161 338837 5PARTAIN# 161 1 | P12:161:EES:5BATESVILLE%:5ISES%:1:HV: | 0.08017 | Yes
GEN-2024-114 | 04 SOUTHEAST | G04 29SP | 338832 5CLINTON.W# 161 338837 5PARTAIN# 161 1 | P12:161:EES:5BATESVILLE%:5ISES%:1:HV: | 0.08017 | Yes
GEN-2024-114 | 04 SOUTHEAST | G04 29SP | 338185 5DELL% 161 338806 5MANILA# 161 1 | P12:161:EES:5BLY ELM ST%:5BLY I-55!:1:HV: | 0.06218 | Yes
GEN-2024-114 | 04 SOUTHEAST | G04 29SP | 338709 5HALLIDAY# 161 338728 5GAINSVLTAP# 161 1 | P12:161:EES:5BLY ELM ST%:5BLY I-55!:1:HV: | 0.05777 | Yes
GEN-2024-114 | 04 SOUTHEAST | G04 29SP | 338186 5MONETTE 161 338806 5MANILA# 161 1 | P12:161:EES:5BLY ELM ST%:5BLY I-55!:1:HV: | 0.06218 | Yes
GEN-2024-114 | 04 SOUTHEAST | G04 29SP | 338204 5PARAGOULD% 161 338709 5HALLIDAY# 161 1 | P12:161:EES:5BLY ELM ST%:5BLY I-55!:1:HV: | 0.05777 | Yes
GEN-2024-114 | 04 SOUTHEAST | G04 29SP | 338711 5MARMADUKE# 161 338728 5GAINSVLTAP# 161 1 | P12:161:EES:5BLY ELM ST%:5BLY I-55!:1:HV: | 0.05777 | Yes
GEN-2024-114 | 04 SOUTHEAST | G04 29SP | 338203 5RECTOR 161 338711 5MARMADUKE# 161 1 | P12:161:EES:5BLY ELM ST%:5BLY I-55!:1:HV: | 0.05777 | Yes
GEN-2024-114 | 04 SOUTHEAST | G04 29SP | 300115 5STFRANB2 161 338202 5JIM HILL% 161 1 | P12:161:EES:5BLY ELM ST%:5BLY I-55!:1:HV: | 0.0502 | Yes
GEN-2024-114 | 04 SOUTHEAST | G04 29SP | 338186 5MONETTE 161 338204 5PARAGOULD% 161 1 | P12:161:EES:5BLY ELM ST%:5BLY I-55!:1:HV: | 0.06218 | Yes
GEN-2024-114 | 04 SOUTHEAST | G04 29SP | 338203 5RECTOR 161 338689 5RECTOR.N# 161 1 | P12:161:EES:5BLY ELM ST%:5BLY I-55!:1:HV: | 0.05777 | Yes
GEN-2024-114 | 04 SOUTHEAST | G04 29SP | 338202 5JIM HILL% 161 338689 5RECTOR.N# 161 1 | P12:161:EES:5BLY ELM ST%:5BLY I-55!:1:HV: | 0.05777 | Yes
GEN-2024-114 | 04 SOUTHEAST | G04 29SP | 301406 8WNEWMADRID 500 338187 8DELL% 500 1 | P12:161:EES:5BLY ELM ST%:5BLY I-55!:1:HV: | 0.05165 | Yes
GEN-2024-114 | 04 SOUTHEAST | G04 29SP | 338185 5DELL% 161 338806 5MANILA# 161 1 | P12:161:EES:5BLY I-55!:5BLYTHVL.N#%:1:HV: | 0.06218 | Yes
GEN-2024-114 | 04 SOUTHEAST | G04 29SP | 338709 5HALLIDAY# 161 338728 5GAINSVLTAP# 161 1 | P12:161:EES:5BLY I-55!:5BLYTHVL.N#%:1:HV: | 0.05777 | Yes
GEN-2024-114 | 04 SOUTHEAST | G04 29SP | 338204 5PARAGOULD% 161 338709 5HALLIDAY# 161 1 | P12:161:EES:5BLY I-55!:5BLYTHVL.N#%:1:HV: | 0.05777 | Yes
GEN-2024-114 | 04 SOUTHEAST | G04 29SP | 338186 5MONETTE 161 338806 5MANILA# 161 1 | P12:161:EES:5BLY I-55!:5BLYTHVL.N#%:1:HV: | 0.06218 | Yes
GEN-2024-114 | 04 SOUTHEAST | G04 29SP | 338711 5MARMADUKE# 161 338728 5GAINSVLTAP# 161 1 | P12:161:EES:5BLY I-55!:5BLYTHVL.N#%:1:HV: | 0.05777 | Yes
GEN-2024-114 | 04 SOUTHEAST | G04 29SP | 338203 5RECTOR 161 338711 5MARMADUKE# 161 1 | P12:161:EES:5BLY I-55!:5BLYTHVL.N#%:1:HV: | 0.05777 | Yes
GEN-2024-114 | 04 SOUTHEAST | G04 29SP | 300115 5STFRANB2 161 338202 5JIM HILL% 161 1 | P12:161:EES:5BLY I-55!:5BLYTHVL.N#%:1:HV: | 0.0502 | Yes
GEN-2024-114 | 04 SOUTHEAST | G04 29SP | 338186 5MONETTE 161 338204 5PARAGOULD% 161 1 | P12:161:EES:5BLY I-55!:5BLYTHVL.N#%:1:HV: | 0.06218 | Yes
GEN-2024-114 | 04 SOUTHEAST | G04 29SP | 338203 5RECTOR 161 338689 5RECTOR.N# 161 1 | P12:161:EES:5BLY I-55!:5BLYTHVL.N#%:1:HV: | 0.05777 | Yes
GEN-2024-114 | 04 SOUTHEAST | G04 29SP | 301406 8WNEWMADRID 500 338187 8DELL% 500 1 | P12:161:EES:5BLY I-55!:5BLYTHVL.N#%:1:HV: | 0.05165 | Yes
GEN-2024-114 | 04 SOUTHEAST | G04 29SP | 338202 5JIM HILL% 161 338689 5RECTOR.N# 161 1 | P12:161:EES:5BLY I-55!:5BLYTHVL.N#%:1:HV: | 0.05777 | Yes
GEN-2024-114 | 04 SOUTHEAST | G04 29SP | 338156 8POWERLN_RD% 500 998386 8POWERLN_RD% 161 1 | P12:161:EES:5EBONY%:5MARKEDTREE!:1:HV: | 0.27338 | Yes
GEN-2024-114 | 04 SOUTHEAST | G04 29SP | 338157 5POWERLN_RD% 161 998386 8POWERLN_RD% 161 1 | P12:161:EES:5EBONY%:5MARKEDTREE!:1:HV: | 0.27338 | Yes
GEN-2024-114 | 04 SOUTHEAST | G04 29SP | 338420 5DONAGHEY 161 338422 5CONWAY.W! 161 1 | P12:161:EES:5HAMLET%:5HOLND BTM!:1:HV: | 0.05284 | Yes
GEN-2024-114 | 04 SOUTHEAST | G04 29SP | 338421 5CONWAY.S 161 338423 5CONWAY IND 161 1 | P12:161:EES:5HAMLET%:5HOLND BTM!:1:HV: | 0.05284 | Yes
GEN-2024-114 | 04 SOUTHEAST | G04 29SP | 338420 5DONAGHEY 161 338421 5CONWAY.S 161 1 | P12:161:EES:5HAMLET%:5HOLND BTM!:1:HV: | 0.05284 | Yes
GEN-2024-114 | 04 SOUTHEAST | G04 29SP | 338423 5CONWAY IND 161 338425 5MIDDLE RD 161 1 | P12:161:EES:5HAMLET%:5HOLND BTM!:1:HV: | 0.05284 | Yes
GEN-2024-114 | 04 SOUTHEAST | G04 29SP | 337941 5RANCHETTE 161 338425 5MIDDLE RD 161 1 | P12:161:EES:5HAMLET%:5HOLND BTM!:1:HV: | 0.05284 | Yes
GEN-2024-114 | 04 SOUTHEAST | G04 29SP | 337940 5HAMLET% 161 337941 5RANCHETTE 161 1 | P12:161:EES:5HAMLET%:5HOLND BTM!:1:HV: | 0.05284 | Yes
GEN-2024-114 | 04 SOUTHEAST | G04 29SP | 338142 5ISES% 161 338151 5NEWPORT! 161 3 | P12:161:EES:5ISES%:5NEWPORT!:1:HV: | 0.05222 | Yes
GEN-2024-114 | 04 SOUTHEAST | G04 29SP | 338142 5ISES% 161 338151 5NEWPORT! 161 1 | P12:161:EES:5ISES%:5NEWPORT!:2:HV: | 0.05228 | Yes
GEN-2024-114 | 04 SOUTHEAST | G04 29SP | 338142 5ISES% 161 338151 5NEWPORT! 161 1 | P12:161:EES:5ISES%:5NEWPORT!:3:HV: | 0.05398 | Yes
GEN-2024-114 | 04 SOUTHEAST | G04 29SP | 338170 5JONESBORO! 161 505418 JONESBO5 161 1 | P12:161:EES:5JONESBORO!:5PARAGOULD%:1:HV: | 0.46918 | Yes
GEN-2024-114 | 04 SOUTHEAST | G04 29SP | 338157 5POWERLN_RD% 161 338350 5JB HERGETT! 161 2 | P12:161:EES:5JONESBORO!:JONESBO5:1:HV: | 0.13969 | Yes
GEN-2024-114 | 04 SOUTHEAST | G04 29SP | 338157 5POWERLN_RD% 161 338350 5JB HERGETT! 161 1 | P12:161:EES:5JONESBORO!:JONESBO5:1:HV: | 0.13909 | Yes
GEN-2024-114 | 04 SOUTHEAST | G04 29SP | 338202 5JIM HILL% 161 338229 5T.E.P/S-8 161 1 | P12:161:EES:5JONESBORO!:JONESBO5:1:HV: | 0.07945 | Yes
GEN-2024-114 | 04 SOUTHEAST | G04 29SP | 338229 5T.E.P/S-8 161 338695 5MCDOUGAL# 161 1 | P12:161:EES:5JONESBORO!:JONESBO5:1:HV: | 0.07945 | Yes
GEN-2024-114 | 04 SOUTHEAST | G04 29SP | 338228 5CORNING! 161 338695 5MCDOUGAL# 161 1 | P12:161:EES:5JONESBORO!:JONESBO5:1:HV: | 0.07945 | Yes
GEN-2024-114 | 04 SOUTHEAST | G04 29SP | 338228 5CORNING! 161 338691 5CORNING.N# 161 1 | P12:161:EES:5JONESBORO!:JONESBO5:1:HV: | 0.07945 | Yes
GEN-2024-114 | 04 SOUTHEAST | G04 29SP | 338226 5DATTO 161 338691 5CORNING.N# 161 1 | P12:161:EES:5JONESBORO!:JONESBO5:1:HV: | 0.07945 | Yes
GEN-2024-114 | 04 SOUTHEAST | G04 29SP | 338226 5DATTO 161 338688 5POCHNTAS.E# 161 1 | P12:161:EES:5JONESBORO!:JONESBO5:1:HV: | 0.07945 | Yes
GEN-2024-114 | 04 SOUTHEAST | G04 29SP | 338688 5POCHNTAS.E# 161 338694 5BALTZ-LK# 161 1 | P12:161:EES:5JONESBORO!:JONESBO5:1:HV: | 0.07945 | Yes
GEN-2024-114 | 04 SOUTHEAST | G04 29SP | 338165 5MARKEDTREE! 161 338167 5HARRISBURG+ 161 1 | P12:161:EES:5MALLORY%:5JONESBORO!:1:HV: | 0.07672 | Yes
GEN-2024-114 | 04 SOUTHEAST | G04 29SP | 338157 5POWERLN_RD% 161 338170 5JONESBORO! 161 1 | P12:161:EES:5MALLORY%:5JONESBORO!:1:HV: | 0.31299 | Yes
GEN-2024-114 | 04 SOUTHEAST | G04 29SP | 338156 8POWERLN_RD% 500 998386 8POWERLN_RD% 161 1 | P12:161:EES:5MALLORY%:5JONESBORO!:1:HV: | 0.31728 | Yes
GEN-2024-114 | 04 SOUTHEAST | G04 29SP | 338157 5POWERLN_RD% 161 998386 8POWERLN_RD% 161 1 | P12:161:EES:5MALLORY%:5JONESBORO!:1:HV: | 0.31728 | Yes
GEN-2024-114 | 04 SOUTHEAST | G04 29SP | 338167 5HARRISBURG+ 161 338169 5TRUMANN 161 1 | P12:161:EES:5MALLORY%:5JONESBORO!:1:HV: | 0.07672 | Yes
GEN-2024-114 | 04 SOUTHEAST | G04 29SP | 338169 5TRUMANN 161 338707 5TRUMANN.W# 161 1 | P12:161:EES:5MALLORY%:5JONESBORO!:1:HV: | 0.07672 | Yes
GEN-2024-114 | 04 SOUTHEAST | G04 29SP | 338170 5JONESBORO! 161 338171 5CASH 161 1 | P12:161:EES:5MALLORY%:5WALNUT RDG%:1:HV: | 0.13 | Yes
GEN-2024-114 | 04 SOUTHEAST | G04 29SP | 338171 5CASH 161 338177 NEWPORTSOLAR 161 1 | P12:161:EES:5MALLORY%:5WALNUT RDG%:1:HV: | 0.13 | Yes
GEN-2024-114 | 04 SOUTHEAST | G04 29SP | 338170 5JONESBORO! 161 338703 5JONSBORO.N# 161 1 | P12:161:EES:5MALLORY%:5WALNUT RDG%:1:HV: | 0.13741 | Yes
GEN-2024-114 | 04 SOUTHEAST | G04 29SP | 338703 5JONSBORO.N# 161 338706 5PARGOULD.S# 161 1 | P12:161:EES:5MALLORY%:5WALNUT RDG%:1:HV: | 0.13741 | Yes
GEN-2024-114 | 04 SOUTHEAST | G04 29SP | 338204 5PARAGOULD% 161 338706 5PARGOULD.S# 161 1 | P12:161:EES:5MALLORY%:5WALNUT RDG%:1:HV: | 0.13741 | Yes
GEN-2024-114 | 04 SOUTHEAST | G04 29SP | 338158 5MALLORY% 161 338172 5NEWPORT AB 161 1 | P12:161:EES:5MALLORY%:5WALNUT RDG%:1:HV: | 0.13 | Yes
GEN-2024-114 | 04 SOUTHEAST | G04 29SP | 338172 5NEWPORT AB 161 338177 NEWPORTSOLAR 161 1 | P12:161:EES:5MALLORY%:5WALNUT RDG%:1:HV: | 0.13 | Yes
GEN-2024-114 | 04 SOUTHEAST | G04 29SP | 338185 5DELL% 161 338806 5MANILA# 161 1 | P12:161:EES:5MALLORY%:5WALNUT RDG%:1:HV: | 0.06176 | Yes
GEN-2024-114 | 04 SOUTHEAST | G04 29SP | 338186 5MONETTE 161 338806 5MANILA# 161 1 | P12:161:EES:5MALLORY%:5WALNUT RDG%:1:HV: | 0.06176 | Yes
GEN-2024-114 | 04 SOUTHEAST | G04 29SP | 338186 5MONETTE 161 338204 5PARAGOULD% 161 1 | P12:161:EES:5MALLORY%:5WALNUT RDG%:1:HV: | 0.06176 | Yes
GEN-2024-114 | 04 SOUTHEAST | G04 29SP | 337925 5GREENBRIER 161 337926 5QUITMAN! 161 1 | P12:161:EES:5MORILTON.E!:5CONWAY.W!:1:HV: | 0.08056 | Yes
GEN-2024-114 | 04 SOUTHEAST | G04 29SP | 337919 5BONO 161 337923 5P.HILL% 161 1 | P12:161:EES:5MORILTON.E!:5CONWAY.W!:1:HV: | 0.08056 | Yes
GEN-2024-114 | 04 SOUTHEAST | G04 29SP | 337919 5BONO 161 337925 5GREENBRIER 161 1 | P12:161:EES:5MORILTON.E!:5CONWAY.W!:1:HV: | 0.08056 | Yes
GEN-2024-114 | 04 SOUTHEAST | G04 29SP | 337925 5GREENBRIER 161 337926 5QUITMAN! 161 1 | P12:161:EES:5MORILTON.E!:5P.HILL%:1:HV: | 0.07475 | Yes
GEN-2024-114 | 04 SOUTHEAST | G04 29SP | 337919 5BONO 161 337923 5P.HILL% 161 1 | P12:161:EES:5MORILTON.E!:5P.HILL%:1:HV: | 0.07475 | Yes
GEN-2024-114 | 04 SOUTHEAST | G04 29SP | 337919 5BONO 161 337925 5GREENBRIER 161 1 | P12:161:EES:5MORILTON.E!:5P.HILL%:1:HV: | 0.07475 | Yes
GEN-2024-114 | 04 SOUTHEAST | G04 29SP | 337922 8P.HILL% 500 337937 8MAYFLOWER% 500 1 | P12:161:EES:5MORILTON.E!:5P.HILL%:1:HV: | 0.06128 | Yes
GEN-2024-114 | 04 SOUTHEAST | G04 29SP | 301406 8WNEWMADRID 500 338187 8DELL% 500 1 | P12:161:EES:5NEWMAD!:5NEWMADGSU1:1:HV: | 0.05001 | Yes
GEN-2024-114 | 04 SOUTHEAST | G04 29SP | 338151 5NEWPORT! 161 338173 5NEWPORT IND 161 1 | P12:161:EES:5NEWPORT!:5MALLORY%:1:HV: | 0.11624 | Yes
GEN-2024-114 | 04 SOUTHEAST | G04 29SP | 338158 5MALLORY% 161 338173 5NEWPORT IND 161 1 | P12:161:EES:5NEWPORT!:5MALLORY%:1:HV: | 0.11624 | Yes
GEN-2024-114 | 04 SOUTHEAST | G04 29SP | 338165 5MARKEDTREE! 161 338167 5HARRISBURG+ 161 1 | P12:161:EES:5PARKIN!:5WILSON!:1:HV: | 0.06139 | Yes
GEN-2024-114 | 04 SOUTHEAST | G04 29SP | 338167 5HARRISBURG+ 161 338169 5TRUMANN 161 1 | P12:161:EES:5PARKIN!:5WILSON!:1:HV: | 0.06139 | Yes
GEN-2024-114 | 04 SOUTHEAST | G04 29SP | 338169 5TRUMANN 161 338707 5TRUMANN.W# 161 1 | P12:161:EES:5PARKIN!:5WILSON!:1:HV: | 0.06139 | Yes
GEN-2024-114 | 04 SOUTHEAST | G04 29SP | 338157 5POWERLN_RD% 161 338350 5JB HERGETT! 161 2 | P12:161:EES:5POWERLN_RD%:5JB HERGETT!:1:HV: | 0.06672 | Yes
GEN-2024-114 | 04 SOUTHEAST | G04 29SP | 338171 5CASH 161 338177 NEWPORTSOLAR 161 1 | P12:161:EES:5POWERLN_RD%:5JONESBORO!:1:HV: | 0.18912 | Yes
GEN-2024-114 | 04 SOUTHEAST | G04 29SP | 338170 5JONESBORO! 161 338171 5CASH 161 1 | P12:161:EES:5POWERLN_RD%:5JONESBORO!:1:HV: | 0.18912 | Yes
GEN-2024-114 | 04 SOUTHEAST | G04 29SP | 338157 5POWERLN_RD% 161 338350 5JB HERGETT! 161 2 | P12:161:EES:5POWERLN_RD%:5JONESBORO!:1:HV: | 0.07237 | Yes
GEN-2024-114 | 04 SOUTHEAST | G04 29SP | 338157 5POWERLN_RD% 161 338350 5JB HERGETT! 161 1 | P12:161:EES:5POWERLN_RD%:5JONESBORO!:1:HV: | 0.07206 | Yes
GEN-2024-114 | 04 SOUTHEAST | G04 29SP | 338158 5MALLORY% 161 338172 5NEWPORT AB 161 1 | P12:161:EES:5POWERLN_RD%:5JONESBORO!:1:HV: | 0.18912 | Yes
GEN-2024-114 | 04 SOUTHEAST | G04 29SP | 338172 5NEWPORT AB 161 338177 NEWPORTSOLAR 161 1 | P12:161:EES:5POWERLN_RD%:5JONESBORO!:1:HV: | 0.18912 | Yes
GEN-2024-114 | 04 SOUTHEAST | G04 29SP | 337925 5GREENBRIER 161 337926 5QUITMAN! 161 1 | P12:161:EES:5QUITMAN!:5HAMLET%:1:HV: | 0.12631 | Yes
GEN-2024-114 | 04 SOUTHEAST | G04 29SP | 337919 5BONO 161 337923 5P.HILL% 161 1 | P12:161:EES:5QUITMAN!:5HAMLET%:1:HV: | 0.12631 | Yes
GEN-2024-114 | 04 SOUTHEAST | G04 29SP | 337919 5BONO 161 337925 5GREENBRIER 161 1 | P12:161:EES:5QUITMAN!:5HAMLET%:1:HV: | 0.12631 | Yes
GEN-2024-114 | 04 SOUTHEAST | G04 29SP | 338758 5HEBER.N# 161 505422 GREERSF5 161 1 | P12:161:EES:5QUITMAN!:5HAMLET%:1:HV: | 0.22252 | Yes
GEN-2024-114 | 04 SOUTHEAST | G04 29SP | 337909 8ANO% 500 337922 8P.HILL% 500 1 | P12:161:EES:5RUSSELVL.E!:5ANO%:1:HV: | 0.1166 | Yes
GEN-2024-114 | 04 SOUTHEAST | G04 29SP | 338832 5CLINTON.W# 161 338834 5BOTKINBURG# 161 1 | P12:161:EES:5SAGE!:5BATESVILLE%:1:HV: | 0.0755 | Yes
GEN-2024-114 | 04 SOUTHEAST | G04 29SP | 338109 5MARSHALL 161 338834 5BOTKINBURG# 161 1 | P12:161:EES:5SAGE!:5BATESVILLE%:1:HV: | 0.0755 | Yes
GEN-2024-114 | 04 SOUTHEAST | G04 29SP | 338109 5MARSHALL 161 338517 5MARSHALL# 161 1 | P12:161:EES:5SAGE!:5BATESVILLE%:1:HV: | 0.0755 | Yes
GEN-2024-114 | 04 SOUTHEAST | G04 29SP | 338110 5HILLTOP% 161 338517 5MARSHALL# 161 1 | P12:161:EES:5SAGE!:5BATESVILLE%:1:HV: | 0.0755 | Yes
GEN-2024-114 | 04 SOUTHEAST | G04 29SP | 338151 5NEWPORT! 161 338173 5NEWPORT IND 161 1 | P12:161:EES:5SAGE!:5BATESVILLE%:1:HV: | 0.0602 | Yes
GEN-2024-114 | 04 SOUTHEAST | G04 29SP | 338151 5NEWPORT! 161 338158 5MALLORY% 161 1 | P12:161:EES:5SAGE!:5BATESVILLE%:1:HV: | 0.05916 | Yes
GEN-2024-114 | 04 SOUTHEAST | G04 29SP | 338158 5MALLORY% 161 338173 5NEWPORT IND 161 1 | P12:161:EES:5SAGE!:5BATESVILLE%:1:HV: | 0.0602 | Yes
GEN-2024-114 | 04 SOUTHEAST | G04 29SP | 338758 5HEBER.N# 161 338837 5PARTAIN# 161 1 | P12:161:EES:5SAGE!:5BATESVILLE%:1:HV: | 0.08017 | Yes
GEN-2024-114 | 04 SOUTHEAST | G04 29SP | 338832 5CLINTON.W# 161 338834 5BOTKINBURG# 161 1 | P12:161:EES:5SAGE!:5ISES%:1:HV: | 0.0755 | Yes
GEN-2024-114 | 04 SOUTHEAST | G04 29SP | 338109 5MARSHALL 161 338834 5BOTKINBURG# 161 1 | P12:161:EES:5SAGE!:5ISES%:1:HV: | 0.0755 | Yes
GEN-2024-114 | 04 SOUTHEAST | G04 29SP | 338109 5MARSHALL 161 338517 5MARSHALL# 161 1 | P12:161:EES:5SAGE!:5ISES%:1:HV: | 0.0755 | Yes
GEN-2024-114 | 04 SOUTHEAST | G04 29SP | 338171 5CASH 161 338177 NEWPORTSOLAR 161 1 | P12:161:EES:5SAGE!:5ISES%:1:HV: | 0.1299 | Yes
GEN-2024-114 | 04 SOUTHEAST | G04 29SP | 338170 5JONESBORO! 161 338171 5CASH 161 1 | P12:161:EES:5SAGE!:5ISES%:1:HV: | 0.1299 | Yes
GEN-2024-114 | 04 SOUTHEAST | G04 29SP | 338110 5HILLTOP% 161 338517 5MARSHALL# 161 1 | P12:161:EES:5SAGE!:5ISES%:1:HV: | 0.0755 | Yes
GEN-2024-114 | 04 SOUTHEAST | G04 29SP | 338145 8ISES% 500 338156 8POWERLN_RD% 500 1 | P12:161:EES:5SAGE!:5ISES%:1:HV: | 0.09686 | Yes
GEN-2024-114 | 04 SOUTHEAST | G04 29SP | 338151 5NEWPORT! 161 338173 5NEWPORT IND 161 1 | P12:161:EES:5SAGE!:5ISES%:1:HV: | 0.0602 | Yes
GEN-2024-114 | 04 SOUTHEAST | G04 29SP | 338151 5NEWPORT! 161 338158 5MALLORY% 161 1 | P12:161:EES:5SAGE!:5ISES%:1:HV: | 0.05916 | Yes
GEN-2024-114 | 04 SOUTHEAST | G04 29SP | 338158 5MALLORY% 161 338173 5NEWPORT IND 161 1 | P12:161:EES:5SAGE!:5ISES%:1:HV: | 0.0602 | Yes
GEN-2024-114 | 04 SOUTHEAST | G04 29SP | 338156 8POWERLN_RD% 500 338187 8DELL% 500 1 | P12:161:EES:5SAGE!:5ISES%:1:HV: | 0.16517 | Yes
GEN-2024-114 | 04 SOUTHEAST | G04 29SP | 338170 5JONESBORO! 161 505418 JONESBO5 161 1 | P12:161:EES:5SAGE!:5ISES%:1:HV: | 0.52123 | Yes
GEN-2024-114 | 04 SOUTHEAST | G04 29SP | 338158 5MALLORY% 161 338172 5NEWPORT AB 161 1 | P12:161:EES:5SAGE!:5ISES%:1:HV: | 0.1299 | Yes
GEN-2024-114 | 04 SOUTHEAST | G04 29SP | 338172 5NEWPORT AB 161 338177 NEWPORTSOLAR 161 1 | P12:161:EES:5SAGE!:5ISES%:1:HV: | 0.1299 | Yes
GEN-2024-114 | 04 SOUTHEAST | G04 29SP | 338758 5HEBER.N# 161 338837 5PARTAIN# 161 1 | P12:161:EES:5SAGE!:5ISES%:1:HV: | 0.08017 | Yes
GEN-2024-114 | 04 SOUTHEAST | G04 29SP | 338832 5CLINTON.W# 161 338837 5PARTAIN# 161 1 | P12:161:EES:5SAGE!:5ISES%:1:HV: | 0.08017 | Yes
GEN-2024-114 | 04 SOUTHEAST | G04 29SP | 338709 5HALLIDAY# 161 338728 5GAINSVLTAP# 161 1 | P12:161:EES:5STFRN1!:5STFRAN!:1:HV: | 0.0504 | Yes
GEN-2024-114 | 04 SOUTHEAST | G04 29SP | 338204 5PARAGOULD% 161 338709 5HALLIDAY# 161 1 | P12:161:EES:5STFRN1!:5STFRAN!:1:HV: | 0.0504 | Yes
GEN-2024-114 | 04 SOUTHEAST | G04 29SP | 338711 5MARMADUKE# 161 338728 5GAINSVLTAP# 161 1 | P12:161:EES:5STFRN1!:5STFRAN!:1:HV: | 0.0504 | Yes
GEN-2024-114 | 04 SOUTHEAST | G04 29SP | 338203 5RECTOR 161 338711 5MARMADUKE# 161 1 | P12:161:EES:5STFRN1!:5STFRAN!:1:HV: | 0.0504 | Yes
GEN-2024-114 | 04 SOUTHEAST | G04 29SP | 338203 5RECTOR 161 338689 5RECTOR.N# 161 1 | P12:161:EES:5STFRN1!:5STFRAN!:1:HV: | 0.0504 | Yes
GEN-2024-114 | 04 SOUTHEAST | G04 29SP | 338202 5JIM HILL% 161 338689 5RECTOR.N# 161 1 | P12:161:EES:5STFRN1!:5STFRAN!:1:HV: | 0.0504 | Yes
GEN-2024-114 | 04 SOUTHEAST | G04 29SP | 300115 5STFRANB2 161 338202 5JIM HILL% 161 1 | P12:161:EES:5STFRN1!:5STFRNGSU1:1:HV: | 0.0509 | Yes
GEN-2024-114 | 04 SOUTHEAST | G04 29SP | 338165 5MARKEDTREE! 161 338167 5HARRISBURG+ 161 1 | P12:161:EES:5WILSON!:5OSCEOLA!:1:HV: | 0.06139 | Yes
GEN-2024-114 | 04 SOUTHEAST | G04 29SP | 338167 5HARRISBURG+ 161 338169 5TRUMANN 161 1 | P12:161:EES:5WILSON!:5OSCEOLA!:1:HV: | 0.06139 | Yes
GEN-2024-114 | 04 SOUTHEAST | G04 29SP | 338169 5TRUMANN 161 338707 5TRUMANN.W# 161 1 | P12:161:EES:5WILSON!:5OSCEOLA!:1:HV: | 0.06139 | Yes
GEN-2024-114 | 04 SOUTHEAST | G04 29SP | 337922 8P.HILL% 500 998405 8P.HILL% 161 1 | P12:161:EES:8ANO%:5ANO%:1:HV: | 0.06146 | Yes
GEN-2024-114 | 04 SOUTHEAST | G04 29SP | 337923 5P.HILL% 161 998405 8P.HILL% 161 1 | P12:161:EES:8ANO%:5ANO%:1:HV: | 0.06146 | Yes
GEN-2024-114 | 04 SOUTHEAST | G04 29SP | 337909 8ANO% 500 337922 8P.HILL% 500 1 | P12:161:EES:8ANO%:5ANO%:1:HV: | 0.12532 | Yes
GEN-2024-114 | 04 SOUTHEAST | G04 29SP | 337808 8MABELVALE% 500 337909 8ANO% 500 1 | P12:161:EES:8ANO%:5ANO%:1:HV: | 0.06987 | Yes
GEN-2024-114 | 04 SOUTHEAST | G04 29SP | 338188 8SANS SOUCI% 500 338198 8DRIVER% 500 1 | P12:161:EES:8DELL%:1DELL T1:1DELL T21DELL T31:HV: | 0.17047 | Yes
GEN-2024-114 | 04 SOUTHEAST | G04 29SP | 338198 8DRIVER% 500 338400 8SANDYBAYOU% 500 1 | P12:161:EES:8DELL%:1DELL T1:1DELL T21DELL T31:HV: | 0.17047 | Yes
GEN-2024-114 | 04 SOUTHEAST | G04 29SP | 300038 7ESSEX 345 344974 7LUTESVIL 345 1 | P12:161:EES:8DELL%:1DELL T1:1DELL T21DELL T31:HV: | 0.08395 | Yes
GEN-2024-114 | 04 SOUTHEAST | G04 29SP | 338187 8DELL% 500 338188 8SANS SOUCI% 500 1 | P12:161:EES:8DELL%:1DELL T1:1DELL T21DELL T31:HV: | 0.17047 | Yes
GEN-2024-114 | 04 SOUTHEAST | G04 29SP | 338400 8SANDYBAYOU% 500 360021 8SHELBY TN 500 1 | P12:161:EES:8DELL%:1DELL T1:1DELL T21DELL T31:HV: | 0.17047 | Yes
GEN-2024-114 | 04 SOUTHEAST | G04 29SP | 301406 8WNEWMADRID 500 338187 8DELL% 500 1 | P12:161:EES:8DELL%:1DELL T1:1DELL T21DELL T31:HV: | 0.05001 | Yes
GEN-2024-114 | 04 SOUTHEAST | G04 29SP | 337926 5QUITMAN! 161 337940 5HAMLET% 161 1 | P12:161:EES:8P.HILL%:5P.HILL%:1:HV: | 0.09306 | Yes
GEN-2024-114 | 04 SOUTHEAST | G04 29SP | 338758 5HEBER.N# 161 505422 GREERSF5 161 1 | P12:161:EES:8P.HILL%:5P.HILL%:1:HV: | 0.23455 | Yes
GEN-2024-114 | 04 SOUTHEAST | G04 29SP | 337922 8P.HILL% 500 337937 8MAYFLOWER% 500 1 | P12:161:EES:8P.HILL%:5P.HILL%:1:HV: | 0.09039 | Yes
GEN-2024-114 | 04 SOUTHEAST | G04 29SP | 338165 5MARKEDTREE! 161 338167 5HARRISBURG+ 161 1 | P12:161:EES:8POWERLN_RD%:5POWERLN_RD%:1:HV: | 0.14539 | Yes
GEN-2024-114 | 04 SOUTHEAST | G04 29SP | 338167 5HARRISBURG+ 161 338169 5TRUMANN 161 1 | P12:161:EES:8POWERLN_RD%:5POWERLN_RD%:1:HV: | 0.14539 | Yes
GEN-2024-114 | 04 SOUTHEAST | G04 29SP | 338170 5JONESBORO! 161 338171 5CASH 161 1 | P12:161:EES:8POWERLN_RD%:5POWERLN_RD%:1:HV: | 0.18621 | Yes
GEN-2024-114 | 04 SOUTHEAST | G04 29SP | 338171 5CASH 161 338177 NEWPORTSOLAR 161 1 | P12:161:EES:8POWERLN_RD%:5POWERLN_RD%:1:HV: | 0.18621 | Yes
GEN-2024-114 | 04 SOUTHEAST | G04 29SP | 338165 5MARKEDTREE! 161 338238 W MEMPHIS PV 161 1 | P12:161:EES:8POWERLN_RD%:5POWERLN_RD%:1:HV: | 0.07416 | Yes
GEN-2024-114 | 04 SOUTHEAST | G04 29SP | 338151 5NEWPORT! 161 338173 5NEWPORT IND 161 1 | P12:161:EES:8POWERLN_RD%:5POWERLN_RD%:1:HV: | 0.09041 | Yes
GEN-2024-114 | 04 SOUTHEAST | G04 29SP | 338151 5NEWPORT! 161 338158 5MALLORY% 161 1 | P12:161:EES:8POWERLN_RD%:5POWERLN_RD%:1:HV: | 0.08885 | Yes
GEN-2024-114 | 04 SOUTHEAST | G04 29SP | 338169 5TRUMANN 161 338707 5TRUMANN.W# 161 1 | P12:161:EES:8POWERLN_RD%:5POWERLN_RD%:1:HV: | 0.14539 | Yes
GEN-2024-114 | 04 SOUTHEAST | G04 29SP | 338142 5ISES% 161 338151 5NEWPORT! 161 1 | P12:161:EES:8POWERLN_RD%:5POWERLN_RD%:1:HV: | 0.06324 | Yes
GEN-2024-114 | 04 SOUTHEAST | G04 29SP | 338033 5PARKIN! 161 338041 5TWIST 161 1 | P12:161:EES:8POWERLN_RD%:5POWERLN_RD%:1:HV: | 0.07123 | Yes
GEN-2024-114 | 04 SOUTHEAST | G04 29SP | 338041 5TWIST 161 338165 5MARKEDTREE! 161 1 | P12:161:EES:8POWERLN_RD%:5POWERLN_RD%:1:HV: | 0.07123 | Yes
GEN-2024-114 | 04 SOUTHEAST | G04 29SP | 338142 5ISES% 161 338151 5NEWPORT! 161 3 | P12:161:EES:8POWERLN_RD%:5POWERLN_RD%:1:HV: | 0.05967 | Yes
GEN-2024-114 | 04 SOUTHEAST | G04 29SP | 338158 5MALLORY% 161 338173 5NEWPORT IND 161 1 | P12:161:EES:8POWERLN_RD%:5POWERLN_RD%:1:HV: | 0.09041 | Yes
GEN-2024-114 | 04 SOUTHEAST | G04 29SP | 338158 5MALLORY% 161 338172 5NEWPORT AB 161 1 | P12:161:EES:8POWERLN_RD%:5POWERLN_RD%:1:HV: | 0.18621 | Yes
GEN-2024-114 | 04 SOUTHEAST | G04 29SP | 338142 5ISES% 161 338151 5NEWPORT! 161 2 | P12:161:EES:8POWERLN_RD%:5POWERLN_RD%:1:HV: | 0.05495 | Yes
GEN-2024-114 | 04 SOUTHEAST | G04 29SP | 338172 5NEWPORT AB 161 338177 NEWPORTSOLAR 161 1 | P12:161:EES:8POWERLN_RD%:5POWERLN_RD%:1:HV: | 0.18621 | Yes
GEN-2024-114 | 04 SOUTHEAST | G04 29SP | 338187 8DELL% 500 998383 8DELL% 161 2 | P12:161:EES:8POWERLN_RD%:5POWERLN_RD%:1:HV: | 0.05649 | Yes
GEN-2024-114 | 04 SOUTHEAST | G04 29SP | 338185 5DELL% 161 998383 8DELL% 161 2 | P12:161:EES:8POWERLN_RD%:5POWERLN_RD%:1:HV: | 0.05649 | Yes
GEN-2024-114 | 04 SOUTHEAST | G04 29SP | 338187 8DELL% 500 998384 8DELL% 161 1 | P12:161:EES:8POWERLN_RD%:5POWERLN_RD%:1:HV: | 0.05536 | Yes
GEN-2024-114 | 04 SOUTHEAST | G04 29SP | 338157 5POWERLN_RD% 161 338707 5TRUMANN.W# 161 1 | P12:161:EES:8POWERLN_RD%:5POWERLN_RD%:1:HV: | 0.14539 | Yes
GEN-2024-114 | 04 SOUTHEAST | G04 29SP | 338185 5DELL% 161 998384 8DELL% 161 1 | P12:161:EES:8POWERLN_RD%:5POWERLN_RD%:1:HV: | 0.05536 | Yes
GEN-2024-114 | 04 SOUTHEAST | G04 29SP | 338185 5DELL% 161 338806 5MANILA# 161 1 | P12:161:EES:8POWERLN_RD%:5POWERLN_RD%:1:HV: | 0.09276 | Yes
GEN-2024-114 | 04 SOUTHEAST | G04 29SP | 338186 5MONETTE 161 338806 5MANILA# 161 1 | P12:161:EES:8POWERLN_RD%:5POWERLN_RD%:1:HV: | 0.09276 | Yes
GEN-2024-114 | 04 SOUTHEAST | G04 29SP | 338186 5MONETTE 161 338204 5PARAGOULD% 161 1 | P12:161:EES:8POWERLN_RD%:5POWERLN_RD%:1:HV: | 0.09276 | Yes
GEN-2024-114 | 04 SOUTHEAST | G04 29SP | 338161 5W.MEMPHIS! 161 338412 5WM LEHI-W 161 1 | P12:161:EES:8POWERLN_RD%:5POWERLN_RD%:1:HV: | 0.05637 | Yes
GEN-2024-114 | 04 SOUTHEAST | G04 29SP | 338160 5EBONY% 161 338164 5MARION AR 161 1 | P12:161:EES:8POWERLN_RD%:5POWERLN_RD%:1:HV: | 0.07416 | Yes
GEN-2024-114 | 04 SOUTHEAST | G04 29SP | 338162 8W.MEMPHIS% 500 998385 8W.MEMPHIS% 161 1 | P12:161:EES:8POWERLN_RD%:5POWERLN_RD%:1:HV: | 0.09959 | Yes
GEN-2024-114 | 04 SOUTHEAST | G04 29SP | 338161 5W.MEMPHIS! 161 998385 8W.MEMPHIS% 161 1 | P12:161:EES:8POWERLN_RD%:5POWERLN_RD%:1:HV: | 0.09959 | Yes
GEN-2024-114 | 04 SOUTHEAST | G04 29SP | 338170 5JONESBORO! 161 338703 5JONSBORO.N# 161 1 | P12:161:EES:CENTR H5:JONESBO5!:1:HV: | 0.14913 | Yes
GEN-2024-114 | 04 SOUTHEAST | G04 29SP | 338703 5JONSBORO.N# 161 338706 5PARGOULD.S# 161 1 | P12:161:EES:CENTR H5:JONESBO5!:1:HV: | 0.14913 | Yes
GEN-2024-114 | 04 SOUTHEAST | G04 29SP | 338204 5PARAGOULD% 161 338706 5PARGOULD.S# 161 1 | P12:161:EES:CENTR H5:JONESBO5!:1:HV: | 0.14913 | Yes
GEN-2024-114 | 04 SOUTHEAST | G04 29SP | 338170 5JONESBORO! 161 505418 JONESBO5 161 1 | P12:161:EES:INDEPCO5!:GREERSF5!:1:HV: | 0.68996 | Yes
GEN-2024-114 | 04 SOUTHEAST | G04 29SP | 337926 5QUITMAN! 161 337940 5HAMLET% 161 1 | P12:161:EES-EAI:5QUITMAN!:5P.HILL:1 | 0.13749 | Yes
GEN-2024-114 | 04 SOUTHEAST | G04 29SP | 338420 5DONAGHEY 161 338422 5CONWAY.W! 161 1 | P12:161:EES-EAI:5QUITMAN!:5P.HILL:1 | 0.0699 | Yes
GEN-2024-114 | 04 SOUTHEAST | G04 29SP | 338421 5CONWAY.S 161 338423 5CONWAY IND 161 1 | P12:161:EES-EAI:5QUITMAN!:5P.HILL:1 | 0.0699 | Yes
GEN-2024-114 | 04 SOUTHEAST | G04 29SP | 338423 5CONWAY IND 161 338425 5MIDDLE RD 161 1 | P12:161:EES-EAI:5QUITMAN!:5P.HILL:1 | 0.0699 | Yes
GEN-2024-114 | 04 SOUTHEAST | G04 29SP | 338420 5DONAGHEY 161 338421 5CONWAY.S 161 1 | P12:161:EES-EAI:5QUITMAN!:5P.HILL:1 | 0.0699 | Yes
GEN-2024-114 | 04 SOUTHEAST | G04 29SP | 337941 5RANCHETTE 161 338425 5MIDDLE RD 161 1 | P12:161:EES-EAI:5QUITMAN!:5P.HILL:1 | 0.0699 | Yes
GEN-2024-114 | 04 SOUTHEAST | G04 29SP | 337940 5HAMLET% 161 337941 5RANCHETTE 161 1 | P12:161:EES-EAI:5QUITMAN!:5P.HILL:1 | 0.0699 | Yes
GEN-2024-114 | 04 SOUTHEAST | G04 29SP | 338758 5HEBER.N# 161 505422 GREERSF5 161 1 | P12:161:EES-EAI:5QUITMAN!:5P.HILL:1 | 0.22731 | Yes
GEN-2024-114 | 04 SOUTHEAST | G04 29SP | 337922 8P.HILL% 500 337937 8MAYFLOWER% 500 1 | P12:161:EES-EAI:5QUITMAN!:5P.HILL:1 | 0.08803 | Yes
GEN-2024-114 | 04 SOUTHEAST | G04 29SP | 338170 5JONESBORO! 161 505418 JONESBO5 161 1 | P12:161:EES-EAI:JONSB2:PARAGU:1 | 0.46918 | Yes
GEN-2024-114 | 04 SOUTHEAST | G04 29SP | 337922 8P.HILL% 500 998405 8P.HILL% 161 1 | P12:161:EES-EAI:MORLND:ARK_NU | 0.06489 | Yes
GEN-2024-114 | 04 SOUTHEAST | G04 29SP | 337923 5P.HILL% 161 998405 8P.HILL% 161 1 | P12:161:EES-EAI:MORLND:ARK_NU | 0.06489 | Yes
GEN-2024-114 | 04 SOUTHEAST | G04 29SP | 338832 5CLINTON.W# 161 338834 5BOTKINBURG# 161 1 | P12:161:EES-EAI:MT_PLS:SAGEX:CUSHMNCAVE_C:HV: | 0.0755 | Yes
GEN-2024-114 | 04 SOUTHEAST | G04 29SP | 338109 5MARSHALL 161 338834 5BOTKINBURG# 161 1 | P12:161:EES-EAI:MT_PLS:SAGEX:CUSHMNCAVE_C:HV: | 0.0755 | Yes
GEN-2024-114 | 04 SOUTHEAST | G04 29SP | 338109 5MARSHALL 161 338517 5MARSHALL# 161 1 | P12:161:EES-EAI:MT_PLS:SAGEX:CUSHMNCAVE_C:HV: | 0.0755 | Yes
GEN-2024-114 | 04 SOUTHEAST | G04 29SP | 338171 5CASH 161 338177 NEWPORTSOLAR 161 1 | P12:161:EES-EAI:MT_PLS:SAGEX:CUSHMNCAVE_C:HV: | 0.1299 | Yes
GEN-2024-114 | 04 SOUTHEAST | G04 29SP | 338110 5HILLTOP% 161 338517 5MARSHALL# 161 1 | P12:161:EES-EAI:MT_PLS:SAGEX:CUSHMNCAVE_C:HV: | 0.0755 | Yes
GEN-2024-114 | 04 SOUTHEAST | G04 29SP | 338170 5JONESBORO! 161 338171 5CASH 161 1 | P12:161:EES-EAI:MT_PLS:SAGEX:CUSHMNCAVE_C:HV: | 0.1299 | Yes
GEN-2024-114 | 04 SOUTHEAST | G04 29SP | 338145 8ISES% 500 338156 8POWERLN_RD% 500 1 | P12:161:EES-EAI:MT_PLS:SAGEX:CUSHMNCAVE_C:HV: | 0.09686 | Yes
GEN-2024-114 | 04 SOUTHEAST | G04 29SP | 338151 5NEWPORT! 161 338173 5NEWPORT IND 161 1 | P12:161:EES-EAI:MT_PLS:SAGEX:CUSHMNCAVE_C:HV: | 0.0602 | Yes
GEN-2024-114 | 04 SOUTHEAST | G04 29SP | 338151 5NEWPORT! 161 338158 5MALLORY% 161 1 | P12:161:EES-EAI:MT_PLS:SAGEX:CUSHMNCAVE_C:HV: | 0.05916 | Yes
GEN-2024-114 | 04 SOUTHEAST | G04 29SP | 338158 5MALLORY% 161 338173 5NEWPORT IND 161 1 | P12:161:EES-EAI:MT_PLS:SAGEX:CUSHMNCAVE_C:HV: | 0.0602 | Yes
GEN-2024-114 | 04 SOUTHEAST | G04 29SP | 338156 8POWERLN_RD% 500 338187 8DELL% 500 1 | P12:161:EES-EAI:MT_PLS:SAGEX:CUSHMNCAVE_C:HV: | 0.16517 | Yes
GEN-2024-114 | 04 SOUTHEAST | G04 29SP | 338170 5JONESBORO! 161 505418 JONESBO5 161 1 | P12:161:EES-EAI:MT_PLS:SAGEX:CUSHMNCAVE_C:HV: | 0.52123 | Yes
GEN-2024-114 | 04 SOUTHEAST | G04 29SP | 338158 5MALLORY% 161 338172 5NEWPORT AB 161 1 | P12:161:EES-EAI:MT_PLS:SAGEX:CUSHMNCAVE_C:HV: | 0.1299 | Yes
GEN-2024-114 | 04 SOUTHEAST | G04 29SP | 338172 5NEWPORT AB 161 338177 NEWPORTSOLAR 161 1 | P12:161:EES-EAI:MT_PLS:SAGEX:CUSHMNCAVE_C:HV: | 0.1299 | Yes
GEN-2024-114 | 04 SOUTHEAST | G04 29SP | 338758 5HEBER.N# 161 338837 5PARTAIN# 161 1 | P12:161:EES-EAI:MT_PLS:SAGEX:CUSHMNCAVE_C:HV: | 0.08017 | Yes
GEN-2024-114 | 04 SOUTHEAST | G04 29SP | 338832 5CLINTON.W# 161 338837 5PARTAIN# 161 1 | P12:161:EES-EAI:MT_PLS:SAGEX:CUSHMNCAVE_C:HV: | 0.08017 | Yes
GEN-2024-114 | 04 SOUTHEAST | G04 29SP | 338165 5MARKEDTREE! 161 338167 5HARRISBURG+ 161 1 | P12:161:EES-EAI:OSCLA:OSCLA-N:OSCLAWLSN:HV: | 0.06139 | Yes
GEN-2024-114 | 04 SOUTHEAST | G04 29SP | 338167 5HARRISBURG+ 161 338169 5TRUMANN 161 1 | P12:161:EES-EAI:OSCLA:OSCLA-N:OSCLAWLSN:HV: | 0.06139 | Yes
GEN-2024-114 | 04 SOUTHEAST | G04 29SP | 338169 5TRUMANN 161 338707 5TRUMANN.W# 161 1 | P12:161:EES-EAI:OSCLA:OSCLA-N:OSCLAWLSN:HV: | 0.06139 | Yes
GEN-2024-114 | 04 SOUTHEAST | G04 29SP | 338165 5MARKEDTREE! 161 338167 5HARRISBURG+ 161 1 | P12:161:EES-EAI:OSCLA-N:DELL:OSCLAWILSON:HV: | 0.06139 | Yes
GEN-2024-114 | 04 SOUTHEAST | G04 29SP | 338167 5HARRISBURG+ 161 338169 5TRUMANN 161 1 | P12:161:EES-EAI:OSCLA-N:DELL:OSCLAWILSON:HV: | 0.06139 | Yes
GEN-2024-114 | 04 SOUTHEAST | G04 29SP | 338169 5TRUMANN 161 338707 5TRUMANN.W# 161 1 | P12:161:EES-EAI:OSCLA-N:DELL:OSCLAWILSON:HV: | 0.06139 | Yes
GEN-2024-114 | 04 SOUTHEAST | G04 29SP | 337926 5QUITMAN! 161 338831 5BEE BRANCH# 161 1 | P12:161:EES-EAI:QUITMN:HEBR_N:1 | 0.09388 | Yes
GEN-2024-114 | 04 SOUTHEAST | G04 29SP | 338831 5BEE BRANCH# 161 338833 5CLINTON IN# 161 1 | P12:161:EES-EAI:QUITMN:HEBR_N:1 | 0.09388 | Yes
GEN-2024-114 | 04 SOUTHEAST | G04 29SP | 338832 5CLINTON.W# 161 338833 5CLINTON IN# 161 1 | P12:161:EES-EAI:QUITMN:HEBR_N:1 | 0.09388 | Yes
GEN-2024-114 | 04 SOUTHEAST | G04 29SP | 338758 5HEBER.N# 161 505422 GREERSF5 161 1 | P12:161:EES-EAI:QUITMN:HEBR_N:1 | 0.18489 | Yes
GEN-2024-114 | 04 SOUTHEAST | G04 29SP | 337909 8ANO% 500 337922 8P.HILL% 500 1 | P12:161:EES-EAI:RUSL_E:ANO:1 | 0.1166 | Yes
GEN-2024-114 | 04 SOUTHEAST | G04 29SP | 301406 8WNEWMADRID 500 338187 8DELL% 500 1 | P12:22:EES:1NM G1:5NEWMADGSU1:1:EHV: | 0.05001 | Yes
GEN-2024-114 | 04 SOUTHEAST | G04 29SP | 337643 8SHERIDAN% 500 337763 8MAGNETCOVE% 500 1 | P12:22:EES:8ANO%:1ANO U1:1:EHV: | 0.06839 | Yes
GEN-2024-114 | 04 SOUTHEAST | G04 29SP | 338758 5HEBER.N# 161 505422 GREERSF5 161 1 | P12:22:EES:8ANO%:1ANO U1:1:EHV: | 0.23664 | Yes
GEN-2024-114 | 04 SOUTHEAST | G04 29SP | 337753 8HS EHV% 500 337754 8ETTA% 500 1 | P12:22:EES:8ANO%:1ANO U1:1:EHV: | 0.05603 | Yes
GEN-2024-114 | 04 SOUTHEAST | G04 29SP | 337561 8EL DORADO% 500 337643 8SHERIDAN% 500 1 | P12:22:EES:8ANO%:1ANO U1:1:EHV: | 0.10239 | Yes
GEN-2024-114 | 04 SOUTHEAST | G04 29SP | 337643 8SHERIDAN% 500 337763 8MAGNETCOVE% 500 1 | P12:22:EES:8ANO%:1ANO U2:1:EHV: | 0.06839 | Yes
GEN-2024-114 | 04 SOUTHEAST | G04 29SP | 338758 5HEBER.N# 161 505422 GREERSF5 161 1 | P12:22:EES:8ANO%:1ANO U2:1:EHV: | 0.23664 | Yes
GEN-2024-114 | 04 SOUTHEAST | G04 29SP | 337753 8HS EHV% 500 337754 8ETTA% 500 1 | P12:22:EES:8ANO%:1ANO U2:1:EHV: | 0.05603 | Yes
GEN-2024-114 | 04 SOUTHEAST | G04 29SP | 337561 8EL DORADO% 500 337643 8SHERIDAN% 500 1 | P12:22:EES:8ANO%:1ANO U2:1:EHV: | 0.10239 | Yes
GEN-2024-114 | 04 SOUTHEAST | G04 29SP | 500140 CARROLL6 230 500260 DOLHILL6 230 1 | P12:230:CLEC::REDBAYOU_6:DOLHILL6:1 | 0.05816 | Yes
GEN-2024-114 | 04 SOUTHEAST | G04 29SP | 500140 CARROLL6 230 500260 DOLHILL6 230 1 | P12:230:CLEC::REDBAYOU_6:DOLHILL61:HV: | 0.05816 | Yes
GEN-2024-114 | 04 SOUTHEAST | G04 29SP | 500140 CARROLL6 230 500260 DOLHILL6 230 1 | P12:230:CLEC::REDBAYOU_6:MANCOMP 6:1 | 0.05816 | Yes
GEN-2024-114 | 04 SOUTHEAST | G04 29SP | 500140 CARROLL6 230 500260 DOLHILL6 230 1 | P12:230:CLEC::REDBAYOU_6:MANCOMP 61:HV: | 0.05816 | Yes
GEN-2024-114 | 04 SOUTHEAST | G04 29SP | 338198 8DRIVER% 500 338400 8SANDYBAYOU% 500 1 | P12:230:EES:6BRS:6DRIVER%:1:HV: | 0.17047 | Yes
GEN-2024-114 | 04 SOUTHEAST | G04 29SP | 338400 8SANDYBAYOU% 500 360021 8SHELBY TN 500 1 | P12:230:EES:6BRS:6DRIVER%:1:HV: | 0.17047 | Yes
GEN-2024-114 | 04 SOUTHEAST | G04 29SP | 337651 8WHT BLUFF% 500 337957 8KEO% 500 1 | P12:230:EES:6WOODWARD%:6WHT BLUFF!:1:HV: | 0.1213 | Yes
GEN-2024-114 | 04 SOUTHEAST | G04 29SP | 337561 8EL DORADO% 500 998422 8EL DORADO% 345 2 | P12:230:EES:8HARTBRG%:8MT_OLIVE%:6LAYFLDLAYFLD11:HV: | 0.09425 | Yes
GEN-2024-114 | 04 SOUTHEAST | G04 29SP | 337562 7EL DORADO 345 998422 8EL DORADO% 345 2 | P12:230:EES:8HARTBRG%:8MT_OLIVE%:6LAYFLDLAYFLD11:HV: | 0.09425 | Yes
GEN-2024-114 | 04 SOUTHEAST | G04 29SP | 337376 7SAREPTA% 345 337562 7EL DORADO 345 1 | P12:230:EES:8HARTBRG%:8MT_OLIVE%:6LAYFLDLAYFLD11:HV: | 0.09425 | Yes
GEN-2024-114 | 04 SOUTHEAST | G04 29SP | 337651 8WHT BLUFF% 500 337957 8KEO% 500 1 | P12:230:EES:8WHT BLUFF%:6WHT BLUFF!:1:HV: | 0.1213 | Yes
GEN-2024-114 | 04 SOUTHEAST | G04 29SP | 500260 DOLHILL6 230 500250 DOLHILL7 345 1 | P12:230-21:EES:FCY:RVB | 0.06176 | Yes
GEN-2024-114 | 04 SOUTHEAST | G04 29SP | 500250 DOLHILL7 345 507760 SW SHV 7 345 1 | P12:230-21:EES:FCY:RVB | 0.06176 | Yes
GEN-2024-114 | 04 SOUTHEAST | G04 29SP | 344974 7LUTESVIL 345 345773 7ST FRANC 345 1 | P12:25:EES:7CALAWY 1:1CAL G1:1:HV: | 0.05889 | Yes
GEN-2024-114 | 04 SOUTHEAST | G04 29SP | 337643 8SHERIDAN% 500 337763 8MAGNETCOVE% 500 1 | P12:26:EES:8WHT BLUFF%:1WHT BLUF U1:1:HV: | 0.06839 | Yes
GEN-2024-114 | 04 SOUTHEAST | G04 29SP | 337909 8ANO% 500 337922 8P.HILL% 500 1 | P12:26:EES:8WHT BLUFF%:1WHT BLUF U1:1:HV: | 0.11791 | Yes
GEN-2024-114 | 04 SOUTHEAST | G04 29SP | 337753 8HS EHV% 500 337754 8ETTA% 500 1 | P12:26:EES:8WHT BLUFF%:1WHT BLUF U1:1:HV: | 0.05603 | Yes
GEN-2024-114 | 04 SOUTHEAST | G04 29SP | 337643 8SHERIDAN% 500 337651 8WHT BLUFF% 500 1 | P12:26:EES:8WHT BLUFF%:1WHT BLUF U1:1:HV: | 0.12128 | Yes
GEN-2024-114 | 04 SOUTHEAST | G04 29SP | 337922 8P.HILL% 500 337937 8MAYFLOWER% 500 1 | P12:26:EES:8WHT BLUFF%:1WHT BLUF U1:1:HV: | 0.06281 | Yes
GEN-2024-114 | 04 SOUTHEAST | G04 29SP | 337808 8MABELVALE% 500 337909 8ANO% 500 1 | P12:26:EES:8WHT BLUFF%:1WHT BLUF U1:1:HV: | 0.06714 | Yes
GEN-2024-114 | 04 SOUTHEAST | G04 29SP | 337561 8EL DORADO% 500 337643 8SHERIDAN% 500 1 | P12:26:EES:8WHT BLUFF%:1WHT BLUF U1:1:HV: | 0.10239 | Yes
GEN-2024-114 | 04 SOUTHEAST | G04 29SP | 337643 8SHERIDAN% 500 337763 8MAGNETCOVE% 500 1 | P12:26:EES:8WHT BLUFF%:1WHT BLUF U2:1:HV: | 0.06839 | Yes
GEN-2024-114 | 04 SOUTHEAST | G04 29SP | 337909 8ANO% 500 337922 8P.HILL% 500 1 | P12:26:EES:8WHT BLUFF%:1WHT BLUF U2:1:HV: | 0.11791 | Yes
GEN-2024-114 | 04 SOUTHEAST | G04 29SP | 337753 8HS EHV% 500 337754 8ETTA% 500 1 | P12:26:EES:8WHT BLUFF%:1WHT BLUF U2:1:HV: | 0.05603 | Yes
GEN-2024-114 | 04 SOUTHEAST | G04 29SP | 337643 8SHERIDAN% 500 337651 8WHT BLUFF% 500 1 | P12:26:EES:8WHT BLUFF%:1WHT BLUF U2:1:HV: | 0.12128 | Yes
GEN-2024-114 | 04 SOUTHEAST | G04 29SP | 337922 8P.HILL% 500 337937 8MAYFLOWER% 500 1 | P12:26:EES:8WHT BLUFF%:1WHT BLUF U2:1:HV: | 0.06281 | Yes
GEN-2024-114 | 04 SOUTHEAST | G04 29SP | 337808 8MABELVALE% 500 337909 8ANO% 500 1 | P12:26:EES:8WHT BLUFF%:1WHT BLUF U2:1:HV: | 0.06714 | Yes
GEN-2024-114 | 04 SOUTHEAST | G04 29SP | 337561 8EL DORADO% 500 337643 8SHERIDAN% 500 1 | P12:26:EES:8WHT BLUFF%:1WHT BLUF U2:1:HV: | 0.10239 | Yes
GEN-2024-114 | 04 SOUTHEAST | G04 29SP | 338162 8W.MEMPHIS% 500 998385 8W.MEMPHIS% 161 1 | P12:34.5:EES:5KUHN RD!:J934_GEN:1:HV: | 0.05416 | Yes
GEN-2024-114 | 04 SOUTHEAST | G04 29SP | 338161 5W.MEMPHIS! 161 998385 8W.MEMPHIS% 161 1 | P12:34.5:EES:5KUHN RD!:J934_GEN:1:HV: | 0.05416 | Yes
GEN-2024-114 | 04 SOUTHEAST | G04 29SP | 300038 7ESSEX 345 344974 7LUTESVIL 345 1 | P12:345:AECI:ST_FRANC:GOBBLER:1:: | 0.09815 | Yes
GEN-2024-114 | 04 SOUTHEAST | G04 29SP | 344974 7LUTESVIL 345 345773 7ST FRANC 345 1 | P12:345:AECI:ST_FRANC:GOBBLER:1:: | 0.06813 | Yes
GEN-2024-114 | 04 SOUTHEAST | G04 29SP | 301809 7BARNET 345 344327 7LOOSECRK 345 1 | P12:345:AECI-AMMO:MCCRD:OVRTN:1,CASC_R1:: | 0.05555 | Yes
GEN-2024-114 | 04 SOUTHEAST | G04 29SP | 301809 7BARNET 345 344327 7LOOSECRK 345 1 | P12:345:AECI-AMMO:MCCRD:OVRTN:1:: | 0.05555 | Yes
GEN-2024-114 | 04 SOUTHEAST | G04 29SP | 337376 7SAREPTA% 345 788340 G24-379-TAP 345 1 | P12:345:AEPW:SWSHV7:LONGWD7::: | 0.09555 | Yes
GEN-2024-114 | 04 SOUTHEAST | G04 29SP | 337561 8EL DORADO% 500 998422 8EL DORADO% 345 2 | P12:345:AEPW:TENRUSK7:TENGEN7::: | 0.07927 | Yes
GEN-2024-114 | 04 SOUTHEAST | G04 29SP | 337562 7EL DORADO 345 998422 8EL DORADO% 345 2 | P12:345:AEPW:TENRUSK7:TENGEN7::: | 0.07927 | Yes
GEN-2024-114 | 04 SOUTHEAST | G04 29SP | 337376 7SAREPTA% 345 337562 7EL DORADO 345 1 | P12:345:AEPW:TENRUSK7:TENGEN7::: | 0.07927 | Yes
GEN-2024-114 | 04 SOUTHEAST | G04 29SP | 300044 7MCCRED 345 345230 7MONTGMRY 345 1 | P12:345:AMMO::CALLAWAY:LOOSECREEK:EHV | 0.05302 | Yes
GEN-2024-114 | 04 SOUTHEAST | G04 29SP | 300044 7MCCRED 345 345230 7MONTGMRY 345 1 | P12:345:AMMO::CALLAWAY:LOOSECREEK1:EHV: | 0.05302 | Yes
GEN-2024-114 | 04 SOUTHEAST | G04 29SP | 345667 7RUSH 1 345 345668 7RUSH 2 345 Z | P12:345:AMMO::JOACHIM:TYSON:EHV | 0.05051 | Yes
GEN-2024-114 | 04 SOUTHEAST | G04 29SP | 345667 7RUSH 1 345 345668 7RUSH 2 345 Z | P12:345:AMMO::JOACHIM:TYSON2:EHV: | 0.05051 | Yes
GEN-2024-114 | 04 SOUTHEAST | G04 29SP | 344848 7KELSO 1 345 348294 7MASS 345 1 | P12:345:AMMO::LUTESVILLE:STFRANCOIS:EHV | 0.05567 | Yes
GEN-2024-114 | 04 SOUTHEAST | G04 29SP | 344848 7KELSO 1 345 344849 7KELSO 2 345 Z | P12:345:AMMO::LUTESVILLE:STFRANCOIS:EHV | 0.05016 | Yes
GEN-2024-114 | 04 SOUTHEAST | G04 29SP | 344848 7KELSO 1 345 348294 7MASS 345 1 | P12:345:AMMO::LUTESVILLE:STFRANCOIS1:EHV: | 0.05567 | Yes
GEN-2024-114 | 04 SOUTHEAST | G04 29SP | 344848 7KELSO 1 345 344849 7KELSO 2 345 Z | P12:345:AMMO::LUTESVILLE:STFRANCOIS1:EHV: | 0.05016 | Yes
GEN-2024-114 | 04 SOUTHEAST | G04 29SP | 301809 7BARNET 345 344327 7LOOSECRK 345 1 | P12:345:AMMO-AECI::MCCREDIE:MONTGOMERY:EHV | 0.05805 | Yes
GEN-2024-114 | 04 SOUTHEAST | G04 29SP | 301809 7BARNET 345 344327 7LOOSECRK 345 1 | P12:345:AMMO-AECI::MCCREDIE:MONTGOMERY5:EHV: | 0.05805 | Yes
GEN-2024-114 | 04 SOUTHEAST | G04 29SP | 301809 7BARNET 345 344327 7LOOSECRK 345 1 | P12:345:AMMO-AECI::MCCREDIE:OVERTON:EHV | 0.05555 | Yes
GEN-2024-114 | 04 SOUTHEAST | G04 29SP | 301809 7BARNET 345 344327 7LOOSECRK 345 1 | P12:345:AMMO-AECI::MCCREDIE:OVERTON5475:EHV: | 0.05555 | Yes
GEN-2024-114 | 04 SOUTHEAST | G04 29SP | 338188 8SANS SOUCI% 500 338198 8DRIVER% 500 1 | P12:345:AMMO-AECI::W-NEWMADRID:LUTESVILLE:EHV | 0.19446 | Yes
GEN-2024-114 | 04 SOUTHEAST | G04 29SP | 338198 8DRIVER% 500 338400 8SANDYBAYOU% 500 1 | P12:345:AMMO-AECI::W-NEWMADRID:LUTESVILLE:EHV | 0.19446 | Yes
GEN-2024-114 | 04 SOUTHEAST | G04 29SP | 338188 8SANS SOUCI% 500 338198 8DRIVER% 500 1 | P12:345:AMMO-AECI::W-NEWMADRID:LUTESVILLE1:EHV: | 0.19446 | Yes
GEN-2024-114 | 04 SOUTHEAST | G04 29SP | 338198 8DRIVER% 500 338400 8SANDYBAYOU% 500 1 | P12:345:AMMO-AECI::W-NEWMADRID:LUTESVILLE1:EHV: | 0.19446 | Yes
GEN-2024-114 | 04 SOUTHEAST | G04 29SP | 338187 8DELL% 500 338188 8SANS SOUCI% 500 1 | P12:345:AMMO-AECI::W-NEWMADRID:LUTESVILLE1:EHV: | 0.19446 | Yes
GEN-2024-114 | 04 SOUTHEAST | G04 29SP | 337376 7SAREPTA% 345 788340 G24-379-TAP 345 1 | P12:345:CLEC-AEPW:DOLHILL7:SWSHV7::: | 0.12418 | Yes
GEN-2024-114 | 04 SOUTHEAST | G04 29SP | 300038 7ESSEX 345 344974 7LUTESVIL 345 1 | P12:345:EES:7FLETCH:7GOBKNOB%:1:EHV: | 0.10085 | Yes
GEN-2024-114 | 04 SOUTHEAST | G04 29SP | 344974 7LUTESVIL 345 345773 7ST FRANC 345 1 | P12:345:EES:7FLETCH:7GOBKNOB%:1:EHV: | 0.07047 | Yes
GEN-2024-114 | 04 SOUTHEAST | G04 29SP | 301406 8WNEWMADRID 500 338187 8DELL% 500 1 | P12:345:EES:7NEWMAD%:7NEWMADGSU2:1:EHV: | 0.05001 | Yes
GEN-2024-114 | 04 SOUTHEAST | G04 29SP | 300115 5STFRANB2 161 338202 5JIM HILL% 161 1 | P12:345:EES:7NEWMAD%:7WNWMADRID2:1:EHV: | 0.05614 | Yes
GEN-2024-114 | 04 SOUTHEAST | G04 29SP | 338170 5JONESBORO! 161 338703 5JONSBORO.N# 161 1 | P12:345:EES:7NEWMAD%:7WNWMADRID2:1:EHV: | 0.13598 | Yes
GEN-2024-114 | 04 SOUTHEAST | G04 29SP | 300038 7ESSEX 345 344974 7LUTESVIL 345 1 | P12:345:EES:7NEWMAD%:7WNWMADRID2:1:EHV: | 0.08648 | Yes
GEN-2024-114 | 04 SOUTHEAST | G04 29SP | 338703 5JONSBORO.N# 161 338706 5PARGOULD.S# 161 1 | P12:345:EES:7NEWMAD%:7WNWMADRID2:1:EHV: | 0.13598 | Yes
GEN-2024-114 | 04 SOUTHEAST | G04 29SP | 338709 5HALLIDAY# 161 338728 5GAINSVLTAP# 161 1 | P12:345:EES:7NEWMAD%:7WNWMADRID2:1:EHV: | 0.05824 | Yes
GEN-2024-114 | 04 SOUTHEAST | G04 29SP | 338204 5PARAGOULD% 161 338709 5HALLIDAY# 161 1 | P12:345:EES:7NEWMAD%:7WNWMADRID2:1:EHV: | 0.05824 | Yes
GEN-2024-114 | 04 SOUTHEAST | G04 29SP | 338204 5PARAGOULD% 161 338706 5PARGOULD.S# 161 1 | P12:345:EES:7NEWMAD%:7WNWMADRID2:1:EHV: | 0.13598 | Yes
GEN-2024-114 | 04 SOUTHEAST | G04 29SP | 338185 5DELL% 161 338806 5MANILA# 161 1 | P12:345:EES:7NEWMAD%:7WNWMADRID2:1:EHV: | 0.06209 | Yes
GEN-2024-114 | 04 SOUTHEAST | G04 29SP | 338711 5MARMADUKE# 161 338728 5GAINSVLTAP# 161 1 | P12:345:EES:7NEWMAD%:7WNWMADRID2:1:EHV: | 0.05824 | Yes
GEN-2024-114 | 04 SOUTHEAST | G04 29SP | 338186 5MONETTE 161 338806 5MANILA# 161 1 | P12:345:EES:7NEWMAD%:7WNWMADRID2:1:EHV: | 0.06209 | Yes
GEN-2024-114 | 04 SOUTHEAST | G04 29SP | 338203 5RECTOR 161 338711 5MARMADUKE# 161 1 | P12:345:EES:7NEWMAD%:7WNWMADRID2:1:EHV: | 0.05824 | Yes
GEN-2024-114 | 04 SOUTHEAST | G04 29SP | 338203 5RECTOR 161 338689 5RECTOR.N# 161 1 | P12:345:EES:7NEWMAD%:7WNWMADRID2:1:EHV: | 0.05824 | Yes
GEN-2024-114 | 04 SOUTHEAST | G04 29SP | 338202 5JIM HILL% 161 338689 5RECTOR.N# 161 1 | P12:345:EES:7NEWMAD%:7WNWMADRID2:1:EHV: | 0.05824 | Yes
GEN-2024-114 | 04 SOUTHEAST | G04 29SP | 338186 5MONETTE 161 338204 5PARAGOULD% 161 1 | P12:345:EES:7NEWMAD%:7WNWMADRID2:1:EHV: | 0.06209 | Yes
GEN-2024-114 | 04 SOUTHEAST | G04 29SP | 300038 7ESSEX 345 344974 7LUTESVIL 345 1 | P12:345:EES:7STFRAN!:7GOBKNOB%:1:EHV: | 0.09815 | Yes
GEN-2024-114 | 04 SOUTHEAST | G04 29SP | 344974 7LUTESVIL 345 345773 7ST FRANC 345 1 | P12:345:EES:7STFRAN!:7GOBKNOB%:1:EHV: | 0.06813 | Yes
GEN-2024-114 | 04 SOUTHEAST | G04 29SP | 300115 5STFRANB2 161 338202 5JIM HILL% 161 1 | P12:345:EES:7STFRAN!:7WNWMADRID2:1:EHV: | 0.05614 | Yes
GEN-2024-114 | 04 SOUTHEAST | G04 29SP | 338170 5JONESBORO! 161 338703 5JONSBORO.N# 161 1 | P12:345:EES:7STFRAN!:7WNWMADRID2:1:EHV: | 0.13598 | Yes
GEN-2024-114 | 04 SOUTHEAST | G04 29SP | 300038 7ESSEX 345 344974 7LUTESVIL 345 1 | P12:345:EES:7STFRAN!:7WNWMADRID2:1:EHV: | 0.08648 | Yes
GEN-2024-114 | 04 SOUTHEAST | G04 29SP | 338703 5JONSBORO.N# 161 338706 5PARGOULD.S# 161 1 | P12:345:EES:7STFRAN!:7WNWMADRID2:1:EHV: | 0.13598 | Yes
GEN-2024-114 | 04 SOUTHEAST | G04 29SP | 338709 5HALLIDAY# 161 338728 5GAINSVLTAP# 161 1 | P12:345:EES:7STFRAN!:7WNWMADRID2:1:EHV: | 0.05824 | Yes
GEN-2024-114 | 04 SOUTHEAST | G04 29SP | 338204 5PARAGOULD% 161 338709 5HALLIDAY# 161 1 | P12:345:EES:7STFRAN!:7WNWMADRID2:1:EHV: | 0.05824 | Yes
GEN-2024-114 | 04 SOUTHEAST | G04 29SP | 338204 5PARAGOULD% 161 338706 5PARGOULD.S# 161 1 | P12:345:EES:7STFRAN!:7WNWMADRID2:1:EHV: | 0.13598 | Yes
GEN-2024-114 | 04 SOUTHEAST | G04 29SP | 338185 5DELL% 161 338806 5MANILA# 161 1 | P12:345:EES:7STFRAN!:7WNWMADRID2:1:EHV: | 0.06209 | Yes
GEN-2024-114 | 04 SOUTHEAST | G04 29SP | 338711 5MARMADUKE# 161 338728 5GAINSVLTAP# 161 1 | P12:345:EES:7STFRAN!:7WNWMADRID2:1:EHV: | 0.05824 | Yes
GEN-2024-114 | 04 SOUTHEAST | G04 29SP | 338186 5MONETTE 161 338806 5MANILA# 161 1 | P12:345:EES:7STFRAN!:7WNWMADRID2:1:EHV: | 0.06209 | Yes
GEN-2024-114 | 04 SOUTHEAST | G04 29SP | 338203 5RECTOR 161 338711 5MARMADUKE# 161 1 | P12:345:EES:7STFRAN!:7WNWMADRID2:1:EHV: | 0.05824 | Yes
GEN-2024-114 | 04 SOUTHEAST | G04 29SP | 338203 5RECTOR 161 338689 5RECTOR.N# 161 1 | P12:345:EES:7STFRAN!:7WNWMADRID2:1:EHV: | 0.05824 | Yes
GEN-2024-114 | 04 SOUTHEAST | G04 29SP | 338202 5JIM HILL% 161 338689 5RECTOR.N# 161 1 | P12:345:EES:7STFRAN!:7WNWMADRID2:1:EHV: | 0.05824 | Yes
GEN-2024-114 | 04 SOUTHEAST | G04 29SP | 338186 5MONETTE 161 338204 5PARAGOULD% 161 1 | P12:345:EES:7STFRAN!:7WNWMADRID2:1:EHV: | 0.06209 | Yes
GEN-2024-114 | 04 SOUTHEAST | G04 29SP | 500260 DOLHILL6 230 500250 DOLHILL7 345 1 | P12:345:EES:TENRUSK7!:CROCKET7%:1:EHV: | 0.06871 | Yes
GEN-2024-114 | 04 SOUTHEAST | G04 29SP | 500250 DOLHILL7 345 507760 SW SHV 7 345 1 | P12:345:EES:TENRUSK7!:CROCKET7%:1:EHV: | 0.06871 | Yes
GEN-2024-114 | 04 SOUTHEAST | G04 29SP | 500140 CARROLL6 230 500260 DOLHILL6 230 1 | P12:345:EES:TENRUSK7!:CROCKET7%:1:EHV: | 0.05782 | Yes
GEN-2024-114 | 04 SOUTHEAST | G04 29SP | 500140 CARROLL6 230 500465 6LAYFLD 230 1 | P12:345:EES:TENRUSK7!:CROCKET7%:1:EHV: | 0.06025 | Yes
GEN-2024-114 | 04 SOUTHEAST | G04 29SP | 337376 7SAREPTA% 345 788340 G24-379-TAP 345 1 | P12:345:EES:TENRUSK7!:CROCKET7%:1:EHV: | 0.11256 | Yes
GEN-2024-114 | 04 SOUTHEAST | G04 29SP | 337561 8EL DORADO% 500 998422 8EL DORADO% 345 2 | P12:345:EES:TENRUSK7!:TENGEN 7!:1:EHV: | 0.07927 | Yes
GEN-2024-114 | 04 SOUTHEAST | G04 29SP | 337562 7EL DORADO 345 998422 8EL DORADO% 345 2 | P12:345:EES:TENRUSK7!:TENGEN 7!:1:EHV: | 0.07927 | Yes
GEN-2024-114 | 04 SOUTHEAST | G04 29SP | 337376 7SAREPTA% 345 337562 7EL DORADO 345 1 | P12:345:EES:TENRUSK7!:TENGEN 7!:1:EHV: | 0.07927 | Yes
GEN-2024-114 | 04 SOUTHEAST | G04 29SP | 338188 8SANS SOUCI% 500 338198 8DRIVER% 500 1 | P12:500:AECI-EES-EAI:WNWMD:DLL:1:: | 0.19486 | Yes
GEN-2024-114 | 04 SOUTHEAST | G04 29SP | 338157 5POWERLN_RD% 161 338170 5JONESBORO! 161 1 | P12:500:AECI-EES-EAI:WNWMD:DLL:1:: | 0.25222 | Yes
GEN-2024-114 | 04 SOUTHEAST | G04 29SP | 338198 8DRIVER% 500 338400 8SANDYBAYOU% 500 1 | P12:500:AECI-EES-EAI:WNWMD:DLL:1:: | 0.19486 | Yes
GEN-2024-114 | 04 SOUTHEAST | G04 29SP | 338709 5HALLIDAY# 161 338728 5GAINSVLTAP# 161 1 | P12:500:AECI-EES-EAI:WNWMD:DLL:1:: | 0.06131 | Yes
GEN-2024-114 | 04 SOUTHEAST | G04 29SP | 338204 5PARAGOULD% 161 338709 5HALLIDAY# 161 1 | P12:500:AECI-EES-EAI:WNWMD:DLL:1:: | 0.06131 | Yes
GEN-2024-114 | 04 SOUTHEAST | G04 29SP | 338711 5MARMADUKE# 161 338728 5GAINSVLTAP# 161 1 | P12:500:AECI-EES-EAI:WNWMD:DLL:1:: | 0.06131 | Yes
GEN-2024-114 | 04 SOUTHEAST | G04 29SP | 338203 5RECTOR 161 338711 5MARMADUKE# 161 1 | P12:500:AECI-EES-EAI:WNWMD:DLL:1:: | 0.06131 | Yes
GEN-2024-114 | 04 SOUTHEAST | G04 29SP | 338187 8DELL% 500 338188 8SANS SOUCI% 500 1 | P12:500:AECI-EES-EAI:WNWMD:DLL:1:: | 0.19486 | Yes
GEN-2024-114 | 04 SOUTHEAST | G04 29SP | 338400 8SANDYBAYOU% 500 360021 8SHELBY TN 500 1 | P12:500:AECI-EES-EAI:WNWMD:DLL:1:: | 0.19486 | Yes
GEN-2024-114 | 04 SOUTHEAST | G04 29SP | 338203 5RECTOR 161 338689 5RECTOR.N# 161 1 | P12:500:AECI-EES-EAI:WNWMD:DLL:1:: | 0.06131 | Yes
GEN-2024-114 | 04 SOUTHEAST | G04 29SP | 338202 5JIM HILL% 161 338689 5RECTOR.N# 161 1 | P12:500:AECI-EES-EAI:WNWMD:DLL:1:: | 0.06131 | Yes
GEN-2024-114 | 04 SOUTHEAST | G04 29SP | 337909 8ANO% 500 515305 FTSMITH8 500 1 | P12:500:EES:8ANO%:8P.HILL%:1:EHV: | 0.1755 | Yes
GEN-2024-114 | 04 SOUTHEAST | G04 29SP | 337808 8MABELVALE% 500 337937 8MAYFLOWER% 500 1 | P12:500:EES:8ANO%:8P.HILL%:1:EHV: | 0.05522 | Yes
GEN-2024-114 | 04 SOUTHEAST | G04 29SP | 337808 8MABELVALE% 500 337909 8ANO% 500 1 | P12:500:EES:8ANO%:8P.HILL%:1:EHV: | 0.14183 | Yes
GEN-2024-114 | 04 SOUTHEAST | G04 29SP | 338832 5CLINTON.W# 161 338834 5BOTKINBURG# 161 1 | P12:500:EES:8ANO%:FTSMITH8:1:EHV: | 0.08325 | Yes
GEN-2024-114 | 04 SOUTHEAST | G04 29SP | 338109 5MARSHALL 161 338834 5BOTKINBURG# 161 1 | P12:500:EES:8ANO%:FTSMITH8:1:EHV: | 0.08325 | Yes
GEN-2024-114 | 04 SOUTHEAST | G04 29SP | 338109 5MARSHALL 161 338517 5MARSHALL# 161 1 | P12:500:EES:8ANO%:FTSMITH8:1:EHV: | 0.08325 | Yes
GEN-2024-114 | 04 SOUTHEAST | G04 29SP | 338110 5HILLTOP% 161 338517 5MARSHALL# 161 1 | P12:500:EES:8ANO%:FTSMITH8:1:EHV: | 0.08325 | Yes
GEN-2024-114 | 04 SOUTHEAST | G04 29SP | 337904 5RUSSELVL.S 161 337905 5RUSSELVL.E! 161 1 | P12:500:EES:8ANO%:FTSMITH8:1:EHV: | 0.07461 | Yes
GEN-2024-114 | 04 SOUTHEAST | G04 29SP | 337860 8WRIGHTSVLE% 500 337957 8KEO% 500 1 | P12:500:EES:8ANO%:FTSMITH8:1:EHV: | 0.0804 | Yes
GEN-2024-114 | 04 SOUTHEAST | G04 29SP | 337904 5RUSSELVL.S 161 505508 DARDANE5 161 1 | P12:500:EES:8ANO%:FTSMITH8:1:EHV: | 0.07461 | Yes
GEN-2024-114 | 04 SOUTHEAST | G04 29SP | 337808 8MABELVALE% 500 337860 8WRIGHTSVLE% 500 1 | P12:500:EES:8ANO%:FTSMITH8:1:EHV: | 0.08091 | Yes
GEN-2024-114 | 04 SOUTHEAST | G04 29SP | 338056 CHALKBLUFFPV 500 338162 8W.MEMPHIS% 500 1 | P12:500:EES:8BXTRWILSON%:8PERRYVILLE%:1:EHV: | 0.05958 | Yes
GEN-2024-114 | 04 SOUTHEAST | G04 29SP | 337957 8KEO% 500 338056 CHALKBLUFFPV 500 1 | P12:500:EES:8BXTRWILSON%:8PERRYVILLE%:1:EHV: | 0.05958 | Yes
GEN-2024-114 | 04 SOUTHEAST | G04 29SP | 337368 8MT_OLIVE% 500 337561 8EL DORADO% 500 1 | P12:500:EES:8BXTRWILSON%:8PERRYVILLE%:1:EHV: | 0.05662 | Yes
GEN-2024-114 | 04 SOUTHEAST | G04 29SP | 337957 8KEO% 500 338140 8HOLND BTM% 500 1 | P12:500:EES:8BXTRWILSON%:8PERRYVILLE%:1:EHV: | 0.19895 | Yes
GEN-2024-114 | 04 SOUTHEAST | G04 29SP | 337651 8WHT BLUFF% 500 337957 8KEO% 500 1 | P12:500:EES:8BXTRWILSON%:8PERRYVILLE%:1:EHV: | 0.12245 | Yes
GEN-2024-114 | 04 SOUTHEAST | G04 29SP | 338145 8ISES% 500 338156 8POWERLN_RD% 500 1 | P12:500:EES:8BXTRWILSON%:8PERRYVILLE%:1:EHV: | 0.10559 | Yes
GEN-2024-114 | 04 SOUTHEAST | G04 29SP | 338140 8HOLND BTM% 500 338145 8ISES% 500 1 | P12:500:EES:8BXTRWILSON%:8PERRYVILLE%:1:EHV: | 0.177 | Yes
GEN-2024-114 | 04 SOUTHEAST | G04 29SP | 338188 8SANS SOUCI% 500 338198 8DRIVER% 500 1 | P12:500:EES:8BXTRWILSON%:8PERRYVILLE%:1:EHV: | 0.16917 | Yes
GEN-2024-114 | 04 SOUTHEAST | G04 29SP | 337860 8WRIGHTSVLE% 500 337957 8KEO% 500 1 | P12:500:EES:8BXTRWILSON%:8PERRYVILLE%:1:EHV: | 0.13608 | Yes
GEN-2024-114 | 04 SOUTHEAST | G04 29SP | 335368 8WELLS% 500 335500 8WEBRE% 500 1 | P12:500:EES:8BXTRWILSON%:8PERRYVILLE%:1:EHV: | 0.05312 | Yes
GEN-2024-114 | 04 SOUTHEAST | G04 29SP | 337643 8SHERIDAN% 500 337763 8MAGNETCOVE% 500 1 | P12:500:EES:8BXTRWILSON%:8PERRYVILLE%:1:EHV: | 0.06988 | Yes
GEN-2024-114 | 04 SOUTHEAST | G04 29SP | 337368 8MT_OLIVE% 500 509366 LAYFLD8 500 1 | P12:500:EES:8BXTRWILSON%:8PERRYVILLE%:1:EHV: | 0.0506 | Yes
GEN-2024-114 | 04 SOUTHEAST | G04 29SP | 337643 8SHERIDAN% 500 337808 8MABELVALE% 500 1 | P12:500:EES:8BXTRWILSON%:8PERRYVILLE%:1:EHV: | 0.05212 | Yes
GEN-2024-114 | 04 SOUTHEAST | G04 29SP | 338156 8POWERLN_RD% 500 338187 8DELL% 500 1 | P12:500:EES:8BXTRWILSON%:8PERRYVILLE%:1:EHV: | 0.15759 | Yes
GEN-2024-114 | 04 SOUTHEAST | G04 29SP | 337753 8HS EHV% 500 337754 8ETTA% 500 1 | P12:500:EES:8BXTRWILSON%:8PERRYVILLE%:1:EHV: | 0.05798 | Yes
GEN-2024-114 | 04 SOUTHEAST | G04 29SP | 338198 8DRIVER% 500 338400 8SANDYBAYOU% 500 1 | P12:500:EES:8BXTRWILSON%:8PERRYVILLE%:1:EHV: | 0.16917 | Yes
GEN-2024-114 | 04 SOUTHEAST | G04 29SP | 337561 8EL DORADO% 500 337643 8SHERIDAN% 500 1 | P12:500:EES:8BXTRWILSON%:8PERRYVILLE%:1:EHV: | 0.10632 | Yes
GEN-2024-114 | 04 SOUTHEAST | G04 29SP | 337808 8MABELVALE% 500 337860 8WRIGHTSVLE% 500 1 | P12:500:EES:8BXTRWILSON%:8PERRYVILLE%:1:EHV: | 0.13715 | Yes
GEN-2024-114 | 04 SOUTHEAST | G04 29SP | 337643 8SHERIDAN% 500 337651 8WHT BLUFF% 500 1 | P12:500:EES:8BXTRWILSON%:8PERRYVILLE%:1:EHV: | 0.12407 | Yes
GEN-2024-114 | 04 SOUTHEAST | G04 29SP | 337561 8EL DORADO% 500 998422 8EL DORADO% 345 2 | P12:500:EES:8BXTRWILSON%:8PERRYVILLE%:1:EHV: | 0.08274 | Yes
GEN-2024-114 | 04 SOUTHEAST | G04 29SP | 337562 7EL DORADO 345 998422 8EL DORADO% 345 2 | P12:500:EES:8BXTRWILSON%:8PERRYVILLE%:1:EHV: | 0.08274 | Yes
GEN-2024-114 | 04 SOUTHEAST | G04 29SP | 337376 7SAREPTA% 345 337562 7EL DORADO 345 1 | P12:500:EES:8BXTRWILSON%:8PERRYVILLE%:1:EHV: | 0.08274 | Yes
GEN-2024-114 | 04 SOUTHEAST | G04 29SP | 337753 8HS EHV% 500 337763 8MAGNETCOVE% 500 1 | P12:500:EES:8BXTRWILSON%:8PERRYVILLE%:1:EHV: | 0.06988 | Yes
GEN-2024-114 | 04 SOUTHEAST | G04 29SP | 337957 8KEO% 500 338140 8HOLND BTM% 500 1 | P12:500:EES:8DELL%:1EAI DELLST3:1EAI DELLCT11EAI DELLCT21:EHV: | 0.19726 | Yes
GEN-2024-114 | 04 SOUTHEAST | G04 29SP | 338145 8ISES% 500 338156 8POWERLN_RD% 500 1 | P12:500:EES:8DELL%:1EAI DELLST3:1EAI DELLCT11EAI DELLCT21:EHV: | 0.10411 | Yes
GEN-2024-114 | 04 SOUTHEAST | G04 29SP | 338140 8HOLND BTM% 500 338145 8ISES% 500 1 | P12:500:EES:8DELL%:1EAI DELLST3:1EAI DELLCT11EAI DELLCT21:EHV: | 0.17529 | Yes
GEN-2024-114 | 04 SOUTHEAST | G04 29SP | 338156 8POWERLN_RD% 500 338187 8DELL% 500 1 | P12:500:EES:8DELL%:1EAI DELLST3:1EAI DELLCT11EAI DELLCT21:EHV: | 0.15905 | Yes
GEN-2024-114 | 04 SOUTHEAST | G04 29SP | 338162 8W.MEMPHIS% 500 360075 8BHAM STEEL 500 1 | P12:500:EES:8DELL%:8SANS SOUCI%:1:EHV: | 0.06126 | Yes
GEN-2024-114 | 04 SOUTHEAST | G04 29SP | 338156 8POWERLN_RD% 500 998386 8POWERLN_RD% 161 1 | P12:500:EES:8DELL%:8SANS SOUCI%:1:EHV: | 0.24577 | Yes
GEN-2024-114 | 04 SOUTHEAST | G04 29SP | 338157 5POWERLN_RD% 161 998386 8POWERLN_RD% 161 1 | P12:500:EES:8DELL%:8SANS SOUCI%:1:EHV: | 0.24577 | Yes
GEN-2024-114 | 04 SOUTHEAST | G04 29SP | 300038 7ESSEX 345 344974 7LUTESVIL 345 1 | P12:500:EES:8DELL%:8SANS SOUCI%:1:EHV: | 0.11308 | Yes
GEN-2024-114 | 04 SOUTHEAST | G04 29SP | 301406 8WNEWMADRID 500 338187 8DELL% 500 1 | P12:500:EES:8DELL%:8SANS SOUCI%:1:EHV: | 0.11363 | Yes
GEN-2024-114 | 04 SOUTHEAST | G04 29SP | 344848 7KELSO 1 345 348294 7MASS 345 1 | P12:500:EES:8DELL%:8SANS SOUCI%:1:EHV: | 0.05372 | Yes
GEN-2024-114 | 04 SOUTHEAST | G04 29SP | 337643 8SHERIDAN% 500 337763 8MAGNETCOVE% 500 1 | P12:500:EES:8EL DORADO%:8SHERIDAN%:1:EHV: | 0.12302 | Yes
GEN-2024-114 | 04 SOUTHEAST | G04 29SP | 337753 8HS EHV% 500 337754 8ETTA% 500 1 | P12:500:EES:8EL DORADO%:8SHERIDAN%:1:EHV: | 0.1096 | Yes
GEN-2024-114 | 04 SOUTHEAST | G04 29SP | 337515 8MCNEIL% 500 337561 8EL DORADO% 500 1 | P12:500:EES:8EL DORADO%:8SHERIDAN%:1:EHV: | 0.07969 | Yes
GEN-2024-114 | 04 SOUTHEAST | G04 29SP | 337753 8HS EHV% 500 337763 8MAGNETCOVE% 500 1 | P12:500:EES:8EL DORADO%:8SHERIDAN%:1:EHV: | 0.12302 | Yes
GEN-2024-114 | 04 SOUTHEAST | G04 29SP | 337753 8HS EHV% 500 337763 8MAGNETCOVE% 500 1 | P12:500:EES:8ETTA%:8DUKE HS-1!:1:EHV: | 0.06839 | Yes
GEN-2024-114 | 04 SOUTHEAST | G04 29SP | 338056 CHALKBLUFFPV 500 338162 8W.MEMPHIS% 500 1 | P12:500:EES:8HOLND BTM%:8ISES%:1:EHV: | 0.12292 | Yes
GEN-2024-114 | 04 SOUTHEAST | G04 29SP | 337957 8KEO% 500 338056 CHALKBLUFFPV 500 1 | P12:500:EES:8HOLND BTM%:8ISES%:1:EHV: | 0.12292 | Yes
GEN-2024-114 | 04 SOUTHEAST | G04 29SP | 337926 5QUITMAN! 161 338112 5HEBER.S 161 1 | P12:500:EES:8HOLND BTM%:8ISES%:1:EHV: | 0.16458 | Yes
GEN-2024-114 | 04 SOUTHEAST | G04 29SP | 338162 8W.MEMPHIS% 500 360075 8BHAM STEEL 500 1 | P12:500:EES:8HOLND BTM%:8ISES%:1:EHV: | 0.05265 | Yes
GEN-2024-114 | 04 SOUTHEAST | G04 29SP | 338832 5CLINTON.W# 161 338834 5BOTKINBURG# 161 1 | P12:500:EES:8HOLND BTM%:8ISES%:1:EHV: | 0.06903 | Yes
GEN-2024-114 | 04 SOUTHEAST | G04 29SP | 338109 5MARSHALL 161 338834 5BOTKINBURG# 161 1 | P12:500:EES:8HOLND BTM%:8ISES%:1:EHV: | 0.06903 | Yes
GEN-2024-114 | 04 SOUTHEAST | G04 29SP | 338165 5MARKEDTREE! 161 338167 5HARRISBURG+ 161 1 | P12:500:EES:8HOLND BTM%:8ISES%:1:EHV: | 0.07007 | Yes
GEN-2024-114 | 04 SOUTHEAST | G04 29SP | 337926 5QUITMAN! 161 337940 5HAMLET% 161 1 | P12:500:EES:8HOLND BTM%:8ISES%:1:EHV: | 0.09756 | Yes
GEN-2024-114 | 04 SOUTHEAST | G04 29SP | 338109 5MARSHALL 161 338517 5MARSHALL# 161 1 | P12:500:EES:8HOLND BTM%:8ISES%:1:EHV: | 0.06903 | Yes
GEN-2024-114 | 04 SOUTHEAST | G04 29SP | 338110 5HILLTOP% 161 338517 5MARSHALL# 161 1 | P12:500:EES:8HOLND BTM%:8ISES%:1:EHV: | 0.06903 | Yes
GEN-2024-114 | 04 SOUTHEAST | G04 29SP | 338167 5HARRISBURG+ 161 338169 5TRUMANN 161 1 | P12:500:EES:8HOLND BTM%:8ISES%:1:EHV: | 0.07007 | Yes
GEN-2024-114 | 04 SOUTHEAST | G04 29SP | 338112 5HEBER.S 161 338113 5HEBER IND 161 1 | P12:500:EES:8HOLND BTM%:8ISES%:1:EHV: | 0.16458 | Yes
GEN-2024-114 | 04 SOUTHEAST | G04 29SP | 338113 5HEBER IND 161 338758 5HEBER.N# 161 1 | P12:500:EES:8HOLND BTM%:8ISES%:1:EHV: | 0.16458 | Yes
GEN-2024-114 | 04 SOUTHEAST | G04 29SP | 338169 5TRUMANN 161 338707 5TRUMANN.W# 161 1 | P12:500:EES:8HOLND BTM%:8ISES%:1:EHV: | 0.07007 | Yes
GEN-2024-114 | 04 SOUTHEAST | G04 29SP | 338162 8W.MEMPHIS% 500 998385 8W.MEMPHIS% 161 1 | P12:500:EES:8HOLND BTM%:8ISES%:1:EHV: | 0.07027 | Yes
GEN-2024-114 | 04 SOUTHEAST | G04 29SP | 338161 5W.MEMPHIS! 161 998385 8W.MEMPHIS% 161 1 | P12:500:EES:8HOLND BTM%:8ISES%:1:EHV: | 0.07027 | Yes
GEN-2024-114 | 04 SOUTHEAST | G04 29SP | 338157 5POWERLN_RD% 161 338707 5TRUMANN.W# 161 1 | P12:500:EES:8HOLND BTM%:8ISES%:1:EHV: | 0.07007 | Yes
GEN-2024-114 | 04 SOUTHEAST | G04 29SP | 337561 8EL DORADO% 500 337643 8SHERIDAN% 500 1 | P12:500:EES:8HS EHV%:8ETTA%:1:EHV: | 0.13853 | Yes
GEN-2024-114 | 04 SOUTHEAST | G04 29SP | 338056 CHALKBLUFFPV 500 338162 8W.MEMPHIS% 500 1 | P12:500:EES:8ISES%:8POWERLN_RD%:1:EHV: | 0.08637 | Yes
GEN-2024-114 | 04 SOUTHEAST | G04 29SP | 338170 5JONESBORO! 161 338171 5CASH 161 1 | P12:500:EES:8ISES%:8POWERLN_RD%:1:EHV: | 0.14697 | Yes
GEN-2024-114 | 04 SOUTHEAST | G04 29SP | 338171 5CASH 161 338177 NEWPORTSOLAR 161 1 | P12:500:EES:8ISES%:8POWERLN_RD%:1:EHV: | 0.14697 | Yes
GEN-2024-114 | 04 SOUTHEAST | G04 29SP | 338165 5MARKEDTREE! 161 338167 5HARRISBURG+ 161 1 | P12:500:EES:8ISES%:8POWERLN_RD%:1:EHV: | 0.07036 | Yes
GEN-2024-114 | 04 SOUTHEAST | G04 29SP | 337957 8KEO% 500 338056 CHALKBLUFFPV 500 1 | P12:500:EES:8ISES%:8POWERLN_RD%:1:EHV: | 0.08637 | Yes
GEN-2024-114 | 04 SOUTHEAST | G04 29SP | 338151 5NEWPORT! 161 338173 5NEWPORT IND 161 1 | P12:500:EES:8ISES%:8POWERLN_RD%:1:EHV: | 0.07242 | Yes
GEN-2024-114 | 04 SOUTHEAST | G04 29SP | 338151 5NEWPORT! 161 338158 5MALLORY% 161 1 | P12:500:EES:8ISES%:8POWERLN_RD%:1:EHV: | 0.07117 | Yes
GEN-2024-114 | 04 SOUTHEAST | G04 29SP | 337926 5QUITMAN! 161 338112 5HEBER.S 161 1 | P12:500:EES:8ISES%:8POWERLN_RD%:1:EHV: | 0.15972 | Yes
GEN-2024-114 | 04 SOUTHEAST | G04 29SP | 338167 5HARRISBURG+ 161 338169 5TRUMANN 161 1 | P12:500:EES:8ISES%:8POWERLN_RD%:1:EHV: | 0.07036 | Yes
GEN-2024-114 | 04 SOUTHEAST | G04 29SP | 338158 5MALLORY% 161 338172 5NEWPORT AB 161 1 | P12:500:EES:8ISES%:8POWERLN_RD%:1:EHV: | 0.14697 | Yes
GEN-2024-114 | 04 SOUTHEAST | G04 29SP | 338172 5NEWPORT AB 161 338177 NEWPORTSOLAR 161 1 | P12:500:EES:8ISES%:8POWERLN_RD%:1:EHV: | 0.14697 | Yes
GEN-2024-114 | 04 SOUTHEAST | G04 29SP | 338158 5MALLORY% 161 338173 5NEWPORT IND 161 1 | P12:500:EES:8ISES%:8POWERLN_RD%:1:EHV: | 0.07242 | Yes
GEN-2024-114 | 04 SOUTHEAST | G04 29SP | 337926 5QUITMAN! 161 337940 5HAMLET% 161 1 | P12:500:EES:8ISES%:8POWERLN_RD%:1:EHV: | 0.09108 | Yes
GEN-2024-114 | 04 SOUTHEAST | G04 29SP | 338169 5TRUMANN 161 338707 5TRUMANN.W# 161 1 | P12:500:EES:8ISES%:8POWERLN_RD%:1:EHV: | 0.07036 | Yes
GEN-2024-114 | 04 SOUTHEAST | G04 29SP | 338112 5HEBER.S 161 338113 5HEBER IND 161 1 | P12:500:EES:8ISES%:8POWERLN_RD%:1:EHV: | 0.15972 | Yes
GEN-2024-114 | 04 SOUTHEAST | G04 29SP | 338113 5HEBER IND 161 338758 5HEBER.N# 161 1 | P12:500:EES:8ISES%:8POWERLN_RD%:1:EHV: | 0.15972 | Yes
GEN-2024-114 | 04 SOUTHEAST | G04 29SP | 338157 5POWERLN_RD% 161 338707 5TRUMANN.W# 161 1 | P12:500:EES:8ISES%:8POWERLN_RD%:1:EHV: | 0.07036 | Yes
GEN-2024-114 | 04 SOUTHEAST | G04 29SP | 338145 8ISES% 500 998387 8ISES% 161 1 | P12:500:EES:8ISES%:8POWERLN_RD%:1:EHV: | 0.05736 | Yes
GEN-2024-114 | 04 SOUTHEAST | G04 29SP | 338142 5ISES% 161 998387 8ISES% 161 1 | P12:500:EES:8ISES%:8POWERLN_RD%:1:EHV: | 0.05736 | Yes
GEN-2024-114 | 04 SOUTHEAST | G04 29SP | 338145 8ISES% 500 998388 8ISES% 161 2 | P12:500:EES:8ISES%:8POWERLN_RD%:1:EHV: | 0.05554 | Yes
GEN-2024-114 | 04 SOUTHEAST | G04 29SP | 338142 5ISES% 161 998388 8ISES% 161 2 | P12:500:EES:8ISES%:8POWERLN_RD%:1:EHV: | 0.05554 | Yes
GEN-2024-114 | 04 SOUTHEAST | G04 29SP | 338056 CHALKBLUFFPV 500 338162 8W.MEMPHIS% 500 1 | P12:500:EES:8KEO%:8HOLND BTM%:1:EHV: | 0.11431 | Yes
GEN-2024-114 | 04 SOUTHEAST | G04 29SP | 337925 5GREENBRIER 161 337926 5QUITMAN! 161 1 | P12:500:EES:8KEO%:8HOLND BTM%:1:EHV: | 0.08605 | Yes
GEN-2024-114 | 04 SOUTHEAST | G04 29SP | 338421 5CONWAY.S 161 338423 5CONWAY IND 161 1 | P12:500:EES:8KEO%:8HOLND BTM%:1:EHV: | 0.06344 | Yes
GEN-2024-114 | 04 SOUTHEAST | G04 29SP | 337919 5BONO 161 337923 5P.HILL% 161 1 | P12:500:EES:8KEO%:8HOLND BTM%:1:EHV: | 0.08605 | Yes
GEN-2024-114 | 04 SOUTHEAST | G04 29SP | 338420 5DONAGHEY 161 338422 5CONWAY.W! 161 1 | P12:500:EES:8KEO%:8HOLND BTM%:1:EHV: | 0.06344 | Yes
GEN-2024-114 | 04 SOUTHEAST | G04 29SP | 337922 8P.HILL% 500 998405 8P.HILL% 161 1 | P12:500:EES:8KEO%:8HOLND BTM%:1:EHV: | 0.07127 | Yes
GEN-2024-114 | 04 SOUTHEAST | G04 29SP | 337923 5P.HILL% 161 998405 8P.HILL% 161 1 | P12:500:EES:8KEO%:8HOLND BTM%:1:EHV: | 0.07127 | Yes
GEN-2024-114 | 04 SOUTHEAST | G04 29SP | 337957 8KEO% 500 338056 CHALKBLUFFPV 500 1 | P12:500:EES:8KEO%:8HOLND BTM%:1:EHV: | 0.11431 | Yes
GEN-2024-114 | 04 SOUTHEAST | G04 29SP | 337919 5BONO 161 337925 5GREENBRIER 161 1 | P12:500:EES:8KEO%:8HOLND BTM%:1:EHV: | 0.08605 | Yes
GEN-2024-114 | 04 SOUTHEAST | G04 29SP | 338423 5CONWAY IND 161 338425 5MIDDLE RD 161 1 | P12:500:EES:8KEO%:8HOLND BTM%:1:EHV: | 0.06344 | Yes
GEN-2024-114 | 04 SOUTHEAST | G04 29SP | 337941 5RANCHETTE 161 338425 5MIDDLE RD 161 1 | P12:500:EES:8KEO%:8HOLND BTM%:1:EHV: | 0.06344 | Yes
GEN-2024-114 | 04 SOUTHEAST | G04 29SP | 337940 5HAMLET% 161 337941 5RANCHETTE 161 1 | P12:500:EES:8KEO%:8HOLND BTM%:1:EHV: | 0.06344 | Yes
GEN-2024-114 | 04 SOUTHEAST | G04 29SP | 338165 5MARKEDTREE! 161 338167 5HARRISBURG+ 161 1 | P12:500:EES:8KEO%:8HOLND BTM%:1:EHV: | 0.06806 | Yes
GEN-2024-114 | 04 SOUTHEAST | G04 29SP | 338420 5DONAGHEY 161 338421 5CONWAY.S 161 1 | P12:500:EES:8KEO%:8HOLND BTM%:1:EHV: | 0.06344 | Yes
GEN-2024-114 | 04 SOUTHEAST | G04 29SP | 337950 3JAXNVLE.N! 115 338016 3HOLND BTM! 115 1 | P12:500:EES:8KEO%:8HOLND BTM%:1:EHV: | 0.05538 | Yes
GEN-2024-114 | 04 SOUTHEAST | G04 29SP | 338167 5HARRISBURG+ 161 338169 5TRUMANN 161 1 | P12:500:EES:8KEO%:8HOLND BTM%:1:EHV: | 0.06806 | Yes
GEN-2024-114 | 04 SOUTHEAST | G04 29SP | 338169 5TRUMANN 161 338707 5TRUMANN.W# 161 1 | P12:500:EES:8KEO%:8HOLND BTM%:1:EHV: | 0.06806 | Yes
GEN-2024-114 | 04 SOUTHEAST | G04 29SP | 338162 8W.MEMPHIS% 500 998385 8W.MEMPHIS% 161 1 | P12:500:EES:8KEO%:8HOLND BTM%:1:EHV: | 0.06832 | Yes
GEN-2024-114 | 04 SOUTHEAST | G04 29SP | 338161 5W.MEMPHIS! 161 998385 8W.MEMPHIS% 161 1 | P12:500:EES:8KEO%:8HOLND BTM%:1:EHV: | 0.06832 | Yes
GEN-2024-114 | 04 SOUTHEAST | G04 29SP | 338157 5POWERLN_RD% 161 338707 5TRUMANN.W# 161 1 | P12:500:EES:8KEO%:8HOLND BTM%:1:EHV: | 0.06806 | Yes
GEN-2024-114 | 04 SOUTHEAST | G04 29SP | 337909 8ANO% 500 337922 8P.HILL% 500 1 | P12:500:EES:8MABELVALE%:8ANO%:1:EHV: | 0.16821 | Yes
GEN-2024-114 | 04 SOUTHEAST | G04 29SP | 337922 8P.HILL% 500 337937 8MAYFLOWER% 500 1 | P12:500:EES:8MABELVALE%:8ANO%:1:EHV: | 0.11071 | Yes
GEN-2024-114 | 04 SOUTHEAST | G04 29SP | 337909 8ANO% 500 337922 8P.HILL% 500 1 | P12:500:EES:8MABELVALE%:8MAYFLOWER%:1:EHV: | 0.10223 | Yes
GEN-2024-114 | 04 SOUTHEAST | G04 29SP | 337651 8WHT BLUFF% 500 337957 8KEO% 500 1 | P12:500:EES:8MABELVALE%:8WRIGHTSVLE%:1:EHV: | 0.21398 | Yes
GEN-2024-114 | 04 SOUTHEAST | G04 29SP | 337643 8SHERIDAN% 500 337651 8WHT BLUFF% 500 1 | P12:500:EES:8MABELVALE%:8WRIGHTSVLE%:1:EHV: | 0.21147 | Yes
GEN-2024-114 | 04 SOUTHEAST | G04 29SP | 337651 8WHT BLUFF% 500 337957 8KEO% 500 1 | P12:500:EES:8MT_OLIVE%:8EL DORADO%:1:EHV: | 0.11486 | Yes
GEN-2024-114 | 04 SOUTHEAST | G04 29SP | 337753 8HS EHV% 500 337754 8ETTA% 500 1 | P12:500:EES:8MT_OLIVE%:8EL DORADO%:1:EHV: | 0.05097 | Yes
GEN-2024-114 | 04 SOUTHEAST | G04 29SP | 337561 8EL DORADO% 500 998422 8EL DORADO% 345 2 | P12:500:EES:8MT_OLIVE%:8EL DORADO%:1:EHV: | 0.09528 | Yes
GEN-2024-114 | 04 SOUTHEAST | G04 29SP | 337562 7EL DORADO 345 998422 8EL DORADO% 345 2 | P12:500:EES:8MT_OLIVE%:8EL DORADO%:1:EHV: | 0.09528 | Yes
GEN-2024-114 | 04 SOUTHEAST | G04 29SP | 337376 7SAREPTA% 345 337562 7EL DORADO 345 1 | P12:500:EES:8MT_OLIVE%:8EL DORADO%:1:EHV: | 0.09528 | Yes
GEN-2024-114 | 04 SOUTHEAST | G04 29SP | 337561 8EL DORADO% 500 337643 8SHERIDAN% 500 1 | P12:500:EES:8MT_OLIVE%:8EL DORADO%:1:EHV: | 0.09093 | Yes
GEN-2024-114 | 04 SOUTHEAST | G04 29SP | 337922 8P.HILL% 500 998405 8P.HILL% 161 1 | P12:500:EES:8P.HILL%:8MAYFLOWER%:1:EHV: | 0.06949 | Yes
GEN-2024-114 | 04 SOUTHEAST | G04 29SP | 337923 5P.HILL% 161 998405 8P.HILL% 161 1 | P12:500:EES:8P.HILL%:8MAYFLOWER%:1:EHV: | 0.06949 | Yes
GEN-2024-114 | 04 SOUTHEAST | G04 29SP | 337925 5GREENBRIER 161 337926 5QUITMAN! 161 1 | P12:500:EES:8P.HILL%:8MAYFLOWER%:1:EHV: | 0.0791 | Yes
GEN-2024-114 | 04 SOUTHEAST | G04 29SP | 337919 5BONO 161 337923 5P.HILL% 161 1 | P12:500:EES:8P.HILL%:8MAYFLOWER%:1:EHV: | 0.0791 | Yes
GEN-2024-114 | 04 SOUTHEAST | G04 29SP | 337919 5BONO 161 337925 5GREENBRIER 161 1 | P12:500:EES:8P.HILL%:8MAYFLOWER%:1:EHV: | 0.0791 | Yes
GEN-2024-114 | 04 SOUTHEAST | G04 29SP | 337808 8MABELVALE% 500 337909 8ANO% 500 1 | P12:500:EES:8P.HILL%:8MAYFLOWER%:1:EHV: | 0.10501 | Yes
GEN-2024-114 | 04 SOUTHEAST | G04 29SP | 338162 8W.MEMPHIS% 500 360075 8BHAM STEEL 500 1 | P12:500:EES:8POWERLN_RD%:8DELL%:1:EHV: | 0.05014 | Yes
GEN-2024-114 | 04 SOUTHEAST | G04 29SP | 338156 8POWERLN_RD% 500 998386 8POWERLN_RD% 161 1 | P12:500:EES:8POWERLN_RD%:8DELL%:1:EHV: | 0.21254 | Yes
GEN-2024-114 | 04 SOUTHEAST | G04 29SP | 338157 5POWERLN_RD% 161 998386 8POWERLN_RD% 161 1 | P12:500:EES:8POWERLN_RD%:8DELL%:1:EHV: | 0.21254 | Yes
GEN-2024-114 | 04 SOUTHEAST | G04 29SP | 338170 5JONESBORO! 161 338703 5JONSBORO.N# 161 1 | P12:500:EES:8POWERLN_RD%:8DELL%:1:EHV: | 0.15429 | Yes
GEN-2024-114 | 04 SOUTHEAST | G04 29SP | 338157 5POWERLN_RD% 161 338170 5JONESBORO! 161 1 | P12:500:EES:8POWERLN_RD%:8DELL%:1:EHV: | 0.22878 | Yes
GEN-2024-114 | 04 SOUTHEAST | G04 29SP | 338703 5JONSBORO.N# 161 338706 5PARGOULD.S# 161 1 | P12:500:EES:8POWERLN_RD%:8DELL%:1:EHV: | 0.15429 | Yes
GEN-2024-114 | 04 SOUTHEAST | G04 29SP | 338204 5PARAGOULD% 161 338706 5PARGOULD.S# 161 1 | P12:500:EES:8POWERLN_RD%:8DELL%:1:EHV: | 0.15429 | Yes
GEN-2024-114 | 04 SOUTHEAST | G04 29SP | 338151 5NEWPORT! 161 338173 5NEWPORT IND 161 1 | P12:500:EES:8POWERLN_RD%:8DELL%:1:EHV: | 0.05746 | Yes
GEN-2024-114 | 04 SOUTHEAST | G04 29SP | 338151 5NEWPORT! 161 338158 5MALLORY% 161 1 | P12:500:EES:8POWERLN_RD%:8DELL%:1:EHV: | 0.05647 | Yes
GEN-2024-114 | 04 SOUTHEAST | G04 29SP | 338158 5MALLORY% 161 338173 5NEWPORT IND 161 1 | P12:500:EES:8POWERLN_RD%:8DELL%:1:EHV: | 0.05746 | Yes
GEN-2024-114 | 04 SOUTHEAST | G04 29SP | 338170 5JONESBORO! 161 505418 JONESBO5 161 1 | P12:500:EES:8POWERLN_RD%:8DELL%:1:EHV: | 0.51226 | Yes
GEN-2024-114 | 04 SOUTHEAST | G04 29SP | 338709 5HALLIDAY# 161 338728 5GAINSVLTAP# 161 1 | P12:500:EES:8POWERLN_RD%:8DELL%:1:EHV: | 0.06366 | Yes
GEN-2024-114 | 04 SOUTHEAST | G04 29SP | 338204 5PARAGOULD% 161 338709 5HALLIDAY# 161 1 | P12:500:EES:8POWERLN_RD%:8DELL%:1:EHV: | 0.06366 | Yes
GEN-2024-114 | 04 SOUTHEAST | G04 29SP | 338711 5MARMADUKE# 161 338728 5GAINSVLTAP# 161 1 | P12:500:EES:8POWERLN_RD%:8DELL%:1:EHV: | 0.06366 | Yes
GEN-2024-114 | 04 SOUTHEAST | G04 29SP | 338186 5MONETTE 161 338204 5PARAGOULD% 161 1 | P12:500:EES:8POWERLN_RD%:8DELL%:1:EHV: | 0.07723 | Yes
GEN-2024-114 | 04 SOUTHEAST | G04 29SP | 338203 5RECTOR 161 338711 5MARMADUKE# 161 1 | P12:500:EES:8POWERLN_RD%:8DELL%:1:EHV: | 0.06366 | Yes
GEN-2024-114 | 04 SOUTHEAST | G04 29SP | 338203 5RECTOR 161 338689 5RECTOR.N# 161 1 | P12:500:EES:8POWERLN_RD%:8DELL%:1:EHV: | 0.06366 | Yes
GEN-2024-114 | 04 SOUTHEAST | G04 29SP | 338202 5JIM HILL% 161 338689 5RECTOR.N# 161 1 | P12:500:EES:8POWERLN_RD%:8DELL%:1:EHV: | 0.06366 | Yes
GEN-2024-114 | 04 SOUTHEAST | G04 29SP | 338157 5POWERLN_RD% 161 338707 5TRUMANN.W# 161 1 | P12:500:EES:8POWERLN_RD%:8DELL%:1:EHV: | 0.07827 | Yes
GEN-2024-114 | 04 SOUTHEAST | G04 29SP | 338162 8W.MEMPHIS% 500 360075 8BHAM STEEL 500 1 | P12:500:EES:8SANS SOUCI%:8DRIVER%:1:EHV: | 0.06126 | Yes
GEN-2024-114 | 04 SOUTHEAST | G04 29SP | 338156 8POWERLN_RD% 500 998386 8POWERLN_RD% 161 1 | P12:500:EES:8SANS SOUCI%:8DRIVER%:1:EHV: | 0.24577 | Yes
GEN-2024-114 | 04 SOUTHEAST | G04 29SP | 338157 5POWERLN_RD% 161 998386 8POWERLN_RD% 161 1 | P12:500:EES:8SANS SOUCI%:8DRIVER%:1:EHV: | 0.24577 | Yes
GEN-2024-114 | 04 SOUTHEAST | G04 29SP | 300038 7ESSEX 345 344974 7LUTESVIL 345 1 | P12:500:EES:8SANS SOUCI%:8DRIVER%:1:EHV: | 0.11308 | Yes
GEN-2024-114 | 04 SOUTHEAST | G04 29SP | 338157 5POWERLN_RD% 161 338170 5JONESBORO! 161 1 | P12:500:EES:8SANS SOUCI%:8DRIVER%:1:EHV: | 0.25165 | Yes
GEN-2024-114 | 04 SOUTHEAST | G04 29SP | 338185 5DELL% 161 338806 5MANILA# 161 1 | P12:500:EES:8SANS SOUCI%:8DRIVER%:1:EHV: | 0.05587 | Yes
GEN-2024-114 | 04 SOUTHEAST | G04 29SP | 338758 5HEBER.N# 161 505422 GREERSF5 161 1 | P12:500:EES:8SANS SOUCI%:8DRIVER%:1:EHV: | 0.23985 | Yes
GEN-2024-114 | 04 SOUTHEAST | G04 29SP | 338170 5JONESBORO! 161 505418 JONESBO5 161 1 | P12:500:EES:8SANS SOUCI%:8DRIVER%:1:EHV: | 0.51896 | Yes
GEN-2024-114 | 04 SOUTHEAST | G04 29SP | 301406 8WNEWMADRID 500 338187 8DELL% 500 1 | P12:500:EES:8SANS SOUCI%:8DRIVER%:1:EHV: | 0.11363 | Yes
GEN-2024-114 | 04 SOUTHEAST | G04 29SP | 338186 5MONETTE 161 338806 5MANILA# 161 1 | P12:500:EES:8SANS SOUCI%:8DRIVER%:1:EHV: | 0.05587 | Yes
GEN-2024-114 | 04 SOUTHEAST | G04 29SP | 338161 5W.MEMPHIS! 161 998385 8W.MEMPHIS% 161 1 | P12:500:EES:8SANS SOUCI%:8DRIVER%:1:EHV: | 0.07752 | Yes
GEN-2024-114 | 04 SOUTHEAST | G04 29SP | 338162 8W.MEMPHIS% 500 998385 8W.MEMPHIS% 161 1 | P12:500:EES:8SANS SOUCI%:8DRIVER%:1:EHV: | 0.07752 | Yes
GEN-2024-114 | 04 SOUTHEAST | G04 29SP | 338186 5MONETTE 161 338204 5PARAGOULD% 161 1 | P12:500:EES:8SANS SOUCI%:8DRIVER%:1:EHV: | 0.05587 | Yes
GEN-2024-114 | 04 SOUTHEAST | G04 29SP | 344848 7KELSO 1 345 348294 7MASS 345 1 | P12:500:EES:8SANS SOUCI%:8DRIVER%:1:EHV: | 0.05372 | Yes
GEN-2024-114 | 04 SOUTHEAST | G04 29SP | 337651 8WHT BLUFF% 500 337957 8KEO% 500 1 | P12:500:EES:8SHERIDAN%:8MABELVALE%:1:EHV: | 0.15532 | Yes
GEN-2024-114 | 04 SOUTHEAST | G04 29SP | 337643 8SHERIDAN% 500 337651 8WHT BLUFF% 500 1 | P12:500:EES:8SHERIDAN%:8MABELVALE%:1:EHV: | 0.15956 | Yes
GEN-2024-114 | 04 SOUTHEAST | G04 29SP | 337561 8EL DORADO% 500 337643 8SHERIDAN% 500 1 | P12:500:EES:8SHERIDAN%:8MAGNETCOVE%:1:EHV: | 0.13582 | Yes
GEN-2024-114 | 04 SOUTHEAST | G04 29SP | 337860 8WRIGHTSVLE% 500 337957 8KEO% 500 1 | P12:500:EES:8SHERIDAN%:8WHT BLUFF%:1:EHV: | 0.21989 | Yes
GEN-2024-114 | 04 SOUTHEAST | G04 29SP | 337643 8SHERIDAN% 500 337808 8MABELVALE% 500 1 | P12:500:EES:8SHERIDAN%:8WHT BLUFF%:1:EHV: | 0.1459 | Yes
GEN-2024-114 | 04 SOUTHEAST | G04 29SP | 337808 8MABELVALE% 500 337860 8WRIGHTSVLE% 500 1 | P12:500:EES:8SHERIDAN%:8WHT BLUFF%:1:EHV: | 0.22186 | Yes
GEN-2024-114 | 04 SOUTHEAST | G04 29SP | 337368 8MT_OLIVE% 500 337561 8EL DORADO% 500 1 | P12:500:EES:8STERLING%:8EL DORADO%:1:EHV: | 0.05494 | Yes
GEN-2024-114 | 04 SOUTHEAST | G04 29SP | 337643 8SHERIDAN% 500 337808 8MABELVALE% 500 1 | P12:500:EES:8STERLING%:8EL DORADO%:1:EHV: | 0.05199 | Yes
GEN-2024-114 | 04 SOUTHEAST | G04 29SP | 337376 7SAREPTA% 345 788340 G24-379-TAP 345 1 | P12:500:EES:8STERLING2%:8OUACHITA!:1:EHV: | 0.10579 | Yes
GEN-2024-114 | 04 SOUTHEAST | G04 29SP | 337515 8MCNEIL% 500 337754 8ETTA% 500 1 | P12:500:EES:8STERLING2%:8OUACHITA!:1:EHV: | 0.05603 | Yes
GEN-2024-114 | 04 SOUTHEAST | G04 29SP | 338165 5MARKEDTREE! 161 338167 5HARRISBURG+ 161 1 | P12:500:EES:8W.MEMPHIS%:8BHAM STEEL:1:EHV: | 0.0623 | Yes
GEN-2024-114 | 04 SOUTHEAST | G04 29SP | 338162 8W.MEMPHIS% 500 998385 8W.MEMPHIS% 161 1 | P12:500:EES:8W.MEMPHIS%:8BHAM STEEL:1:EHV: | 0.05508 | Yes
GEN-2024-114 | 04 SOUTHEAST | G04 29SP | 338161 5W.MEMPHIS! 161 998385 8W.MEMPHIS% 161 1 | P12:500:EES:8W.MEMPHIS%:8BHAM STEEL:1:EHV: | 0.05508 | Yes
GEN-2024-114 | 04 SOUTHEAST | G04 29SP | 338167 5HARRISBURG+ 161 338169 5TRUMANN 161 1 | P12:500:EES:8W.MEMPHIS%:8BHAM STEEL:1:EHV: | 0.0623 | Yes
GEN-2024-114 | 04 SOUTHEAST | G04 29SP | 337957 8KEO% 500 338140 8HOLND BTM% 500 1 | P12:500:EES:8W.MEMPHIS%:8BHAM STEEL:1:EHV: | 0.19816 | Yes
GEN-2024-114 | 04 SOUTHEAST | G04 29SP | 338145 8ISES% 500 338156 8POWERLN_RD% 500 1 | P12:500:EES:8W.MEMPHIS%:8BHAM STEEL:1:EHV: | 0.10503 | Yes
GEN-2024-114 | 04 SOUTHEAST | G04 29SP | 338188 8SANS SOUCI% 500 338198 8DRIVER% 500 1 | P12:500:EES:8W.MEMPHIS%:8BHAM STEEL:1:EHV: | 0.16895 | Yes
GEN-2024-114 | 04 SOUTHEAST | G04 29SP | 338169 5TRUMANN 161 338707 5TRUMANN.W# 161 1 | P12:500:EES:8W.MEMPHIS%:8BHAM STEEL:1:EHV: | 0.0623 | Yes
GEN-2024-114 | 04 SOUTHEAST | G04 29SP | 338140 8HOLND BTM% 500 338145 8ISES% 500 1 | P12:500:EES:8W.MEMPHIS%:8BHAM STEEL:1:EHV: | 0.17612 | Yes
GEN-2024-114 | 04 SOUTHEAST | G04 29SP | 338171 5CASH 161 338177 NEWPORTSOLAR 161 1 | P12:500:EES:8W.MEMPHIS%:8BHAM STEEL:1:EHV: | 0.13206 | Yes
GEN-2024-114 | 04 SOUTHEAST | G04 29SP | 338170 5JONESBORO! 161 338171 5CASH 161 1 | P12:500:EES:8W.MEMPHIS%:8BHAM STEEL:1:EHV: | 0.13206 | Yes
GEN-2024-114 | 04 SOUTHEAST | G04 29SP | 338198 8DRIVER% 500 338400 8SANDYBAYOU% 500 1 | P12:500:EES:8W.MEMPHIS%:8BHAM STEEL:1:EHV: | 0.16895 | Yes
GEN-2024-114 | 04 SOUTHEAST | G04 29SP | 338156 8POWERLN_RD% 500 338187 8DELL% 500 1 | P12:500:EES:8W.MEMPHIS%:8BHAM STEEL:1:EHV: | 0.15787 | Yes
GEN-2024-114 | 04 SOUTHEAST | G04 29SP | 337926 5QUITMAN! 161 337940 5HAMLET% 161 1 | P12:500:EES:8W.MEMPHIS%:8BHAM STEEL:1:EHV: | 0.08795 | Yes
GEN-2024-114 | 04 SOUTHEAST | G04 29SP | 338151 5NEWPORT! 161 338173 5NEWPORT IND 161 1 | P12:500:EES:8W.MEMPHIS%:8BHAM STEEL:1:EHV: | 0.06232 | Yes
GEN-2024-114 | 04 SOUTHEAST | G04 29SP | 338151 5NEWPORT! 161 338158 5MALLORY% 161 1 | P12:500:EES:8W.MEMPHIS%:8BHAM STEEL:1:EHV: | 0.06125 | Yes
GEN-2024-114 | 04 SOUTHEAST | G04 29SP | 338157 5POWERLN_RD% 161 338707 5TRUMANN.W# 161 1 | P12:500:EES:8W.MEMPHIS%:8BHAM STEEL:1:EHV: | 0.0623 | Yes
GEN-2024-114 | 04 SOUTHEAST | G04 29SP | 338170 5JONESBORO! 161 338703 5JONSBORO.N# 161 1 | P12:500:EES:8W.MEMPHIS%:8BHAM STEEL:1:EHV: | 0.13546 | Yes
GEN-2024-114 | 04 SOUTHEAST | G04 29SP | 338158 5MALLORY% 161 338173 5NEWPORT IND 161 1 | P12:500:EES:8W.MEMPHIS%:8BHAM STEEL:1:EHV: | 0.06232 | Yes
GEN-2024-114 | 04 SOUTHEAST | G04 29SP | 338703 5JONSBORO.N# 161 338706 5PARGOULD.S# 161 1 | P12:500:EES:8W.MEMPHIS%:8BHAM STEEL:1:EHV: | 0.13546 | Yes
GEN-2024-114 | 04 SOUTHEAST | G04 29SP | 338187 8DELL% 500 338188 8SANS SOUCI% 500 1 | P12:500:EES:8W.MEMPHIS%:8BHAM STEEL:1:EHV: | 0.16895 | Yes
GEN-2024-114 | 04 SOUTHEAST | G04 29SP | 338400 8SANDYBAYOU% 500 360021 8SHELBY TN 500 1 | P12:500:EES:8W.MEMPHIS%:8BHAM STEEL:1:EHV: | 0.16895 | Yes
GEN-2024-114 | 04 SOUTHEAST | G04 29SP | 338204 5PARAGOULD% 161 338706 5PARGOULD.S# 161 1 | P12:500:EES:8W.MEMPHIS%:8BHAM STEEL:1:EHV: | 0.13546 | Yes
GEN-2024-114 | 04 SOUTHEAST | G04 29SP | 338158 5MALLORY% 161 338172 5NEWPORT AB 161 1 | P12:500:EES:8W.MEMPHIS%:8BHAM STEEL:1:EHV: | 0.13206 | Yes
GEN-2024-114 | 04 SOUTHEAST | G04 29SP | 338172 5NEWPORT AB 161 338177 NEWPORTSOLAR 161 1 | P12:500:EES:8W.MEMPHIS%:8BHAM STEEL:1:EHV: | 0.13206 | Yes
GEN-2024-114 | 04 SOUTHEAST | G04 29SP | 337515 8MCNEIL% 500 337754 8ETTA% 500 1 | P12:500:EES:8W.MEMPHIS%:8BHAM STEEL:1:EHV: | 0.0558 | Yes
GEN-2024-114 | 04 SOUTHEAST | G04 29SP | 337860 8WRIGHTSVLE% 500 337957 8KEO% 500 1 | P12:500:EES:8WHT BLUFF%:8KEO%:1:EHV: | 0.22942 | Yes
GEN-2024-114 | 04 SOUTHEAST | G04 29SP | 337643 8SHERIDAN% 500 337808 8MABELVALE% 500 1 | P12:500:EES:8WHT BLUFF%:8KEO%:1:EHV: | 0.13673 | Yes
GEN-2024-114 | 04 SOUTHEAST | G04 29SP | 337808 8MABELVALE% 500 337860 8WRIGHTSVLE% 500 1 | P12:500:EES:8WHT BLUFF%:8KEO%:1:EHV: | 0.224 | Yes
GEN-2024-114 | 04 SOUTHEAST | G04 29SP | 338188 8SANS SOUCI% 500 338198 8DRIVER% 500 1 | P12:500:EES:8WNEWMADRID:8DELL%:1:EHV: | 0.19486 | Yes
GEN-2024-114 | 04 SOUTHEAST | G04 29SP | 338157 5POWERLN_RD% 161 338170 5JONESBORO! 161 1 | P12:500:EES:8WNEWMADRID:8DELL%:1:EHV: | 0.25222 | Yes
GEN-2024-114 | 04 SOUTHEAST | G04 29SP | 338198 8DRIVER% 500 338400 8SANDYBAYOU% 500 1 | P12:500:EES:8WNEWMADRID:8DELL%:1:EHV: | 0.19486 | Yes
GEN-2024-114 | 04 SOUTHEAST | G04 29SP | 338709 5HALLIDAY# 161 338728 5GAINSVLTAP# 161 1 | P12:500:EES:8WNEWMADRID:8DELL%:1:EHV: | 0.06131 | Yes
GEN-2024-114 | 04 SOUTHEAST | G04 29SP | 338185 5DELL% 161 338806 5MANILA# 161 1 | P12:500:EES:8WNEWMADRID:8DELL%:1:EHV: | 0.05976 | Yes
GEN-2024-114 | 04 SOUTHEAST | G04 29SP | 338204 5PARAGOULD% 161 338709 5HALLIDAY# 161 1 | P12:500:EES:8WNEWMADRID:8DELL%:1:EHV: | 0.06131 | Yes
GEN-2024-114 | 04 SOUTHEAST | G04 29SP | 338711 5MARMADUKE# 161 338728 5GAINSVLTAP# 161 1 | P12:500:EES:8WNEWMADRID:8DELL%:1:EHV: | 0.06131 | Yes
GEN-2024-114 | 04 SOUTHEAST | G04 29SP | 338203 5RECTOR 161 338711 5MARMADUKE# 161 1 | P12:500:EES:8WNEWMADRID:8DELL%:1:EHV: | 0.06131 | Yes
GEN-2024-114 | 04 SOUTHEAST | G04 29SP | 338187 8DELL% 500 338188 8SANS SOUCI% 500 1 | P12:500:EES:8WNEWMADRID:8DELL%:1:EHV: | 0.19486 | Yes
GEN-2024-114 | 04 SOUTHEAST | G04 29SP | 338400 8SANDYBAYOU% 500 360021 8SHELBY TN 500 1 | P12:500:EES:8WNEWMADRID:8DELL%:1:EHV: | 0.19486 | Yes
GEN-2024-114 | 04 SOUTHEAST | G04 29SP | 338203 5RECTOR 161 338689 5RECTOR.N# 161 1 | P12:500:EES:8WNEWMADRID:8DELL%:1:EHV: | 0.06131 | Yes
GEN-2024-114 | 04 SOUTHEAST | G04 29SP | 338202 5JIM HILL% 161 338689 5RECTOR.N# 161 1 | P12:500:EES:8WNEWMADRID:8DELL%:1:EHV: | 0.06131 | Yes
GEN-2024-114 | 04 SOUTHEAST | G04 29SP | 337643 8SHERIDAN% 500 337763 8MAGNETCOVE% 500 1 | P12:500:EES:8WRIGHTSVLE%:1OSWALD C1:1OSWALD C31OSWALD C51OSWALD S11OSWALD C71OSWALD S21:EHV: | 0.06839 | Yes
GEN-2024-114 | 04 SOUTHEAST | G04 29SP | 337808 8MABELVALE% 500 337860 8WRIGHTSVLE% 500 1 | P12:500:EES:8WRIGHTSVLE%:1OSWALD C1:1OSWALD C31OSWALD C51OSWALD S11OSWALD C71OSWALD S21:EHV: | 0.13556 | Yes
GEN-2024-114 | 04 SOUTHEAST | G04 29SP | 337651 8WHT BLUFF% 500 337957 8KEO% 500 1 | P12:500:EES:8WRIGHTSVLE%:8KEO%:1:EHV: | 0.22193 | Yes
GEN-2024-114 | 04 SOUTHEAST | G04 29SP | 337643 8SHERIDAN% 500 337651 8WHT BLUFF% 500 1 | P12:500:EES:8WRIGHTSVLE%:8KEO%:1:EHV: | 0.21148 | Yes
GEN-2024-114 | 04 SOUTHEAST | G04 29SP | 337368 8MT_OLIVE% 500 337561 8EL DORADO% 500 1 | P12:500:EES:FCY:MCKNIT:DANIEL1:EHV: | 0.06859 | Yes
GEN-2024-114 | 04 SOUTHEAST | G04 29SP | 337368 8MT_OLIVE% 500 509366 LAYFLD8 500 1 | P12:500:EES:FCY:MCKNIT:DANIEL1:EHV: | 0.06312 | Yes
GEN-2024-114 | 04 SOUTHEAST | G04 29SP | 337957 8KEO% 500 338140 8HOLND BTM% 500 1 | P12:500:EES-EAI:KEO:WMPEHV | 0.22222 | Yes
GEN-2024-114 | 04 SOUTHEAST | G04 29SP | 337926 5QUITMAN! 161 338112 5HEBER.S 161 1 | P12:500:EES-EAI:KEO:WMPEHV | 0.15849 | Yes
GEN-2024-114 | 04 SOUTHEAST | G04 29SP | 338145 8ISES% 500 338156 8POWERLN_RD% 500 1 | P12:500:EES-EAI:KEO:WMPEHV | 0.12302 | Yes
GEN-2024-114 | 04 SOUTHEAST | G04 29SP | 338140 8HOLND BTM% 500 338145 8ISES% 500 1 | P12:500:EES-EAI:KEO:WMPEHV | 0.19818 | Yes
GEN-2024-114 | 04 SOUTHEAST | G04 29SP | 338188 8SANS SOUCI% 500 338198 8DRIVER% 500 1 | P12:500:EES-EAI:KEO:WMPEHV | 0.15015 | Yes
GEN-2024-114 | 04 SOUTHEAST | G04 29SP | 337926 5QUITMAN! 161 337940 5HAMLET% 161 1 | P12:500:EES-EAI:KEO:WMPEHV | 0.08925 | Yes
GEN-2024-114 | 04 SOUTHEAST | G04 29SP | 338198 8DRIVER% 500 338400 8SANDYBAYOU% 500 1 | P12:500:EES-EAI:KEO:WMPEHV | 0.15015 | Yes
GEN-2024-114 | 04 SOUTHEAST | G04 29SP | 338156 8POWERLN_RD% 500 338187 8DELL% 500 1 | P12:500:EES-EAI:KEO:WMPEHV | 0.14166 | Yes
GEN-2024-114 | 04 SOUTHEAST | G04 29SP | 338112 5HEBER.S 161 338113 5HEBER IND 161 1 | P12:500:EES-EAI:KEO:WMPEHV | 0.15849 | Yes
GEN-2024-114 | 04 SOUTHEAST | G04 29SP | 338113 5HEBER IND 161 338758 5HEBER.N# 161 1 | P12:500:EES-EAI:KEO:WMPEHV | 0.15849 | Yes
GEN-2024-114 | 04 SOUTHEAST | G04 29SP | 338187 8DELL% 500 338188 8SANS SOUCI% 500 1 | P12:500:EES-EAI:KEO:WMPEHV | 0.15015 | Yes
GEN-2024-114 | 04 SOUTHEAST | G04 29SP | 338400 8SANDYBAYOU% 500 360021 8SHELBY TN 500 1 | P12:500:EES-EAI:KEO:WMPEHV | 0.15015 | Yes
GEN-2024-114 | 04 SOUTHEAST | G04 29SP | 338162 8W.MEMPHIS% 500 360075 8BHAM STEEL 500 1 | P12:500:EES-EAI:POWERLNRD:8DELL%:1 | 0.05014 | Yes
GEN-2024-114 | 04 SOUTHEAST | G04 29SP | 338156 8POWERLN_RD% 500 998386 8POWERLN_RD% 161 1 | P12:500:EES-EAI:POWERLNRD:8DELL%:1 | 0.21254 | Yes
GEN-2024-114 | 04 SOUTHEAST | G04 29SP | 338157 5POWERLN_RD% 161 998386 8POWERLN_RD% 161 1 | P12:500:EES-EAI:POWERLNRD:8DELL%:1 | 0.21254 | Yes
GEN-2024-114 | 04 SOUTHEAST | G04 29SP | 338170 5JONESBORO! 161 338703 5JONSBORO.N# 161 1 | P12:500:EES-EAI:POWERLNRD:8DELL%:1 | 0.15429 | Yes
GEN-2024-114 | 04 SOUTHEAST | G04 29SP | 338157 5POWERLN_RD% 161 338170 5JONESBORO! 161 1 | P12:500:EES-EAI:POWERLNRD:8DELL%:1 | 0.22878 | Yes
GEN-2024-114 | 04 SOUTHEAST | G04 29SP | 338703 5JONSBORO.N# 161 338706 5PARGOULD.S# 161 1 | P12:500:EES-EAI:POWERLNRD:8DELL%:1 | 0.15429 | Yes
GEN-2024-114 | 04 SOUTHEAST | G04 29SP | 338204 5PARAGOULD% 161 338706 5PARGOULD.S# 161 1 | P12:500:EES-EAI:POWERLNRD:8DELL%:1 | 0.15429 | Yes
GEN-2024-114 | 04 SOUTHEAST | G04 29SP | 338151 5NEWPORT! 161 338173 5NEWPORT IND 161 1 | P12:500:EES-EAI:POWERLNRD:8DELL%:1 | 0.05746 | Yes
GEN-2024-114 | 04 SOUTHEAST | G04 29SP | 338151 5NEWPORT! 161 338158 5MALLORY% 161 1 | P12:500:EES-EAI:POWERLNRD:8DELL%:1 | 0.05647 | Yes
GEN-2024-114 | 04 SOUTHEAST | G04 29SP | 338158 5MALLORY% 161 338173 5NEWPORT IND 161 1 | P12:500:EES-EAI:POWERLNRD:8DELL%:1 | 0.05746 | Yes
GEN-2024-114 | 04 SOUTHEAST | G04 29SP | 338170 5JONESBORO! 161 505418 JONESBO5 161 1 | P12:500:EES-EAI:POWERLNRD:8DELL%:1 | 0.51226 | Yes
GEN-2024-114 | 04 SOUTHEAST | G04 29SP | 338709 5HALLIDAY# 161 338728 5GAINSVLTAP# 161 1 | P12:500:EES-EAI:POWERLNRD:8DELL%:1 | 0.06366 | Yes
GEN-2024-114 | 04 SOUTHEAST | G04 29SP | 338204 5PARAGOULD% 161 338709 5HALLIDAY# 161 1 | P12:500:EES-EAI:POWERLNRD:8DELL%:1 | 0.06366 | Yes
GEN-2024-114 | 04 SOUTHEAST | G04 29SP | 338711 5MARMADUKE# 161 338728 5GAINSVLTAP# 161 1 | P12:500:EES-EAI:POWERLNRD:8DELL%:1 | 0.06366 | Yes
GEN-2024-114 | 04 SOUTHEAST | G04 29SP | 338186 5MONETTE 161 338204 5PARAGOULD% 161 1 | P12:500:EES-EAI:POWERLNRD:8DELL%:1 | 0.07723 | Yes
GEN-2024-114 | 04 SOUTHEAST | G04 29SP | 338203 5RECTOR 161 338711 5MARMADUKE# 161 1 | P12:500:EES-EAI:POWERLNRD:8DELL%:1 | 0.06366 | Yes
GEN-2024-114 | 04 SOUTHEAST | G04 29SP | 338203 5RECTOR 161 338689 5RECTOR.N# 161 1 | P12:500:EES-EAI:POWERLNRD:8DELL%:1 | 0.06366 | Yes
GEN-2024-114 | 04 SOUTHEAST | G04 29SP | 338202 5JIM HILL% 161 338689 5RECTOR.N# 161 1 | P12:500:EES-EAI:POWERLNRD:8DELL%:1 | 0.06366 | Yes
GEN-2024-114 | 04 SOUTHEAST | G04 29SP | 338157 5POWERLN_RD% 161 338707 5TRUMANN.W# 161 1 | P12:500:EES-EAI:POWERLNRD:8DELL%:1 | 0.07827 | Yes
GEN-2024-114 | 04 SOUTHEAST | G04 29SP | 338165 5MARKEDTREE! 161 338167 5HARRISBURG+ 161 1 | P12:500:EES-EAI:WMPEHV:BHMSTL:BHMSTLNEWPORT:EHV: | 0.0623 | Yes
GEN-2024-114 | 04 SOUTHEAST | G04 29SP | 338162 8W.MEMPHIS% 500 998385 8W.MEMPHIS% 161 1 | P12:500:EES-EAI:WMPEHV:BHMSTL:BHMSTLNEWPORT:EHV: | 0.05508 | Yes
GEN-2024-114 | 04 SOUTHEAST | G04 29SP | 338161 5W.MEMPHIS! 161 998385 8W.MEMPHIS% 161 1 | P12:500:EES-EAI:WMPEHV:BHMSTL:BHMSTLNEWPORT:EHV: | 0.05508 | Yes
GEN-2024-114 | 04 SOUTHEAST | G04 29SP | 338167 5HARRISBURG+ 161 338169 5TRUMANN 161 1 | P12:500:EES-EAI:WMPEHV:BHMSTL:BHMSTLNEWPORT:EHV: | 0.0623 | Yes
GEN-2024-114 | 04 SOUTHEAST | G04 29SP | 337957 8KEO% 500 338140 8HOLND BTM% 500 1 | P12:500:EES-EAI:WMPEHV:BHMSTL:BHMSTLNEWPORT:EHV: | 0.19816 | Yes
GEN-2024-114 | 04 SOUTHEAST | G04 29SP | 338145 8ISES% 500 338156 8POWERLN_RD% 500 1 | P12:500:EES-EAI:WMPEHV:BHMSTL:BHMSTLNEWPORT:EHV: | 0.10503 | Yes
GEN-2024-114 | 04 SOUTHEAST | G04 29SP | 338832 5CLINTON.W# 161 338834 5BOTKINBURG# 161 1 | P12:500:EES-EAI:WMPEHV:BHMSTL:BHMSTLNEWPORT:EHV: | 0.07326 | Yes
GEN-2024-114 | 04 SOUTHEAST | G04 29SP | 338109 5MARSHALL 161 338834 5BOTKINBURG# 161 1 | P12:500:EES-EAI:WMPEHV:BHMSTL:BHMSTLNEWPORT:EHV: | 0.07326 | Yes
GEN-2024-114 | 04 SOUTHEAST | G04 29SP | 338188 8SANS SOUCI% 500 338198 8DRIVER% 500 1 | P12:500:EES-EAI:WMPEHV:BHMSTL:BHMSTLNEWPORT:EHV: | 0.16895 | Yes
GEN-2024-114 | 04 SOUTHEAST | G04 29SP | 338109 5MARSHALL 161 338517 5MARSHALL# 161 1 | P12:500:EES-EAI:WMPEHV:BHMSTL:BHMSTLNEWPORT:EHV: | 0.07326 | Yes
GEN-2024-114 | 04 SOUTHEAST | G04 29SP | 338169 5TRUMANN 161 338707 5TRUMANN.W# 161 1 | P12:500:EES-EAI:WMPEHV:BHMSTL:BHMSTLNEWPORT:EHV: | 0.0623 | Yes
GEN-2024-114 | 04 SOUTHEAST | G04 29SP | 338140 8HOLND BTM% 500 338145 8ISES% 500 1 | P12:500:EES-EAI:WMPEHV:BHMSTL:BHMSTLNEWPORT:EHV: | 0.17612 | Yes
GEN-2024-114 | 04 SOUTHEAST | G04 29SP | 338171 5CASH 161 338177 NEWPORTSOLAR 161 1 | P12:500:EES-EAI:WMPEHV:BHMSTL:BHMSTLNEWPORT:EHV: | 0.13206 | Yes
GEN-2024-114 | 04 SOUTHEAST | G04 29SP | 338170 5JONESBORO! 161 338171 5CASH 161 1 | P12:500:EES-EAI:WMPEHV:BHMSTL:BHMSTLNEWPORT:EHV: | 0.13206 | Yes
GEN-2024-114 | 04 SOUTHEAST | G04 29SP | 338110 5HILLTOP% 161 338517 5MARSHALL# 161 1 | P12:500:EES-EAI:WMPEHV:BHMSTL:BHMSTLNEWPORT:EHV: | 0.07326 | Yes
GEN-2024-114 | 04 SOUTHEAST | G04 29SP | 338198 8DRIVER% 500 338400 8SANDYBAYOU% 500 1 | P12:500:EES-EAI:WMPEHV:BHMSTL:BHMSTLNEWPORT:EHV: | 0.16895 | Yes
GEN-2024-114 | 04 SOUTHEAST | G04 29SP | 337926 5QUITMAN! 161 337940 5HAMLET% 161 1 | P12:500:EES-EAI:WMPEHV:BHMSTL:BHMSTLNEWPORT:EHV: | 0.08795 | Yes
GEN-2024-114 | 04 SOUTHEAST | G04 29SP | 338156 8POWERLN_RD% 500 338187 8DELL% 500 1 | P12:500:EES-EAI:WMPEHV:BHMSTL:BHMSTLNEWPORT:EHV: | 0.15787 | Yes
GEN-2024-114 | 04 SOUTHEAST | G04 29SP | 338151 5NEWPORT! 161 338173 5NEWPORT IND 161 1 | P12:500:EES-EAI:WMPEHV:BHMSTL:BHMSTLNEWPORT:EHV: | 0.06232 | Yes
GEN-2024-114 | 04 SOUTHEAST | G04 29SP | 338151 5NEWPORT! 161 338158 5MALLORY% 161 1 | P12:500:EES-EAI:WMPEHV:BHMSTL:BHMSTLNEWPORT:EHV: | 0.06125 | Yes
GEN-2024-114 | 04 SOUTHEAST | G04 29SP | 337909 8ANO% 500 515305 FTSMITH8 500 1 | P12:500:EES-EAI:WMPEHV:BHMSTL:BHMSTLNEWPORT:EHV: | 0.19747 | Yes
GEN-2024-114 | 04 SOUTHEAST | G04 29SP | 338157 5POWERLN_RD% 161 338707 5TRUMANN.W# 161 1 | P12:500:EES-EAI:WMPEHV:BHMSTL:BHMSTLNEWPORT:EHV: | 0.0623 | Yes
GEN-2024-114 | 04 SOUTHEAST | G04 29SP | 338170 5JONESBORO! 161 338703 5JONSBORO.N# 161 1 | P12:500:EES-EAI:WMPEHV:BHMSTL:BHMSTLNEWPORT:EHV: | 0.13546 | Yes
GEN-2024-114 | 04 SOUTHEAST | G04 29SP | 338158 5MALLORY% 161 338173 5NEWPORT IND 161 1 | P12:500:EES-EAI:WMPEHV:BHMSTL:BHMSTLNEWPORT:EHV: | 0.06232 | Yes
GEN-2024-114 | 04 SOUTHEAST | G04 29SP | 338703 5JONSBORO.N# 161 338706 5PARGOULD.S# 161 1 | P12:500:EES-EAI:WMPEHV:BHMSTL:BHMSTLNEWPORT:EHV: | 0.13546 | Yes
GEN-2024-114 | 04 SOUTHEAST | G04 29SP | 338187 8DELL% 500 338188 8SANS SOUCI% 500 1 | P12:500:EES-EAI:WMPEHV:BHMSTL:BHMSTLNEWPORT:EHV: | 0.16895 | Yes
GEN-2024-114 | 04 SOUTHEAST | G04 29SP | 338204 5PARAGOULD% 161 338706 5PARGOULD.S# 161 1 | P12:500:EES-EAI:WMPEHV:BHMSTL:BHMSTLNEWPORT:EHV: | 0.13546 | Yes
GEN-2024-114 | 04 SOUTHEAST | G04 29SP | 338400 8SANDYBAYOU% 500 360021 8SHELBY TN 500 1 | P12:500:EES-EAI:WMPEHV:BHMSTL:BHMSTLNEWPORT:EHV: | 0.16895 | Yes
GEN-2024-114 | 04 SOUTHEAST | G04 29SP | 338158 5MALLORY% 161 338172 5NEWPORT AB 161 1 | P12:500:EES-EAI:WMPEHV:BHMSTL:BHMSTLNEWPORT:EHV: | 0.13206 | Yes
GEN-2024-114 | 04 SOUTHEAST | G04 29SP | 338172 5NEWPORT AB 161 338177 NEWPORTSOLAR 161 1 | P12:500:EES-EAI:WMPEHV:BHMSTL:BHMSTLNEWPORT:EHV: | 0.13206 | Yes
GEN-2024-114 | 04 SOUTHEAST | G04 29SP | 338709 5HALLIDAY# 161 338728 5GAINSVLTAP# 161 1 | P12:500:EES-EAI:WMPEHV:BHMSTL:BHMSTLNEWPORT:EHV: | 0.05719 | Yes
GEN-2024-114 | 04 SOUTHEAST | G04 29SP | 338204 5PARAGOULD% 161 338709 5HALLIDAY# 161 1 | P12:500:EES-EAI:WMPEHV:BHMSTL:BHMSTLNEWPORT:EHV: | 0.05719 | Yes
GEN-2024-114 | 04 SOUTHEAST | G04 29SP | 338711 5MARMADUKE# 161 338728 5GAINSVLTAP# 161 1 | P12:500:EES-EAI:WMPEHV:BHMSTL:BHMSTLNEWPORT:EHV: | 0.05719 | Yes
GEN-2024-114 | 04 SOUTHEAST | G04 29SP | 338203 5RECTOR 161 338711 5MARMADUKE# 161 1 | P12:500:EES-EAI:WMPEHV:BHMSTL:BHMSTLNEWPORT:EHV: | 0.05719 | Yes
GEN-2024-114 | 04 SOUTHEAST | G04 29SP | 338203 5RECTOR 161 338689 5RECTOR.N# 161 1 | P12:500:EES-EAI:WMPEHV:BHMSTL:BHMSTLNEWPORT:EHV: | 0.05719 | Yes
GEN-2024-114 | 04 SOUTHEAST | G04 29SP | 338202 5JIM HILL% 161 338689 5RECTOR.N# 161 1 | P12:500:EES-EAI:WMPEHV:BHMSTL:BHMSTLNEWPORT:EHV: | 0.05719 | Yes
GEN-2024-114 | 04 SOUTHEAST | G04 29SP | 337515 8MCNEIL% 500 337754 8ETTA% 500 1 | P12:500:EES-EAI:WMPEHV:BHMSTL:BHMSTLNEWPORT:EHV: | 0.0558 | Yes
GEN-2024-114 | 04 SOUTHEAST | G04 29SP | 338832 5CLINTON.W# 161 338834 5BOTKINBURG# 161 1 | P12:500:OKGE-EES:BKRBKR3170:::EHV: | 0.08325 | Yes
GEN-2024-114 | 04 SOUTHEAST | G04 29SP | 338109 5MARSHALL 161 338834 5BOTKINBURG# 161 1 | P12:500:OKGE-EES:BKRBKR3170:::EHV: | 0.08325 | Yes
GEN-2024-114 | 04 SOUTHEAST | G04 29SP | 338109 5MARSHALL 161 338517 5MARSHALL# 161 1 | P12:500:OKGE-EES:BKRBKR3170:::EHV: | 0.08325 | Yes
GEN-2024-114 | 04 SOUTHEAST | G04 29SP | 338110 5HILLTOP% 161 338517 5MARSHALL# 161 1 | P12:500:OKGE-EES:BKRBKR3170:::EHV: | 0.08325 | Yes
GEN-2024-114 | 04 SOUTHEAST | G04 29SP | 337904 5RUSSELVL.S 161 337905 5RUSSELVL.E! 161 1 | P12:500:OKGE-EES:BKRBKR3170:::EHV: | 0.07461 | Yes
GEN-2024-114 | 04 SOUTHEAST | G04 29SP | 337860 8WRIGHTSVLE% 500 337957 8KEO% 500 1 | P12:500:OKGE-EES:BKRBKR3170:::EHV: | 0.0804 | Yes
GEN-2024-114 | 04 SOUTHEAST | G04 29SP | 337904 5RUSSELVL.S 161 505508 DARDANE5 161 1 | P12:500:OKGE-EES:BKRBKR3170:::EHV: | 0.07461 | Yes
GEN-2024-114 | 04 SOUTHEAST | G04 29SP | 337808 8MABELVALE% 500 337860 8WRIGHTSVLE% 500 1 | P12:500:OKGE-EES:BKRBKR3170:::EHV: | 0.08091 | Yes
GEN-2024-114 | 04 SOUTHEAST | G04 29SP | 338157 5POWERLN_RD% 161 338170 5JONESBORO! 161 1 | P12:69:EES:2JB COMMRC2!:2JB SOUTH!:1:HV: | 0.27029 | Yes
GEN-2024-114 | 04 SOUTHEAST | G04 29SP | 338170 5JONESBORO! 161 505418 JONESBO5 161 1 | P12:69:EES:2JB COMMRC2!:2JB SOUTH!:1:HV: | 0.54223 | Yes
GEN-2024-114 | 04 SOUTHEAST | G04 29SP | 338157 5POWERLN_RD% 161 338170 5JONESBORO! 161 1 | P12:69:EES:2JB_HERG_W!:2JB COMMRC2!:1:HV: | 0.27029 | Yes
GEN-2024-114 | 04 SOUTHEAST | G04 29SP | 338170 5JONESBORO! 161 505418 JONESBO5 161 1 | P12:69:EES:2JB_HERG_W!:2JB COMMRC2!:1:HV: | 0.54223 | Yes
GEN-2024-114 | 04 SOUTHEAST | G04 29SP | 337922 8P.HILL% 500 998405 8P.HILL% 161 1 | P13:115:EES-EAI:AUTO-SINGLE:5CONWAY.W!:3CONWAY.W1:HV: | 0.06207 | Yes
GEN-2024-114 | 04 SOUTHEAST | G04 29SP | 337923 5P.HILL% 161 998405 8P.HILL% 161 1 | P13:115:EES-EAI:AUTO-SINGLE:5CONWAY.W!:3CONWAY.W1:HV: | 0.06207 | Yes
GEN-2024-114 | 04 SOUTHEAST | G04 29SP | 500260 DOLHILL6 230 500250 DOLHILL7 345 1 | P13:22:CLEC::G3MADISN:1:EHV: | 0.06176 | Yes
GEN-2024-114 | 04 SOUTHEAST | G04 29SP | 500250 DOLHILL7 345 507760 SW SHV 7 345 1 | P13:22:CLEC::G3MADISN:1:EHV: | 0.06176 | Yes
GEN-2024-114 | 04 SOUTHEAST | G04 29SP | 500140 CARROLL6 230 500260 DOLHILL6 230 1 | P13:22:CLEC::G3MADISN:1:EHV: | 0.05244 | Yes
GEN-2024-114 | 04 SOUTHEAST | G04 29SP | 500140 CARROLL6 230 500465 6LAYFLD 230 1 | P13:22:CLEC::G3MADISN:1:EHV: | 0.05429 | Yes
GEN-2024-114 | 04 SOUTHEAST | G04 29SP | 500260 DOLHILL6 230 500250 DOLHILL7 345 1 | P13:230,22:CLEC::G3MADISN::1 | 0.06176 | Yes
GEN-2024-114 | 04 SOUTHEAST | G04 29SP | 500250 DOLHILL7 345 507760 SW SHV 7 345 1 | P13:230,22:CLEC::G3MADISN::1 | 0.06176 | Yes
GEN-2024-114 | 04 SOUTHEAST | G04 29SP | 500140 CARROLL6 230 500260 DOLHILL6 230 1 | P13:230,22:CLEC::G3MADISN::1 | 0.05244 | Yes
GEN-2024-114 | 04 SOUTHEAST | G04 29SP | 500140 CARROLL6 230 500465 6LAYFLD 230 1 | P13:230,22:CLEC::G3MADISN::1 | 0.05429 | Yes
GEN-2024-114 | 04 SOUTHEAST | G04 29SP | 337376 7SAREPTA% 345 788340 G24-379-TAP 345 1 | P13:230:CLEC::DOLHILL:1:HV: | 0.12418 | Yes
GEN-2024-114 | 04 SOUTHEAST | G04 29SP | 337376 7SAREPTA% 345 788340 G24-379-TAP 345 1 | P13:345,230:CLEC::DOLHILL::1 | 0.12418 | Yes
GEN-2024-114 | 04 SOUTHEAST | G04 29SP | 337808 8MABELVALE% 500 337860 8WRIGHTSVLE% 500 1 | P13:500:EES-EAI:ND:1OSWALD C1:1 | 0.13556 | Yes
GEN-2024-114 | 04 SOUTHEAST | G04 29SP | 337808 8MABELVALE% 500 337860 8WRIGHTSVLE% 500 1 | P13:500:EES-EAI:ND:1OSWALD C5:1 | 0.13556 | Yes
GEN-2024-114 | 04 SOUTHEAST | G04 29SP | 337808 8MABELVALE% 500 337860 8WRIGHTSVLE% 500 1 | P13:500:EES-EAI:ND:1OSWALD C7:1 | 0.13556 | Yes
GEN-2024-114 | 04 SOUTHEAST | G04 29SP | 337925 5GREENBRIER 161 337926 5QUITMAN! 161 1 | P13:500-161:EES:5HOLND BTM!:8HOLND BTM%:1 | 0.07895 | Yes
GEN-2024-114 | 04 SOUTHEAST | G04 29SP | 337919 5BONO 161 337923 5P.HILL% 161 1 | P13:500-161:EES:5HOLND BTM!:8HOLND BTM%:1 | 0.07895 | Yes
GEN-2024-114 | 04 SOUTHEAST | G04 29SP | 337919 5BONO 161 337925 5GREENBRIER 161 1 | P13:500-161:EES:5HOLND BTM!:8HOLND BTM%:1 | 0.07895 | Yes
GEN-2024-114 | 04 SOUTHEAST | G04 29SP | 338420 5DONAGHEY 161 338422 5CONWAY.W! 161 1 | P13:500-161:EES:5HOLND BTM!:8HOLND BTM%:1 | 0.05284 | Yes
GEN-2024-114 | 04 SOUTHEAST | G04 29SP | 338421 5CONWAY.S 161 338423 5CONWAY IND 161 1 | P13:500-161:EES:5HOLND BTM!:8HOLND BTM%:1 | 0.05284 | Yes
GEN-2024-114 | 04 SOUTHEAST | G04 29SP | 338423 5CONWAY IND 161 338425 5MIDDLE RD 161 1 | P13:500-161:EES:5HOLND BTM!:8HOLND BTM%:1 | 0.05284 | Yes
GEN-2024-114 | 04 SOUTHEAST | G04 29SP | 338420 5DONAGHEY 161 338421 5CONWAY.S 161 1 | P13:500-161:EES:5HOLND BTM!:8HOLND BTM%:1 | 0.05284 | Yes
GEN-2024-114 | 04 SOUTHEAST | G04 29SP | 337941 5RANCHETTE 161 338425 5MIDDLE RD 161 1 | P13:500-161:EES:5HOLND BTM!:8HOLND BTM%:1 | 0.05284 | Yes
GEN-2024-114 | 04 SOUTHEAST | G04 29SP | 337940 5HAMLET% 161 337941 5RANCHETTE 161 1 | P13:500-161:EES:5HOLND BTM!:8HOLND BTM%:1 | 0.05284 | Yes
GEN-2024-114 | 04 SOUTHEAST | G04 29SP | 338187 8DELL% 500 998383 8DELL% 161 2 | P13:500-161:EES-EAI:DELL:AT1 | 0.05184 | Yes
GEN-2024-114 | 04 SOUTHEAST | G04 29SP | 338185 5DELL% 161 998383 8DELL% 161 2 | P13:500-161:EES-EAI:DELL:AT1 | 0.05184 | Yes
GEN-2024-114 | 04 SOUTHEAST | G04 29SP | 338162 8W.MEMPHIS% 500 998385 8W.MEMPHIS% 161 1 | P21:115:EES:3BRINKLEY.E!:3BRINKLEYXFR:Z1:HV: | 0.06325 | Yes
GEN-2024-114 | 04 SOUTHEAST | G04 29SP | 338161 5W.MEMPHIS! 161 998385 8W.MEMPHIS% 161 1 | P21:115:EES:3BRINKLEY.E!:3BRINKLEYXFR:Z1:HV: | 0.06325 | Yes
GEN-2024-114 | 04 SOUTHEAST | G04 29SP | 338140 8HOLND BTM% 500 338145 8ISES% 500 1 | P21:115:EES:3CABOT:3HOLND BTM!:1:HV: | 0.18119 | Yes
GEN-2024-114 | 04 SOUTHEAST | G04 29SP | 337643 8SHERIDAN% 500 337763 8MAGNETCOVE% 500 1 | P21:115:EES:3HS EHV-E!:3BUTTERFIELD:1:HV: | 0.07098 | Yes
GEN-2024-114 | 04 SOUTHEAST | G04 29SP | 337922 8P.HILL% 500 998405 8P.HILL% 161 1 | P21:115:EES:3LAKE CONWAY:3MAYFLOWER%:1:HV: | 0.06207 | Yes
GEN-2024-114 | 04 SOUTHEAST | G04 29SP | 337923 5P.HILL% 161 998405 8P.HILL% 161 1 | P21:115:EES:3LAKE CONWAY:3MAYFLOWER%:1:HV: | 0.06207 | Yes
GEN-2024-114 | 04 SOUTHEAST | G04 29SP | 337922 8P.HILL% 500 998405 8P.HILL% 161 1 | P21:115:EES-EAI:CONW_W:L_CNWY:1:HV: | 0.06207 | Yes
GEN-2024-114 | 04 SOUTHEAST | G04 29SP | 337923 5P.HILL% 161 998405 8P.HILL% 161 1 | P21:115:EES-EAI:CONW_W:L_CNWY:1:HV: | 0.06207 | Yes
GEN-2024-114 | 04 SOUTHEAST | G04 29SP | 337922 8P.HILL% 500 998405 8P.HILL% 161 1 | P21:161:EES:5ANO%:5LONDON.N:1:HV: | 0.06489 | Yes
GEN-2024-114 | 04 SOUTHEAST | G04 29SP | 337923 5P.HILL% 161 998405 8P.HILL% 161 1 | P21:161:EES:5ANO%:5LONDON.N:1:HV: | 0.06489 | Yes
GEN-2024-114 | 04 SOUTHEAST | G04 29SP | 337909 8ANO% 500 337922 8P.HILL% 500 1 | P21:161:EES:5ANO%:5LONDON.N:1:HV: | 0.12749 | Yes
GEN-2024-114 | 04 SOUTHEAST | G04 29SP | 338832 5CLINTON.W# 161 338834 5BOTKINBURG# 161 1 | P21:161:EES:5BATESVILLE%:5MOOREFIELD:1:HV: | 0.0755 | Yes
GEN-2024-114 | 04 SOUTHEAST | G04 29SP | 338109 5MARSHALL 161 338834 5BOTKINBURG# 161 1 | P21:161:EES:5BATESVILLE%:5MOOREFIELD:1:HV: | 0.0755 | Yes
GEN-2024-114 | 04 SOUTHEAST | G04 29SP | 338109 5MARSHALL 161 338517 5MARSHALL# 161 1 | P21:161:EES:5BATESVILLE%:5MOOREFIELD:1:HV: | 0.0755 | Yes
GEN-2024-114 | 04 SOUTHEAST | G04 29SP | 338110 5HILLTOP% 161 338517 5MARSHALL# 161 1 | P21:161:EES:5BATESVILLE%:5MOOREFIELD:1:HV: | 0.0755 | Yes
GEN-2024-114 | 04 SOUTHEAST | G04 29SP | 338171 5CASH 161 338177 NEWPORTSOLAR 161 1 | P21:161:EES:5BATESVILLE%:5MOOREFIELD:1:HV: | 0.1299 | Yes
GEN-2024-114 | 04 SOUTHEAST | G04 29SP | 338170 5JONESBORO! 161 338171 5CASH 161 1 | P21:161:EES:5BATESVILLE%:5MOOREFIELD:1:HV: | 0.1299 | Yes
GEN-2024-114 | 04 SOUTHEAST | G04 29SP | 338145 8ISES% 500 338156 8POWERLN_RD% 500 1 | P21:161:EES:5BATESVILLE%:5MOOREFIELD:1:HV: | 0.09686 | Yes
GEN-2024-114 | 04 SOUTHEAST | G04 29SP | 338151 5NEWPORT! 161 338173 5NEWPORT IND 161 1 | P21:161:EES:5BATESVILLE%:5MOOREFIELD:1:HV: | 0.0602 | Yes
GEN-2024-114 | 04 SOUTHEAST | G04 29SP | 338151 5NEWPORT! 161 338158 5MALLORY% 161 1 | P21:161:EES:5BATESVILLE%:5MOOREFIELD:1:HV: | 0.05916 | Yes
GEN-2024-114 | 04 SOUTHEAST | G04 29SP | 338158 5MALLORY% 161 338173 5NEWPORT IND 161 1 | P21:161:EES:5BATESVILLE%:5MOOREFIELD:1:HV: | 0.0602 | Yes
GEN-2024-114 | 04 SOUTHEAST | G04 29SP | 338170 5JONESBORO! 161 505418 JONESBO5 161 1 | P21:161:EES:5BATESVILLE%:5MOOREFIELD:1:HV: | 0.52123 | Yes
GEN-2024-114 | 04 SOUTHEAST | G04 29SP | 338158 5MALLORY% 161 338172 5NEWPORT AB 161 1 | P21:161:EES:5BATESVILLE%:5MOOREFIELD:1:HV: | 0.1299 | Yes
GEN-2024-114 | 04 SOUTHEAST | G04 29SP | 338172 5NEWPORT AB 161 338177 NEWPORTSOLAR 161 1 | P21:161:EES:5BATESVILLE%:5MOOREFIELD:1:HV: | 0.1299 | Yes
GEN-2024-114 | 04 SOUTHEAST | G04 29SP | 338758 5HEBER.N# 161 338837 5PARTAIN# 161 1 | P21:161:EES:5BATESVILLE%:5MOOREFIELD:1:HV: | 0.08017 | Yes
GEN-2024-114 | 04 SOUTHEAST | G04 29SP | 338832 5CLINTON.W# 161 338837 5PARTAIN# 161 1 | P21:161:EES:5BATESVILLE%:5MOOREFIELD:1:HV: | 0.08017 | Yes
GEN-2024-114 | 04 SOUTHEAST | G04 29SP | 337926 5QUITMAN! 161 337940 5HAMLET% 161 1 | P21:161:EES:5BONO:5P.HILL%:1:HV: | 0.13749 | Yes
GEN-2024-114 | 04 SOUTHEAST | G04 29SP | 338420 5DONAGHEY 161 338422 5CONWAY.W! 161 1 | P21:161:EES:5BONO:5P.HILL%:1:HV: | 0.0699 | Yes
GEN-2024-114 | 04 SOUTHEAST | G04 29SP | 338421 5CONWAY.S 161 338423 5CONWAY IND 161 1 | P21:161:EES:5BONO:5P.HILL%:1:HV: | 0.0699 | Yes
GEN-2024-114 | 04 SOUTHEAST | G04 29SP | 338423 5CONWAY IND 161 338425 5MIDDLE RD 161 1 | P21:161:EES:5BONO:5P.HILL%:1:HV: | 0.0699 | Yes
GEN-2024-114 | 04 SOUTHEAST | G04 29SP | 338420 5DONAGHEY 161 338421 5CONWAY.S 161 1 | P21:161:EES:5BONO:5P.HILL%:1:HV: | 0.0699 | Yes
GEN-2024-114 | 04 SOUTHEAST | G04 29SP | 337941 5RANCHETTE 161 338425 5MIDDLE RD 161 1 | P21:161:EES:5BONO:5P.HILL%:1:HV: | 0.0699 | Yes
GEN-2024-114 | 04 SOUTHEAST | G04 29SP | 337940 5HAMLET% 161 337941 5RANCHETTE 161 1 | P21:161:EES:5BONO:5P.HILL%:1:HV: | 0.0699 | Yes
GEN-2024-114 | 04 SOUTHEAST | G04 29SP | 338758 5HEBER.N# 161 505422 GREERSF5 161 1 | P21:161:EES:5BONO:5P.HILL%:1:HV: | 0.22731 | Yes
GEN-2024-114 | 04 SOUTHEAST | G04 29SP | 337922 8P.HILL% 500 337937 8MAYFLOWER% 500 1 | P21:161:EES:5BONO:5P.HILL%:1:HV: | 0.08803 | Yes
GEN-2024-114 | 04 SOUTHEAST | G04 29SP | 338832 5CLINTON.W# 161 338834 5BOTKINBURG# 161 1 | P21:161:EES:5CUSHMAN:5BATESVILLE%:1:HV: | 0.0755 | Yes
GEN-2024-114 | 04 SOUTHEAST | G04 29SP | 338109 5MARSHALL 161 338834 5BOTKINBURG# 161 1 | P21:161:EES:5CUSHMAN:5BATESVILLE%:1:HV: | 0.0755 | Yes
GEN-2024-114 | 04 SOUTHEAST | G04 29SP | 338109 5MARSHALL 161 338517 5MARSHALL# 161 1 | P21:161:EES:5CUSHMAN:5BATESVILLE%:1:HV: | 0.0755 | Yes
GEN-2024-114 | 04 SOUTHEAST | G04 29SP | 338110 5HILLTOP% 161 338517 5MARSHALL# 161 1 | P21:161:EES:5CUSHMAN:5BATESVILLE%:1:HV: | 0.0755 | Yes
GEN-2024-114 | 04 SOUTHEAST | G04 29SP | 338151 5NEWPORT! 161 338173 5NEWPORT IND 161 1 | P21:161:EES:5CUSHMAN:5BATESVILLE%:1:HV: | 0.0602 | Yes
GEN-2024-114 | 04 SOUTHEAST | G04 29SP | 338151 5NEWPORT! 161 338158 5MALLORY% 161 1 | P21:161:EES:5CUSHMAN:5BATESVILLE%:1:HV: | 0.05916 | Yes
GEN-2024-114 | 04 SOUTHEAST | G04 29SP | 338158 5MALLORY% 161 338173 5NEWPORT IND 161 1 | P21:161:EES:5CUSHMAN:5BATESVILLE%:1:HV: | 0.0602 | Yes
GEN-2024-114 | 04 SOUTHEAST | G04 29SP | 338170 5JONESBORO! 161 505418 JONESBO5 161 1 | P21:161:EES:5CUSHMAN:5BATESVILLE%:1:HV: | 0.52123 | Yes
GEN-2024-114 | 04 SOUTHEAST | G04 29SP | 338758 5HEBER.N# 161 338837 5PARTAIN# 161 1 | P21:161:EES:5CUSHMAN:5BATESVILLE%:1:HV: | 0.08017 | Yes
GEN-2024-114 | 04 SOUTHEAST | G04 29SP | 338832 5CLINTON.W# 161 338837 5PARTAIN# 161 1 | P21:161:EES:5CUSHMAN:5BATESVILLE%:1:HV: | 0.08017 | Yes
GEN-2024-114 | 04 SOUTHEAST | G04 29SP | 338170 5JONESBORO! 161 338703 5JONSBORO.N# 161 1 | P21:161:EES:5DELL%:5MANILA#:1:HV: | 0.10221 | Yes
GEN-2024-114 | 04 SOUTHEAST | G04 29SP | 338703 5JONSBORO.N# 161 338706 5PARGOULD.S# 161 1 | P21:161:EES:5DELL%:5MANILA#:1:HV: | 0.10221 | Yes
GEN-2024-114 | 04 SOUTHEAST | G04 29SP | 338204 5PARAGOULD% 161 338706 5PARGOULD.S# 161 1 | P21:161:EES:5DELL%:5MANILA#:1:HV: | 0.10221 | Yes
GEN-2024-114 | 04 SOUTHEAST | G04 29SP | 337925 5GREENBRIER 161 337926 5QUITMAN! 161 1 | P21:161:EES:5DONAGHEY:5CONWAY.W!:1:HV: | 0.08706 | Yes
GEN-2024-114 | 04 SOUTHEAST | G04 29SP | 337919 5BONO 161 337923 5P.HILL% 161 1 | P21:161:EES:5DONAGHEY:5CONWAY.W!:1:HV: | 0.08706 | Yes
GEN-2024-114 | 04 SOUTHEAST | G04 29SP | 337919 5BONO 161 337925 5GREENBRIER 161 1 | P21:161:EES:5DONAGHEY:5CONWAY.W!:1:HV: | 0.08706 | Yes
GEN-2024-114 | 04 SOUTHEAST | G04 29SP | 338165 5MARKEDTREE! 161 338167 5HARRISBURG+ 161 1 | P21:161:EES:5GILMORE:5WILSON!:1:HV: | 0.06139 | Yes
GEN-2024-114 | 04 SOUTHEAST | G04 29SP | 338167 5HARRISBURG+ 161 338169 5TRUMANN 161 1 | P21:161:EES:5GILMORE:5WILSON!:1:HV: | 0.06139 | Yes
GEN-2024-114 | 04 SOUTHEAST | G04 29SP | 338169 5TRUMANN 161 338707 5TRUMANN.W# 161 1 | P21:161:EES:5GILMORE:5WILSON!:1:HV: | 0.06139 | Yes
GEN-2024-114 | 04 SOUTHEAST | G04 29SP | 337926 5QUITMAN! 161 337940 5HAMLET% 161 1 | P21:161:EES:5GREENBRIER:5QUITMAN!:1:HV: | 0.13749 | Yes
GEN-2024-114 | 04 SOUTHEAST | G04 29SP | 338420 5DONAGHEY 161 338422 5CONWAY.W! 161 1 | P21:161:EES:5GREENBRIER:5QUITMAN!:1:HV: | 0.0699 | Yes
GEN-2024-114 | 04 SOUTHEAST | G04 29SP | 338421 5CONWAY.S 161 338423 5CONWAY IND 161 1 | P21:161:EES:5GREENBRIER:5QUITMAN!:1:HV: | 0.0699 | Yes
GEN-2024-114 | 04 SOUTHEAST | G04 29SP | 338423 5CONWAY IND 161 338425 5MIDDLE RD 161 1 | P21:161:EES:5GREENBRIER:5QUITMAN!:1:HV: | 0.0699 | Yes
GEN-2024-114 | 04 SOUTHEAST | G04 29SP | 338420 5DONAGHEY 161 338421 5CONWAY.S 161 1 | P21:161:EES:5GREENBRIER:5QUITMAN!:1:HV: | 0.0699 | Yes
GEN-2024-114 | 04 SOUTHEAST | G04 29SP | 337941 5RANCHETTE 161 338425 5MIDDLE RD 161 1 | P21:161:EES:5GREENBRIER:5QUITMAN!:1:HV: | 0.0699 | Yes
GEN-2024-114 | 04 SOUTHEAST | G04 29SP | 338758 5HEBER.N# 161 505422 GREERSF5 161 1 | P21:161:EES:5GREENBRIER:5QUITMAN!:1:HV: | 0.22731 | Yes
GEN-2024-114 | 04 SOUTHEAST | G04 29SP | 337940 5HAMLET% 161 337941 5RANCHETTE 161 1 | P21:161:EES:5GREENBRIER:5QUITMAN!:1:HV: | 0.0699 | Yes
GEN-2024-114 | 04 SOUTHEAST | G04 29SP | 338420 5DONAGHEY 161 338422 5CONWAY.W! 161 1 | P21:161:EES:5HAMLET%:5VILONIA:1:HV: | 0.05284 | Yes
GEN-2024-114 | 04 SOUTHEAST | G04 29SP | 338421 5CONWAY.S 161 338423 5CONWAY IND 161 1 | P21:161:EES:5HAMLET%:5VILONIA:1:HV: | 0.05284 | Yes
GEN-2024-114 | 04 SOUTHEAST | G04 29SP | 338420 5DONAGHEY 161 338421 5CONWAY.S 161 1 | P21:161:EES:5HAMLET%:5VILONIA:1:HV: | 0.05284 | Yes
GEN-2024-114 | 04 SOUTHEAST | G04 29SP | 338423 5CONWAY IND 161 338425 5MIDDLE RD 161 1 | P21:161:EES:5HAMLET%:5VILONIA:1:HV: | 0.05284 | Yes
GEN-2024-114 | 04 SOUTHEAST | G04 29SP | 337941 5RANCHETTE 161 338425 5MIDDLE RD 161 1 | P21:161:EES:5HAMLET%:5VILONIA:1:HV: | 0.05284 | Yes
GEN-2024-114 | 04 SOUTHEAST | G04 29SP | 337940 5HAMLET% 161 337941 5RANCHETTE 161 1 | P21:161:EES:5HAMLET%:5VILONIA:1:HV: | 0.05284 | Yes
GEN-2024-114 | 04 SOUTHEAST | G04 29SP | 337925 5GREENBRIER 161 337926 5QUITMAN! 161 1 | P21:161:EES:5HOLND BTM!:5GREYHAWK:1:HV: | 0.07895 | Yes
GEN-2024-114 | 04 SOUTHEAST | G04 29SP | 337919 5BONO 161 337923 5P.HILL% 161 1 | P21:161:EES:5HOLND BTM!:5GREYHAWK:1:HV: | 0.07895 | Yes
GEN-2024-114 | 04 SOUTHEAST | G04 29SP | 337919 5BONO 161 337925 5GREENBRIER 161 1 | P21:161:EES:5HOLND BTM!:5GREYHAWK:1:HV: | 0.07895 | Yes
GEN-2024-114 | 04 SOUTHEAST | G04 29SP | 338420 5DONAGHEY 161 338422 5CONWAY.W! 161 1 | P21:161:EES:5HOLND BTM!:5GREYHAWK:1:HV: | 0.05284 | Yes
GEN-2024-114 | 04 SOUTHEAST | G04 29SP | 338421 5CONWAY.S 161 338423 5CONWAY IND 161 1 | P21:161:EES:5HOLND BTM!:5GREYHAWK:1:HV: | 0.05284 | Yes
GEN-2024-114 | 04 SOUTHEAST | G04 29SP | 338423 5CONWAY IND 161 338425 5MIDDLE RD 161 1 | P21:161:EES:5HOLND BTM!:5GREYHAWK:1:HV: | 0.05284 | Yes
GEN-2024-114 | 04 SOUTHEAST | G04 29SP | 338420 5DONAGHEY 161 338421 5CONWAY.S 161 1 | P21:161:EES:5HOLND BTM!:5GREYHAWK:1:HV: | 0.05284 | Yes
GEN-2024-114 | 04 SOUTHEAST | G04 29SP | 337941 5RANCHETTE 161 338425 5MIDDLE RD 161 1 | P21:161:EES:5HOLND BTM!:5GREYHAWK:1:HV: | 0.05284 | Yes
GEN-2024-114 | 04 SOUTHEAST | G04 29SP | 337940 5HAMLET% 161 337941 5RANCHETTE 161 1 | P21:161:EES:5HOLND BTM!:5GREYHAWK:1:HV: | 0.05284 | Yes
GEN-2024-114 | 04 SOUTHEAST | G04 29SP | 338165 5MARKEDTREE! 161 338167 5HARRISBURG+ 161 1 | P21:161:EES:5JONESBORO!:5CASH:1:HV: | 0.07672 | Yes
GEN-2024-114 | 04 SOUTHEAST | G04 29SP | 338157 5POWERLN_RD% 161 338170 5JONESBORO! 161 1 | P21:161:EES:5JONESBORO!:5CASH:1:HV: | 0.31299 | Yes
GEN-2024-114 | 04 SOUTHEAST | G04 29SP | 338156 8POWERLN_RD% 500 998386 8POWERLN_RD% 161 1 | P21:161:EES:5JONESBORO!:5CASH:1:HV: | 0.31728 | Yes
GEN-2024-114 | 04 SOUTHEAST | G04 29SP | 338157 5POWERLN_RD% 161 998386 8POWERLN_RD% 161 1 | P21:161:EES:5JONESBORO!:5CASH:1:HV: | 0.31728 | Yes
GEN-2024-114 | 04 SOUTHEAST | G04 29SP | 338167 5HARRISBURG+ 161 338169 5TRUMANN 161 1 | P21:161:EES:5JONESBORO!:5CASH:1:HV: | 0.07672 | Yes
GEN-2024-114 | 04 SOUTHEAST | G04 29SP | 338169 5TRUMANN 161 338707 5TRUMANN.W# 161 1 | P21:161:EES:5JONESBORO!:5CASH:1:HV: | 0.07672 | Yes
GEN-2024-114 | 04 SOUTHEAST | G04 29SP | 338157 5POWERLN_RD% 161 338707 5TRUMANN.W# 161 1 | P21:161:EES:5JONESBORO!:5CASH:1:HV: | 0.07672 | Yes
GEN-2024-114 | 04 SOUTHEAST | G04 29SP | 338170 5JONESBORO! 161 505418 JONESBO5 161 1 | P21:161:EES:5JONESBORO!:5JONSBORO.N#:1:HV: | 0.46918 | Yes
GEN-2024-114 | 04 SOUTHEAST | G04 29SP | 338156 8POWERLN_RD% 500 998386 8POWERLN_RD% 161 1 | P21:161:EES:5MALLORY%:5NEWPORT AB:1:HV: | 0.31728 | Yes
GEN-2024-114 | 04 SOUTHEAST | G04 29SP | 338157 5POWERLN_RD% 161 998386 8POWERLN_RD% 161 1 | P21:161:EES:5MALLORY%:5NEWPORT AB:1:HV: | 0.31728 | Yes
GEN-2024-114 | 04 SOUTHEAST | G04 29SP | 338157 5POWERLN_RD% 161 338170 5JONESBORO! 161 1 | P21:161:EES:5MALLORY%:5NEWPORT AB:1:HV: | 0.31299 | Yes
GEN-2024-114 | 04 SOUTHEAST | G04 29SP | 338151 5NEWPORT! 161 338158 5MALLORY% 161 1 | P21:161:EES:5MALLORY%:5NEWPORT IND:1:HV: | 0.116 | Yes
GEN-2024-114 | 04 SOUTHEAST | G04 29SP | 338156 8POWERLN_RD% 500 998386 8POWERLN_RD% 161 1 | P21:161:EES:5MARKEDTREE!:5HARRISBURG-:1:HV: | 0.30443 | Yes
GEN-2024-114 | 04 SOUTHEAST | G04 29SP | 338157 5POWERLN_RD% 161 998386 8POWERLN_RD% 161 1 | P21:161:EES:5MARKEDTREE!:5HARRISBURG-:1:HV: | 0.30443 | Yes
GEN-2024-114 | 04 SOUTHEAST | G04 29SP | 338832 5CLINTON.W# 161 338834 5BOTKINBURG# 161 1 | P21:161:EES:5MOOREFIELD:5ISES%:1:HV: | 0.0755 | Yes
GEN-2024-114 | 04 SOUTHEAST | G04 29SP | 338109 5MARSHALL 161 338834 5BOTKINBURG# 161 1 | P21:161:EES:5MOOREFIELD:5ISES%:1:HV: | 0.0755 | Yes
GEN-2024-114 | 04 SOUTHEAST | G04 29SP | 338109 5MARSHALL 161 338517 5MARSHALL# 161 1 | P21:161:EES:5MOOREFIELD:5ISES%:1:HV: | 0.0755 | Yes
GEN-2024-114 | 04 SOUTHEAST | G04 29SP | 338110 5HILLTOP% 161 338517 5MARSHALL# 161 1 | P21:161:EES:5MOOREFIELD:5ISES%:1:HV: | 0.0755 | Yes
GEN-2024-114 | 04 SOUTHEAST | G04 29SP | 338171 5CASH 161 338177 NEWPORTSOLAR 161 1 | P21:161:EES:5MOOREFIELD:5ISES%:1:HV: | 0.1299 | Yes
GEN-2024-114 | 04 SOUTHEAST | G04 29SP | 338170 5JONESBORO! 161 338171 5CASH 161 1 | P21:161:EES:5MOOREFIELD:5ISES%:1:HV: | 0.1299 | Yes
GEN-2024-114 | 04 SOUTHEAST | G04 29SP | 338145 8ISES% 500 338156 8POWERLN_RD% 500 1 | P21:161:EES:5MOOREFIELD:5ISES%:1:HV: | 0.09686 | Yes
GEN-2024-114 | 04 SOUTHEAST | G04 29SP | 338151 5NEWPORT! 161 338173 5NEWPORT IND 161 1 | P21:161:EES:5MOOREFIELD:5ISES%:1:HV: | 0.0602 | Yes
GEN-2024-114 | 04 SOUTHEAST | G04 29SP | 338151 5NEWPORT! 161 338158 5MALLORY% 161 1 | P21:161:EES:5MOOREFIELD:5ISES%:1:HV: | 0.05916 | Yes
GEN-2024-114 | 04 SOUTHEAST | G04 29SP | 338158 5MALLORY% 161 338173 5NEWPORT IND 161 1 | P21:161:EES:5MOOREFIELD:5ISES%:1:HV: | 0.0602 | Yes
GEN-2024-114 | 04 SOUTHEAST | G04 29SP | 338156 8POWERLN_RD% 500 338187 8DELL% 500 1 | P21:161:EES:5MOOREFIELD:5ISES%:1:HV: | 0.16517 | Yes
GEN-2024-114 | 04 SOUTHEAST | G04 29SP | 338170 5JONESBORO! 161 505418 JONESBO5 161 1 | P21:161:EES:5MOOREFIELD:5ISES%:1:HV: | 0.52123 | Yes
GEN-2024-114 | 04 SOUTHEAST | G04 29SP | 338158 5MALLORY% 161 338172 5NEWPORT AB 161 1 | P21:161:EES:5MOOREFIELD:5ISES%:1:HV: | 0.1299 | Yes
GEN-2024-114 | 04 SOUTHEAST | G04 29SP | 338172 5NEWPORT AB 161 338177 NEWPORTSOLAR 161 1 | P21:161:EES:5MOOREFIELD:5ISES%:1:HV: | 0.1299 | Yes
GEN-2024-114 | 04 SOUTHEAST | G04 29SP | 338758 5HEBER.N# 161 338837 5PARTAIN# 161 1 | P21:161:EES:5MOOREFIELD:5ISES%:1:HV: | 0.08017 | Yes
GEN-2024-114 | 04 SOUTHEAST | G04 29SP | 338832 5CLINTON.W# 161 338837 5PARTAIN# 161 1 | P21:161:EES:5MOOREFIELD:5ISES%:1:HV: | 0.08017 | Yes
GEN-2024-114 | 04 SOUTHEAST | G04 29SP | 337925 5GREENBRIER 161 337926 5QUITMAN! 161 1 | P21:161:EES:5MORILTON.E!:5GLEASON:1:HV: | 0.08056 | Yes
GEN-2024-114 | 04 SOUTHEAST | G04 29SP | 337919 5BONO 161 337923 5P.HILL% 161 1 | P21:161:EES:5MORILTON.E!:5GLEASON:1:HV: | 0.08056 | Yes
GEN-2024-114 | 04 SOUTHEAST | G04 29SP | 337919 5BONO 161 337925 5GREENBRIER 161 1 | P21:161:EES:5MORILTON.E!:5GLEASON:1:HV: | 0.08056 | Yes
GEN-2024-114 | 04 SOUTHEAST | G04 29SP | 338832 5CLINTON.W# 161 338834 5BOTKINBURG# 161 1 | P21:161:EES:5MT PLEASANT:5SAGE!:1:HV: | 0.0755 | Yes
GEN-2024-114 | 04 SOUTHEAST | G04 29SP | 338109 5MARSHALL 161 338834 5BOTKINBURG# 161 1 | P21:161:EES:5MT PLEASANT:5SAGE!:1:HV: | 0.0755 | Yes
GEN-2024-114 | 04 SOUTHEAST | G04 29SP | 338109 5MARSHALL 161 338517 5MARSHALL# 161 1 | P21:161:EES:5MT PLEASANT:5SAGE!:1:HV: | 0.0755 | Yes
GEN-2024-114 | 04 SOUTHEAST | G04 29SP | 338110 5HILLTOP% 161 338517 5MARSHALL# 161 1 | P21:161:EES:5MT PLEASANT:5SAGE!:1:HV: | 0.0755 | Yes
GEN-2024-114 | 04 SOUTHEAST | G04 29SP | 338151 5NEWPORT! 161 338158 5MALLORY% 161 1 | P21:161:EES:5NEWPORT!:5NEWPORT IND:1:HV: | 0.116 | Yes
GEN-2024-114 | 04 SOUTHEAST | G04 29SP | 338165 5MARKEDTREE! 161 338167 5HARRISBURG+ 161 1 | P21:161:EES:5PARKIN!:5GILMORE:1:HV: | 0.06139 | Yes
GEN-2024-114 | 04 SOUTHEAST | G04 29SP | 338167 5HARRISBURG+ 161 338169 5TRUMANN 161 1 | P21:161:EES:5PARKIN!:5GILMORE:1:HV: | 0.06139 | Yes
GEN-2024-114 | 04 SOUTHEAST | G04 29SP | 338169 5TRUMANN 161 338707 5TRUMANN.W# 161 1 | P21:161:EES:5PARKIN!:5GILMORE:1:HV: | 0.06139 | Yes
GEN-2024-114 | 04 SOUTHEAST | G04 29SP | 338157 5POWERLN_RD% 161 338707 5TRUMANN.W# 161 1 | P21:161:EES:5PARKIN!:5GILMORE:1:HV: | 0.06139 | Yes
GEN-2024-114 | 04 SOUTHEAST | G04 29SP | 337926 5QUITMAN! 161 338112 5HEBER.S 161 1 | P21:161:EES:5QUITMAN!:5BEE BRANCH#:1:HV: | 0.1604 | Yes
GEN-2024-114 | 04 SOUTHEAST | G04 29SP | 338112 5HEBER.S 161 338113 5HEBER IND 161 1 | P21:161:EES:5QUITMAN!:5BEE BRANCH#:1:HV: | 0.1604 | Yes
GEN-2024-114 | 04 SOUTHEAST | G04 29SP | 338113 5HEBER IND 161 338758 5HEBER.N# 161 1 | P21:161:EES:5QUITMAN!:5BEE BRANCH#:1:HV: | 0.1604 | Yes
GEN-2024-114 | 04 SOUTHEAST | G04 29SP | 338758 5HEBER.N# 161 338837 5PARTAIN# 161 1 | P21:161:EES:5QUITMAN!:5BEE BRANCH#:1:HV: | 0.07608 | Yes
GEN-2024-114 | 04 SOUTHEAST | G04 29SP | 338832 5CLINTON.W# 161 338837 5PARTAIN# 161 1 | P21:161:EES:5QUITMAN!:5BEE BRANCH#:1:HV: | 0.07608 | Yes
GEN-2024-114 | 04 SOUTHEAST | G04 29SP | 337926 5QUITMAN! 161 338831 5BEE BRANCH# 161 1 | P21:161:EES:5QUITMAN!:5HEBER.S:1:HV: | 0.09388 | Yes
GEN-2024-114 | 04 SOUTHEAST | G04 29SP | 338831 5BEE BRANCH# 161 338833 5CLINTON IN# 161 1 | P21:161:EES:5QUITMAN!:5HEBER.S:1:HV: | 0.09388 | Yes
GEN-2024-114 | 04 SOUTHEAST | G04 29SP | 338832 5CLINTON.W# 161 338833 5CLINTON IN# 161 1 | P21:161:EES:5QUITMAN!:5HEBER.S:1:HV: | 0.09388 | Yes
GEN-2024-114 | 04 SOUTHEAST | G04 29SP | 338758 5HEBER.N# 161 505422 GREERSF5 161 1 | P21:161:EES:5QUITMAN!:5HEBER.S:1:HV: | 0.18489 | Yes
GEN-2024-114 | 04 SOUTHEAST | G04 29SP | 338832 5CLINTON.W# 161 338837 5PARTAIN# 161 1 | P21:161:EES:5QUITMAN!:5HEBER.S:1:HV: | 0.18489 | Yes
GEN-2024-114 | 04 SOUTHEAST | G04 29SP | 337909 8ANO% 500 337922 8P.HILL% 500 1 | P21:161:EES:5RUSSELVL.N:5ANO%:1:HV: | 0.1166 | Yes
GEN-2024-114 | 04 SOUTHEAST | G04 29SP | 338170 5JONESBORO! 161 338171 5CASH 161 1 | P21:161:EES:5SWIFTON:5MALLORY%:1:HV: | 0.13 | Yes
GEN-2024-114 | 04 SOUTHEAST | G04 29SP | 338171 5CASH 161 338177 NEWPORTSOLAR 161 1 | P21:161:EES:5SWIFTON:5MALLORY%:1:HV: | 0.13 | Yes
GEN-2024-114 | 04 SOUTHEAST | G04 29SP | 338170 5JONESBORO! 161 338703 5JONSBORO.N# 161 1 | P21:161:EES:5SWIFTON:5MALLORY%:1:HV: | 0.13741 | Yes
GEN-2024-114 | 04 SOUTHEAST | G04 29SP | 338703 5JONSBORO.N# 161 338706 5PARGOULD.S# 161 1 | P21:161:EES:5SWIFTON:5MALLORY%:1:HV: | 0.13741 | Yes
GEN-2024-114 | 04 SOUTHEAST | G04 29SP | 338204 5PARAGOULD% 161 338706 5PARGOULD.S# 161 1 | P21:161:EES:5SWIFTON:5MALLORY%:1:HV: | 0.13741 | Yes
GEN-2024-114 | 04 SOUTHEAST | G04 29SP | 338158 5MALLORY% 161 338172 5NEWPORT AB 161 1 | P21:161:EES:5SWIFTON:5MALLORY%:1:HV: | 0.13 | Yes
GEN-2024-114 | 04 SOUTHEAST | G04 29SP | 338172 5NEWPORT AB 161 338177 NEWPORTSOLAR 161 1 | P21:161:EES:5SWIFTON:5MALLORY%:1:HV: | 0.13 | Yes
GEN-2024-114 | 04 SOUTHEAST | G04 29SP | 338185 5DELL% 161 338806 5MANILA# 161 1 | P21:161:EES:5SWIFTON:5MALLORY%:1:HV: | 0.06176 | Yes
GEN-2024-114 | 04 SOUTHEAST | G04 29SP | 338186 5MONETTE 161 338806 5MANILA# 161 1 | P21:161:EES:5SWIFTON:5MALLORY%:1:HV: | 0.06176 | Yes
GEN-2024-114 | 04 SOUTHEAST | G04 29SP | 338186 5MONETTE 161 338204 5PARAGOULD% 161 1 | P21:161:EES:5SWIFTON:5MALLORY%:1:HV: | 0.06176 | Yes
GEN-2024-114 | 04 SOUTHEAST | G04 29SP | 338420 5DONAGHEY 161 338422 5CONWAY.W! 161 1 | P21:161:EES:5VILONIA:5HOLND BTM!:1:HV: | 0.05284 | Yes
GEN-2024-114 | 04 SOUTHEAST | G04 29SP | 338421 5CONWAY.S 161 338423 5CONWAY IND 161 1 | P21:161:EES:5VILONIA:5HOLND BTM!:1:HV: | 0.05284 | Yes
GEN-2024-114 | 04 SOUTHEAST | G04 29SP | 338423 5CONWAY IND 161 338425 5MIDDLE RD 161 1 | P21:161:EES:5VILONIA:5HOLND BTM!:1:HV: | 0.05284 | Yes
GEN-2024-114 | 04 SOUTHEAST | G04 29SP | 338420 5DONAGHEY 161 338421 5CONWAY.S 161 1 | P21:161:EES:5VILONIA:5HOLND BTM!:1:HV: | 0.05284 | Yes
GEN-2024-114 | 04 SOUTHEAST | G04 29SP | 337941 5RANCHETTE 161 338425 5MIDDLE RD 161 1 | P21:161:EES:5VILONIA:5HOLND BTM!:1:HV: | 0.05284 | Yes
GEN-2024-114 | 04 SOUTHEAST | G04 29SP | 337940 5HAMLET% 161 337941 5RANCHETTE 161 1 | P21:161:EES:5VILONIA:5HOLND BTM!:1:HV: | 0.05284 | Yes
GEN-2024-114 | 04 SOUTHEAST | G04 29SP | 338171 5CASH 161 338177 NEWPORTSOLAR 161 1 | P21:161:EES:5WALNUT RDG%:5HOXIE.S#:1:HV: | 0.13 | Yes
GEN-2024-114 | 04 SOUTHEAST | G04 29SP | 338170 5JONESBORO! 161 338171 5CASH 161 1 | P21:161:EES:5WALNUT RDG%:5HOXIE.S#:1:HV: | 0.13 | Yes
GEN-2024-114 | 04 SOUTHEAST | G04 29SP | 338170 5JONESBORO! 161 338703 5JONSBORO.N# 161 1 | P21:161:EES:5WALNUT RDG%:5HOXIE.S#:1:HV: | 0.13741 | Yes
GEN-2024-114 | 04 SOUTHEAST | G04 29SP | 338703 5JONSBORO.N# 161 338706 5PARGOULD.S# 161 1 | P21:161:EES:5WALNUT RDG%:5HOXIE.S#:1:HV: | 0.13741 | Yes
GEN-2024-114 | 04 SOUTHEAST | G04 29SP | 338204 5PARAGOULD% 161 338706 5PARGOULD.S# 161 1 | P21:161:EES:5WALNUT RDG%:5HOXIE.S#:1:HV: | 0.13741 | Yes
GEN-2024-114 | 04 SOUTHEAST | G04 29SP | 338158 5MALLORY% 161 338172 5NEWPORT AB 161 1 | P21:161:EES:5WALNUT RDG%:5HOXIE.S#:1:HV: | 0.13 | Yes
GEN-2024-114 | 04 SOUTHEAST | G04 29SP | 338172 5NEWPORT AB 161 338177 NEWPORTSOLAR 161 1 | P21:161:EES:5WALNUT RDG%:5HOXIE.S#:1:HV: | 0.13 | Yes
GEN-2024-114 | 04 SOUTHEAST | G04 29SP | 338185 5DELL% 161 338806 5MANILA# 161 1 | P21:161:EES:5WALNUT RDG%:5HOXIE.S#:1:HV: | 0.06176 | Yes
GEN-2024-114 | 04 SOUTHEAST | G04 29SP | 338186 5MONETTE 161 338806 5MANILA# 161 1 | P21:161:EES:5WALNUT RDG%:5HOXIE.S#:1:HV: | 0.06176 | Yes
GEN-2024-114 | 04 SOUTHEAST | G04 29SP | 338186 5MONETTE 161 338204 5PARAGOULD% 161 1 | P21:161:EES:5WALNUT RDG%:5HOXIE.S#:1:HV: | 0.06176 | Yes
GEN-2024-114 | 04 SOUTHEAST | G04 29SP | 337925 5GREENBRIER 161 337926 5QUITMAN! 161 1 | P21:161:EES-EAI:5CONWAY.S:5CONWAY IND:1:HV: | 0.08706 | Yes
GEN-2024-114 | 04 SOUTHEAST | G04 29SP | 337919 5BONO 161 337923 5P.HILL% 161 1 | P21:161:EES-EAI:5CONWAY.S:5CONWAY IND:1:HV: | 0.08706 | Yes
GEN-2024-114 | 04 SOUTHEAST | G04 29SP | 337919 5BONO 161 337925 5GREENBRIER 161 1 | P21:161:EES-EAI:5CONWAY.S:5CONWAY IND:1:HV: | 0.08706 | Yes
GEN-2024-114 | 04 SOUTHEAST | G04 29SP | 337925 5GREENBRIER 161 337926 5QUITMAN! 161 1 | P21:161:EES-EAI:5GLEASON:TYLER_E:1:HV: | 0.08056 | Yes
GEN-2024-114 | 04 SOUTHEAST | G04 29SP | 337919 5BONO 161 337923 5P.HILL% 161 1 | P21:161:EES-EAI:5GLEASON:TYLER_E:1:HV: | 0.08056 | Yes
GEN-2024-114 | 04 SOUTHEAST | G04 29SP | 337919 5BONO 161 337925 5GREENBRIER 161 1 | P21:161:EES-EAI:5GLEASON:TYLER_E:1:HV: | 0.08056 | Yes
GEN-2024-114 | 04 SOUTHEAST | G04 29SP | 338165 5MARKEDTREE! 161 338167 5HARRISBURG+ 161 1 | P21:161:EES-EAI:CASH:NEWPRTAB:1:HV: | 0.07672 | Yes
GEN-2024-114 | 04 SOUTHEAST | G04 29SP | 338157 5POWERLN_RD% 161 338170 5JONESBORO! 161 1 | P21:161:EES-EAI:CASH:NEWPRTAB:1:HV: | 0.31299 | Yes
GEN-2024-114 | 04 SOUTHEAST | G04 29SP | 338156 8POWERLN_RD% 500 998386 8POWERLN_RD% 161 1 | P21:161:EES-EAI:CASH:NEWPRTAB:1:HV: | 0.31728 | Yes
GEN-2024-114 | 04 SOUTHEAST | G04 29SP | 338157 5POWERLN_RD% 161 998386 8POWERLN_RD% 161 1 | P21:161:EES-EAI:CASH:NEWPRTAB:1:HV: | 0.31728 | Yes
GEN-2024-114 | 04 SOUTHEAST | G04 29SP | 338167 5HARRISBURG+ 161 338169 5TRUMANN 161 1 | P21:161:EES-EAI:CASH:NEWPRTAB:1:HV: | 0.07672 | Yes
GEN-2024-114 | 04 SOUTHEAST | G04 29SP | 338169 5TRUMANN 161 338707 5TRUMANN.W# 161 1 | P21:161:EES-EAI:CASH:NEWPRTAB:1:HV: | 0.07672 | Yes
GEN-2024-114 | 04 SOUTHEAST | G04 29SP | 338157 5POWERLN_RD% 161 338707 5TRUMANN.W# 161 1 | P21:161:EES-EAI:CASH:NEWPRTAB:1:HV: | 0.07672 | Yes
GEN-2024-114 | 04 SOUTHEAST | G04 29SP | 337926 5QUITMAN! 161 338112 5HEBER.S 161 1 | P21:161:EES-EAI:CLINTONIND:BEE_BR:1:HV: | 0.1604 | Yes
GEN-2024-114 | 04 SOUTHEAST | G04 29SP | 338112 5HEBER.S 161 338113 5HEBER IND 161 1 | P21:161:EES-EAI:CLINTONIND:BEE_BR:1:HV: | 0.1604 | Yes
GEN-2024-114 | 04 SOUTHEAST | G04 29SP | 338113 5HEBER IND 161 338758 5HEBER.N# 161 1 | P21:161:EES-EAI:CLINTONIND:BEE_BR:1:HV: | 0.1604 | Yes
GEN-2024-114 | 04 SOUTHEAST | G04 29SP | 338758 5HEBER.N# 161 338837 5PARTAIN# 161 1 | P21:161:EES-EAI:CLINTONIND:BEE_BR:1:HV: | 0.07608 | Yes
GEN-2024-114 | 04 SOUTHEAST | G04 29SP | 338832 5CLINTON.W# 161 338837 5PARTAIN# 161 1 | P21:161:EES-EAI:CLINTONIND:BEE_BR:1:HV: | 0.07608 | Yes
GEN-2024-114 | 04 SOUTHEAST | G04 29SP | 337925 5GREENBRIER 161 337926 5QUITMAN! 161 1 | P21:161:EES-EAI:DONAGY:5CONWAY.S:1:HV: | 0.08706 | Yes
GEN-2024-114 | 04 SOUTHEAST | G04 29SP | 337919 5BONO 161 337923 5P.HILL% 161 1 | P21:161:EES-EAI:DONAGY:5CONWAY.S:1:HV: | 0.08706 | Yes
GEN-2024-114 | 04 SOUTHEAST | G04 29SP | 337919 5BONO 161 337925 5GREENBRIER 161 1 | P21:161:EES-EAI:DONAGY:5CONWAY.S:1:HV: | 0.08706 | Yes
GEN-2024-114 | 04 SOUTHEAST | G04 29SP | 337926 5QUITMAN! 161 337940 5HAMLET% 161 1 | P21:161:EES-EAI:GRENBR:BONO:1:HV: | 0.13749 | Yes
GEN-2024-114 | 04 SOUTHEAST | G04 29SP | 338420 5DONAGHEY 161 338422 5CONWAY.W! 161 1 | P21:161:EES-EAI:GRENBR:BONO:1:HV: | 0.0699 | Yes
GEN-2024-114 | 04 SOUTHEAST | G04 29SP | 338421 5CONWAY.S 161 338423 5CONWAY IND 161 1 | P21:161:EES-EAI:GRENBR:BONO:1:HV: | 0.0699 | Yes
GEN-2024-114 | 04 SOUTHEAST | G04 29SP | 338423 5CONWAY IND 161 338425 5MIDDLE RD 161 1 | P21:161:EES-EAI:GRENBR:BONO:1:HV: | 0.0699 | Yes
GEN-2024-114 | 04 SOUTHEAST | G04 29SP | 338420 5DONAGHEY 161 338421 5CONWAY.S 161 1 | P21:161:EES-EAI:GRENBR:BONO:1:HV: | 0.0699 | Yes
GEN-2024-114 | 04 SOUTHEAST | G04 29SP | 337941 5RANCHETTE 161 338425 5MIDDLE RD 161 1 | P21:161:EES-EAI:GRENBR:BONO:1:HV: | 0.0699 | Yes
GEN-2024-114 | 04 SOUTHEAST | G04 29SP | 337940 5HAMLET% 161 337941 5RANCHETTE 161 1 | P21:161:EES-EAI:GRENBR:BONO:1:HV: | 0.0699 | Yes
GEN-2024-114 | 04 SOUTHEAST | G04 29SP | 338758 5HEBER.N# 161 505422 GREERSF5 161 1 | P21:161:EES-EAI:GRENBR:BONO:1:HV: | 0.22731 | Yes
GEN-2024-114 | 04 SOUTHEAST | G04 29SP | 338170 5JONESBORO! 161 338703 5JONSBORO.N# 161 1 | P21:161:EES-EAI:MONETE:MANILX:1:HV: | 0.10221 | Yes
GEN-2024-114 | 04 SOUTHEAST | G04 29SP | 338703 5JONSBORO.N# 161 338706 5PARGOULD.S# 161 1 | P21:161:EES-EAI:MONETE:MANILX:1:HV: | 0.10221 | Yes
GEN-2024-114 | 04 SOUTHEAST | G04 29SP | 338204 5PARAGOULD% 161 338706 5PARGOULD.S# 161 1 | P21:161:EES-EAI:MONETE:MANILX:1:HV: | 0.10221 | Yes
GEN-2024-114 | 04 SOUTHEAST | G04 29SP | 337922 8P.HILL% 500 998405 8P.HILL% 161 1 | P21:161:EES-EAI:MORLND:LONDON:1:HV: | 0.06489 | Yes
GEN-2024-114 | 04 SOUTHEAST | G04 29SP | 337923 5P.HILL% 161 998405 8P.HILL% 161 1 | P21:161:EES-EAI:MORLND:LONDON:1:HV: | 0.06489 | Yes
GEN-2024-114 | 04 SOUTHEAST | G04 29SP | 337922 8P.HILL% 500 998405 8P.HILL% 161 1 | P21:161:EES-EAI:MORLND:ST VINCENT:1:HV: | 0.06489 | Yes
GEN-2024-114 | 04 SOUTHEAST | G04 29SP | 337923 5P.HILL% 161 998405 8P.HILL% 161 1 | P21:161:EES-EAI:MORLND:ST VINCENT:1:HV: | 0.06489 | Yes
GEN-2024-114 | 04 SOUTHEAST | G04 29SP | 338157 5POWERLN_RD% 161 338170 5JONESBORO! 161 1 | P21:161:EES-EAI:NEWPRTSOLAR:NEWPRTAB:1:HV: | 0.31299 | Yes
GEN-2024-114 | 04 SOUTHEAST | G04 29SP | 338171 5CASH 161 338177 NEWPORTSOLAR 161 1 | P21:161:EES-EAI:SWIFTON:HOXIES:1:HV: | 0.13 | Yes
GEN-2024-114 | 04 SOUTHEAST | G04 29SP | 338170 5JONESBORO! 161 338171 5CASH 161 1 | P21:161:EES-EAI:SWIFTON:HOXIES:1:HV: | 0.13 | Yes
GEN-2024-114 | 04 SOUTHEAST | G04 29SP | 338170 5JONESBORO! 161 338703 5JONSBORO.N# 161 1 | P21:161:EES-EAI:SWIFTON:HOXIES:1:HV: | 0.13741 | Yes
GEN-2024-114 | 04 SOUTHEAST | G04 29SP | 338703 5JONSBORO.N# 161 338706 5PARGOULD.S# 161 1 | P21:161:EES-EAI:SWIFTON:HOXIES:1:HV: | 0.13741 | Yes
GEN-2024-114 | 04 SOUTHEAST | G04 29SP | 338204 5PARAGOULD% 161 338706 5PARGOULD.S# 161 1 | P21:161:EES-EAI:SWIFTON:HOXIES:1:HV: | 0.13741 | Yes
GEN-2024-114 | 04 SOUTHEAST | G04 29SP | 338158 5MALLORY% 161 338172 5NEWPORT AB 161 1 | P21:161:EES-EAI:SWIFTON:HOXIES:1:HV: | 0.13 | Yes
GEN-2024-114 | 04 SOUTHEAST | G04 29SP | 338172 5NEWPORT AB 161 338177 NEWPORTSOLAR 161 1 | P21:161:EES-EAI:SWIFTON:HOXIES:1:HV: | 0.13 | Yes
GEN-2024-114 | 04 SOUTHEAST | G04 29SP | 338185 5DELL% 161 338806 5MANILA# 161 1 | P21:161:EES-EAI:SWIFTON:HOXIES:1:HV: | 0.06176 | Yes
GEN-2024-114 | 04 SOUTHEAST | G04 29SP | 338186 5MONETTE 161 338806 5MANILA# 161 1 | P21:161:EES-EAI:SWIFTON:HOXIES:1:HV: | 0.06176 | Yes
GEN-2024-114 | 04 SOUTHEAST | G04 29SP | 338186 5MONETTE 161 338204 5PARAGOULD% 161 1 | P21:161:EES-EAI:SWIFTON:HOXIES:1:HV: | 0.06176 | Yes
GEN-2024-114 | 04 SOUTHEAST | G04 29SP | 338156 8POWERLN_RD% 500 998386 8POWERLN_RD% 161 1 | P21:161:EES-EAI:TRU_W:TRUMAN_E:1:HV: | 0.30443 | Yes
GEN-2024-114 | 04 SOUTHEAST | G04 29SP | 338157 5POWERLN_RD% 161 998386 8POWERLN_RD% 161 1 | P21:161:EES-EAI:TRU_W:TRUMAN_E:1:HV: | 0.30443 | Yes
GEN-2024-114 | 04 SOUTHEAST | G04 29SP | 338156 8POWERLN_RD% 500 998386 8POWERLN_RD% 161 1 | P21:161:EES-EAI:TRUMAN_E:HRSBRX:1:HV: | 0.30443 | Yes
GEN-2024-114 | 04 SOUTHEAST | G04 29SP | 338157 5POWERLN_RD% 161 998386 8POWERLN_RD% 161 1 | P21:161:EES-EAI:TRUMAN_E:HRSBRX:1:HV: | 0.30443 | Yes
GEN-2024-114 | 04 SOUTHEAST | G04 29SP | 500260 DOLHILL6 230 500250 DOLHILL7 345 1 | P21:230:EES:6FANCY_PT%:6RIVER_BEND:1:HV: | 0.06176 | Yes
GEN-2024-114 | 04 SOUTHEAST | G04 29SP | 500250 DOLHILL7 345 507760 SW SHV 7 345 1 | P21:230:EES:6FANCY_PT%:6RIVER_BEND:1:HV: | 0.06176 | Yes
GEN-2024-114 | 04 SOUTHEAST | G04 29SP | 338188 8SANS SOUCI% 500 338198 8DRIVER% 500 1 | P21:345:AECI:ESSEX:WNWMADRID1A:1:: | 0.19446 | Yes
GEN-2024-114 | 04 SOUTHEAST | G04 29SP | 338198 8DRIVER% 500 338400 8SANDYBAYOU% 500 1 | P21:345:AECI:ESSEX:WNWMADRID1A:1:: | 0.19446 | Yes
GEN-2024-114 | 04 SOUTHEAST | G04 29SP | 338400 8SANDYBAYOU% 500 360021 8SHELBY TN 500 1 | P21:345:AECI:ESSEX:WNWMADRID1A:1:: | 0.19446 | Yes
GEN-2024-114 | 04 SOUTHEAST | G04 29SP | 338188 8SANS SOUCI% 500 338198 8DRIVER% 500 1 | P21:500:AECI-EES-EAI:WNWM:DLL%:1:: | 0.19486 | Yes
GEN-2024-114 | 04 SOUTHEAST | G04 29SP | 338157 5POWERLN_RD% 161 338170 5JONESBORO! 161 1 | P21:500:AECI-EES-EAI:WNWM:DLL%:1:: | 0.25222 | Yes
GEN-2024-114 | 04 SOUTHEAST | G04 29SP | 338198 8DRIVER% 500 338400 8SANDYBAYOU% 500 1 | P21:500:AECI-EES-EAI:WNWM:DLL%:1:: | 0.19486 | Yes
GEN-2024-114 | 04 SOUTHEAST | G04 29SP | 338709 5HALLIDAY# 161 338728 5GAINSVLTAP# 161 1 | P21:500:AECI-EES-EAI:WNWM:DLL%:1:: | 0.06131 | Yes
GEN-2024-114 | 04 SOUTHEAST | G04 29SP | 338185 5DELL% 161 338806 5MANILA# 161 1 | P21:500:AECI-EES-EAI:WNWM:DLL%:1:: | 0.05976 | Yes
GEN-2024-114 | 04 SOUTHEAST | G04 29SP | 338204 5PARAGOULD% 161 338709 5HALLIDAY# 161 1 | P21:500:AECI-EES-EAI:WNWM:DLL%:1:: | 0.06131 | Yes
GEN-2024-114 | 04 SOUTHEAST | G04 29SP | 338711 5MARMADUKE# 161 338728 5GAINSVLTAP# 161 1 | P21:500:AECI-EES-EAI:WNWM:DLL%:1:: | 0.06131 | Yes
GEN-2024-114 | 04 SOUTHEAST | G04 29SP | 338186 5MONETTE 161 338806 5MANILA# 161 1 | P21:500:AECI-EES-EAI:WNWM:DLL%:1:: | 0.05976 | Yes
GEN-2024-114 | 04 SOUTHEAST | G04 29SP | 338203 5RECTOR 161 338711 5MARMADUKE# 161 1 | P21:500:AECI-EES-EAI:WNWM:DLL%:1:: | 0.06131 | Yes
GEN-2024-114 | 04 SOUTHEAST | G04 29SP | 338187 8DELL% 500 338188 8SANS SOUCI% 500 1 | P21:500:AECI-EES-EAI:WNWM:DLL%:1:: | 0.19486 | Yes
GEN-2024-114 | 04 SOUTHEAST | G04 29SP | 338400 8SANDYBAYOU% 500 360021 8SHELBY TN 500 1 | P21:500:AECI-EES-EAI:WNWM:DLL%:1:: | 0.19486 | Yes
GEN-2024-114 | 04 SOUTHEAST | G04 29SP | 338203 5RECTOR 161 338689 5RECTOR.N# 161 1 | P21:500:AECI-EES-EAI:WNWM:DLL%:1:: | 0.06131 | Yes
GEN-2024-114 | 04 SOUTHEAST | G04 29SP | 338202 5JIM HILL% 161 338689 5RECTOR.N# 161 1 | P21:500:AECI-EES-EAI:WNWM:DLL%:1:: | 0.06131 | Yes
GEN-2024-114 | 04 SOUTHEAST | G04 29SP | 337957 8KEO% 500 338140 8HOLND BTM% 500 1 | P21:500:EES:8KEO%:CHALKBLUFFPV:1:EHV: | 0.22222 | Yes
GEN-2024-114 | 04 SOUTHEAST | G04 29SP | 337926 5QUITMAN! 161 338112 5HEBER.S 161 1 | P21:500:EES:8KEO%:CHALKBLUFFPV:1:EHV: | 0.15849 | Yes
GEN-2024-114 | 04 SOUTHEAST | G04 29SP | 338145 8ISES% 500 338156 8POWERLN_RD% 500 1 | P21:500:EES:8KEO%:CHALKBLUFFPV:1:EHV: | 0.12302 | Yes
GEN-2024-114 | 04 SOUTHEAST | G04 29SP | 338140 8HOLND BTM% 500 338145 8ISES% 500 1 | P21:500:EES:8KEO%:CHALKBLUFFPV:1:EHV: | 0.19818 | Yes
GEN-2024-114 | 04 SOUTHEAST | G04 29SP | 338188 8SANS SOUCI% 500 338198 8DRIVER% 500 1 | P21:500:EES:8KEO%:CHALKBLUFFPV:1:EHV: | 0.15015 | Yes
GEN-2024-114 | 04 SOUTHEAST | G04 29SP | 337926 5QUITMAN! 161 337940 5HAMLET% 161 1 | P21:500:EES:8KEO%:CHALKBLUFFPV:1:EHV: | 0.08925 | Yes
GEN-2024-114 | 04 SOUTHEAST | G04 29SP | 338156 8POWERLN_RD% 500 338187 8DELL% 500 1 | P21:500:EES:8KEO%:CHALKBLUFFPV:1:EHV: | 0.14166 | Yes
GEN-2024-114 | 04 SOUTHEAST | G04 29SP | 338198 8DRIVER% 500 338400 8SANDYBAYOU% 500 1 | P21:500:EES:8KEO%:CHALKBLUFFPV:1:EHV: | 0.15015 | Yes
GEN-2024-114 | 04 SOUTHEAST | G04 29SP | 338112 5HEBER.S 161 338113 5HEBER IND 161 1 | P21:500:EES:8KEO%:CHALKBLUFFPV:1:EHV: | 0.15849 | Yes
GEN-2024-114 | 04 SOUTHEAST | G04 29SP | 338113 5HEBER IND 161 338758 5HEBER.N# 161 1 | P21:500:EES:8KEO%:CHALKBLUFFPV:1:EHV: | 0.15849 | Yes
GEN-2024-114 | 04 SOUTHEAST | G04 29SP | 338187 8DELL% 500 338188 8SANS SOUCI% 500 1 | P21:500:EES:8KEO%:CHALKBLUFFPV:1:EHV: | 0.15015 | Yes
GEN-2024-114 | 04 SOUTHEAST | G04 29SP | 338400 8SANDYBAYOU% 500 360021 8SHELBY TN 500 1 | P21:500:EES:8KEO%:CHALKBLUFFPV:1:EHV: | 0.15015 | Yes
GEN-2024-114 | 04 SOUTHEAST | G04 29SP | 337515 8MCNEIL% 500 337754 8ETTA% 500 1 | P21:500:EES:8KEO%:CHALKBLUFFPV:1:EHV: | 0.05135 | Yes
GEN-2024-114 | 04 SOUTHEAST | G04 29SP | 337561 8EL DORADO% 500 998422 8EL DORADO% 345 2 | P21:500:EES:8MT_OLIVE%:LAYFLD8:1:EHV: | 0.09299 | Yes
GEN-2024-114 | 04 SOUTHEAST | G04 29SP | 337562 7EL DORADO 345 998422 8EL DORADO% 345 2 | P21:500:EES:8MT_OLIVE%:LAYFLD8:1:EHV: | 0.09299 | Yes
GEN-2024-114 | 04 SOUTHEAST | G04 29SP | 337376 7SAREPTA% 345 337562 7EL DORADO 345 1 | P21:500:EES:8MT_OLIVE%:LAYFLD8:1:EHV: | 0.09299 | Yes
GEN-2024-114 | 04 SOUTHEAST | G04 29SP | 337957 8KEO% 500 338140 8HOLND BTM% 500 1 | P21:500:EES:CHALKBLUFFPV:8W.MEMPHIS%:1:EHV: | 0.22222 | Yes
GEN-2024-114 | 04 SOUTHEAST | G04 29SP | 337925 5GREENBRIER 161 337926 5QUITMAN! 161 1 | P21:500:EES:CHALKBLUFFPV:8W.MEMPHIS%:1:EHV: | 0.07632 | Yes
GEN-2024-114 | 04 SOUTHEAST | G04 29SP | 337919 5BONO 161 337923 5P.HILL% 161 1 | P21:500:EES:CHALKBLUFFPV:8W.MEMPHIS%:1:EHV: | 0.07632 | Yes
GEN-2024-114 | 04 SOUTHEAST | G04 29SP | 337926 5QUITMAN! 161 338112 5HEBER.S 161 1 | P21:500:EES:CHALKBLUFFPV:8W.MEMPHIS%:1:EHV: | 0.15849 | Yes
GEN-2024-114 | 04 SOUTHEAST | G04 29SP | 338145 8ISES% 500 338156 8POWERLN_RD% 500 1 | P21:500:EES:CHALKBLUFFPV:8W.MEMPHIS%:1:EHV: | 0.12302 | Yes
GEN-2024-114 | 04 SOUTHEAST | G04 29SP | 337919 5BONO 161 337925 5GREENBRIER 161 1 | P21:500:EES:CHALKBLUFFPV:8W.MEMPHIS%:1:EHV: | 0.07632 | Yes
GEN-2024-114 | 04 SOUTHEAST | G04 29SP | 338140 8HOLND BTM% 500 338145 8ISES% 500 1 | P21:500:EES:CHALKBLUFFPV:8W.MEMPHIS%:1:EHV: | 0.19818 | Yes
GEN-2024-114 | 04 SOUTHEAST | G04 29SP | 338832 5CLINTON.W# 161 338834 5BOTKINBURG# 161 1 | P21:500:EES:CHALKBLUFFPV:8W.MEMPHIS%:1:EHV: | 0.07243 | Yes
GEN-2024-114 | 04 SOUTHEAST | G04 29SP | 338109 5MARSHALL 161 338834 5BOTKINBURG# 161 1 | P21:500:EES:CHALKBLUFFPV:8W.MEMPHIS%:1:EHV: | 0.07243 | Yes
GEN-2024-114 | 04 SOUTHEAST | G04 29SP | 338109 5MARSHALL 161 338517 5MARSHALL# 161 1 | P21:500:EES:CHALKBLUFFPV:8W.MEMPHIS%:1:EHV: | 0.07243 | Yes
GEN-2024-114 | 04 SOUTHEAST | G04 29SP | 338188 8SANS SOUCI% 500 338198 8DRIVER% 500 1 | P21:500:EES:CHALKBLUFFPV:8W.MEMPHIS%:1:EHV: | 0.15015 | Yes
GEN-2024-114 | 04 SOUTHEAST | G04 29SP | 338110 5HILLTOP% 161 338517 5MARSHALL# 161 1 | P21:500:EES:CHALKBLUFFPV:8W.MEMPHIS%:1:EHV: | 0.07243 | Yes
GEN-2024-114 | 04 SOUTHEAST | G04 29SP | 338171 5CASH 161 338177 NEWPORTSOLAR 161 1 | P21:500:EES:CHALKBLUFFPV:8W.MEMPHIS%:1:EHV: | 0.13298 | Yes
GEN-2024-114 | 04 SOUTHEAST | G04 29SP | 337926 5QUITMAN! 161 337940 5HAMLET% 161 1 | P21:500:EES:CHALKBLUFFPV:8W.MEMPHIS%:1:EHV: | 0.08925 | Yes
GEN-2024-114 | 04 SOUTHEAST | G04 29SP | 338170 5JONESBORO! 161 338171 5CASH 161 1 | P21:500:EES:CHALKBLUFFPV:8W.MEMPHIS%:1:EHV: | 0.13298 | Yes
GEN-2024-114 | 04 SOUTHEAST | G04 29SP | 338198 8DRIVER% 500 338400 8SANDYBAYOU% 500 1 | P21:500:EES:CHALKBLUFFPV:8W.MEMPHIS%:1:EHV: | 0.15015 | Yes
GEN-2024-114 | 04 SOUTHEAST | G04 29SP | 338156 8POWERLN_RD% 500 338187 8DELL% 500 1 | P21:500:EES:CHALKBLUFFPV:8W.MEMPHIS%:1:EHV: | 0.14166 | Yes
GEN-2024-114 | 04 SOUTHEAST | G04 29SP | 337909 8ANO% 500 515305 FTSMITH8 500 1 | P21:500:EES:CHALKBLUFFPV:8W.MEMPHIS%:1:EHV: | 0.19204 | Yes
GEN-2024-114 | 04 SOUTHEAST | G04 29SP | 338112 5HEBER.S 161 338113 5HEBER IND 161 1 | P21:500:EES:CHALKBLUFFPV:8W.MEMPHIS%:1:EHV: | 0.15849 | Yes
GEN-2024-114 | 04 SOUTHEAST | G04 29SP | 338156 8POWERLN_RD% 500 998386 8POWERLN_RD% 161 1 | P21:500:EES:CHALKBLUFFPV:8W.MEMPHIS%:1:EHV: | 0.26468 | Yes
GEN-2024-114 | 04 SOUTHEAST | G04 29SP | 338157 5POWERLN_RD% 161 998386 8POWERLN_RD% 161 1 | P21:500:EES:CHALKBLUFFPV:8W.MEMPHIS%:1:EHV: | 0.26468 | Yes
GEN-2024-114 | 04 SOUTHEAST | G04 29SP | 338113 5HEBER IND 161 338758 5HEBER.N# 161 1 | P21:500:EES:CHALKBLUFFPV:8W.MEMPHIS%:1:EHV: | 0.15849 | Yes
GEN-2024-114 | 04 SOUTHEAST | G04 29SP | 338170 5JONESBORO! 161 338703 5JONSBORO.N# 161 1 | P21:500:EES:CHALKBLUFFPV:8W.MEMPHIS%:1:EHV: | 0.1348 | Yes
GEN-2024-114 | 04 SOUTHEAST | G04 29SP | 338187 8DELL% 500 338188 8SANS SOUCI% 500 1 | P21:500:EES:CHALKBLUFFPV:8W.MEMPHIS%:1:EHV: | 0.15015 | Yes
GEN-2024-114 | 04 SOUTHEAST | G04 29SP | 338703 5JONSBORO.N# 161 338706 5PARGOULD.S# 161 1 | P21:500:EES:CHALKBLUFFPV:8W.MEMPHIS%:1:EHV: | 0.1348 | Yes
GEN-2024-114 | 04 SOUTHEAST | G04 29SP | 338400 8SANDYBAYOU% 500 360021 8SHELBY TN 500 1 | P21:500:EES:CHALKBLUFFPV:8W.MEMPHIS%:1:EHV: | 0.15015 | Yes
GEN-2024-114 | 04 SOUTHEAST | G04 29SP | 338158 5MALLORY% 161 338172 5NEWPORT AB 161 1 | P21:500:EES:CHALKBLUFFPV:8W.MEMPHIS%:1:EHV: | 0.13298 | Yes
GEN-2024-114 | 04 SOUTHEAST | G04 29SP | 338204 5PARAGOULD% 161 338706 5PARGOULD.S# 161 1 | P21:500:EES:CHALKBLUFFPV:8W.MEMPHIS%:1:EHV: | 0.1348 | Yes
GEN-2024-114 | 04 SOUTHEAST | G04 29SP | 337515 8MCNEIL% 500 337754 8ETTA% 500 1 | P21:500:EES:CHALKBLUFFPV:8W.MEMPHIS%:1:EHV: | 0.05135 | Yes
GEN-2024-114 | 04 SOUTHEAST | G04 29SP | 344974 7LUTESVIL 345 345773 7ST FRANC 345 1 | P22:345:AMMO:::5RUSHISLAND:EHV: | 0.05444 | Yes
GEN-2024-114 | 04 SOUTHEAST | G04 29SP | 337909 8ANO% 500 515305 FTSMITH8 500 1 | P22:345:EES:MUSKOGE7!:::EHV: | 0.16037 | Yes
GEN-2024-114 | 04 SOUTHEAST | G04 29SP | 337561 8EL DORADO% 500 998422 8EL DORADO% 345 2 | P22:345:EES:TENGEN 7!:::EHV: | 0.07927 | Yes
GEN-2024-114 | 04 SOUTHEAST | G04 29SP | 337562 7EL DORADO 345 998422 8EL DORADO% 345 2 | P22:345:EES:TENGEN 7!:::EHV: | 0.07927 | Yes
GEN-2024-114 | 04 SOUTHEAST | G04 29SP | 337376 7SAREPTA% 345 337562 7EL DORADO 345 1 | P22:345:EES:TENGEN 7!:::EHV: | 0.07927 | Yes
GEN-2024-114 | 04 SOUTHEAST | G04 29SP | 337368 8MT_OLIVE% 500 337561 8EL DORADO% 500 1 | P22:345:EES:TENRUSK7!:::EHV: | 0.05016 | Yes
GEN-2024-114 | 04 SOUTHEAST | G04 29SP | 337376 7SAREPTA% 345 788340 G24-379-TAP 345 1 | P22:500:EES:8OUACHITA!:::EHV: | 0.10579 | Yes
GEN-2024-114 | 04 SOUTHEAST | G04 29SP | 337515 8MCNEIL% 500 337754 8ETTA% 500 1 | P22:500:EES:8OUACHITA!:::EHV: | 0.05603 | Yes
GEN-2024-114 | 04 SOUTHEAST | G04 29SP | 338188 8SANS SOUCI% 500 338198 8DRIVER% 500 1 | P22:500:EES:8WNEWMADRID!:::EHV: | 0.19486 | Yes
GEN-2024-114 | 04 SOUTHEAST | G04 29SP | 338157 5POWERLN_RD% 161 338170 5JONESBORO! 161 1 | P22:500:EES:8WNEWMADRID!:::EHV: | 0.25222 | Yes
GEN-2024-114 | 04 SOUTHEAST | G04 29SP | 338198 8DRIVER% 500 338400 8SANDYBAYOU% 500 1 | P22:500:EES:8WNEWMADRID!:::EHV: | 0.19486 | Yes
GEN-2024-114 | 04 SOUTHEAST | G04 29SP | 338709 5HALLIDAY# 161 338728 5GAINSVLTAP# 161 1 | P22:500:EES:8WNEWMADRID!:::EHV: | 0.06131 | Yes
GEN-2024-114 | 04 SOUTHEAST | G04 29SP | 338204 5PARAGOULD% 161 338709 5HALLIDAY# 161 1 | P22:500:EES:8WNEWMADRID!:::EHV: | 0.06131 | Yes
GEN-2024-114 | 04 SOUTHEAST | G04 29SP | 338711 5MARMADUKE# 161 338728 5GAINSVLTAP# 161 1 | P22:500:EES:8WNEWMADRID!:::EHV: | 0.06131 | Yes
GEN-2024-114 | 04 SOUTHEAST | G04 29SP | 338203 5RECTOR 161 338711 5MARMADUKE# 161 1 | P22:500:EES:8WNEWMADRID!:::EHV: | 0.06131 | Yes
GEN-2024-114 | 04 SOUTHEAST | G04 29SP | 338187 8DELL% 500 338188 8SANS SOUCI% 500 1 | P22:500:EES:8WNEWMADRID!:::EHV: | 0.19486 | Yes
GEN-2024-114 | 04 SOUTHEAST | G04 29SP | 338400 8SANDYBAYOU% 500 360021 8SHELBY TN 500 1 | P22:500:EES:8WNEWMADRID!:::EHV: | 0.19486 | Yes
GEN-2024-114 | 04 SOUTHEAST | G04 29SP | 338203 5RECTOR 161 338689 5RECTOR.N# 161 1 | P22:500:EES:8WNEWMADRID!:::EHV: | 0.06131 | Yes
GEN-2024-114 | 04 SOUTHEAST | G04 29SP | 338202 5JIM HILL% 161 338689 5RECTOR.N# 161 1 | P22:500:EES:8WNEWMADRID!:::EHV: | 0.06131 | Yes
GEN-2024-114 | 04 SOUTHEAST | G04 29SP | 337561 8EL DORADO% 500 998422 8EL DORADO% 345 2 | P22:500:EES:MOUNTOLIVE:WESTBUS::EHV: | 0.09299 | Yes
GEN-2024-114 | 04 SOUTHEAST | G04 29SP | 337562 7EL DORADO 345 998422 8EL DORADO% 345 2 | P22:500:EES:MOUNTOLIVE:WESTBUS::EHV: | 0.09299 | Yes
GEN-2024-114 | 04 SOUTHEAST | G04 29SP | 337376 7SAREPTA% 345 337562 7EL DORADO 345 1 | P22:500:EES:MOUNTOLIVE:WESTBUS::EHV: | 0.09299 | Yes
GEN-2024-114 | 04 SOUTHEAST | G04 29SP | 337753 8HS EHV% 500 337763 8MAGNETCOVE% 500 1 | P22:500:EES-EAI:8DUKE HS-1!:::EHV: | 0.06839 | Yes
GEN-2024-114 | 04 SOUTHEAST | G04 29SP | 300038 7ESSEX 345 344974 7LUTESVIL 345 1 | P23:345:AECI:7FLETCH:452::: | 0.1033 | Yes
GEN-2024-114 | 04 SOUTHEAST | G04 29SP | 344974 7LUTESVIL 345 345773 7ST FRANC 345 1 | P23:345:AECI:7FLETCH:452::: | 0.07224 | Yes
GEN-2024-114 | 04 SOUTHEAST | G04 29SP | 300038 7ESSEX 345 344974 7LUTESVIL 345 1 | P23:345:AECI:7FRANKS:994::: | 0.09749 | Yes
GEN-2024-114 | 04 SOUTHEAST | G04 29SP | 300038 7ESSEX 345 344974 7LUTESVIL 345 1 | P23:345:AECI:7GOBKNOB:912::: | 0.10149 | Yes
GEN-2024-114 | 04 SOUTHEAST | G04 29SP | 344974 7LUTESVIL 345 345773 7ST FRANC 345 1 | P23:345:AECI:7GOBKNOB:912::: | 0.07082 | Yes
GEN-2024-114 | 04 SOUTHEAST | G04 29SP | 301809 7BARNET 345 344327 7LOOSECRK 345 1 | P23:345:AECI:7MCCRED:312::: | 0.05875 | Yes
GEN-2024-114 | 04 SOUTHEAST | G04 29SP | 301809 7BARNET 345 344327 7LOOSECRK 345 1 | P23:345:AECI:7MCCRED:322::: | 0.05793 | Yes
GEN-2024-114 | 04 SOUTHEAST | G04 29SP | 301809 7BARNET 345 344327 7LOOSECRK 345 1 | P23:345:AECI:7MCCRED:352::: | 0.05996 | Yes
GEN-2024-114 | 04 SOUTHEAST | G04 29SP | 300115 5STFRANB2 161 338202 5JIM HILL% 161 1 | P23:345:AECI:7NEWMAD:354::: | 0.05603 | Yes
GEN-2024-114 | 04 SOUTHEAST | G04 29SP | 338170 5JONESBORO! 161 338703 5JONSBORO.N# 161 1 | P23:345:AECI:7NEWMAD:354::: | 0.13612 | Yes
GEN-2024-114 | 04 SOUTHEAST | G04 29SP | 300038 7ESSEX 345 344974 7LUTESVIL 345 1 | P23:345:AECI:7NEWMAD:354::: | 0.08328 | Yes
GEN-2024-114 | 04 SOUTHEAST | G04 29SP | 338703 5JONSBORO.N# 161 338706 5PARGOULD.S# 161 1 | P23:345:AECI:7NEWMAD:354::: | 0.13612 | Yes
GEN-2024-114 | 04 SOUTHEAST | G04 29SP | 338709 5HALLIDAY# 161 338728 5GAINSVLTAP# 161 1 | P23:345:AECI:7NEWMAD:354::: | 0.05885 | Yes
GEN-2024-114 | 04 SOUTHEAST | G04 29SP | 338204 5PARAGOULD% 161 338709 5HALLIDAY# 161 1 | P23:345:AECI:7NEWMAD:354::: | 0.05885 | Yes
GEN-2024-114 | 04 SOUTHEAST | G04 29SP | 338204 5PARAGOULD% 161 338706 5PARGOULD.S# 161 1 | P23:345:AECI:7NEWMAD:354::: | 0.13612 | Yes
GEN-2024-114 | 04 SOUTHEAST | G04 29SP | 338185 5DELL% 161 338806 5MANILA# 161 1 | P23:345:AECI:7NEWMAD:354::: | 0.06162 | Yes
GEN-2024-114 | 04 SOUTHEAST | G04 29SP | 338711 5MARMADUKE# 161 338728 5GAINSVLTAP# 161 1 | P23:345:AECI:7NEWMAD:354::: | 0.05885 | Yes
GEN-2024-114 | 04 SOUTHEAST | G04 29SP | 338186 5MONETTE 161 338806 5MANILA# 161 1 | P23:345:AECI:7NEWMAD:354::: | 0.06162 | Yes
GEN-2024-114 | 04 SOUTHEAST | G04 29SP | 338203 5RECTOR 161 338711 5MARMADUKE# 161 1 | P23:345:AECI:7NEWMAD:354::: | 0.05885 | Yes
GEN-2024-114 | 04 SOUTHEAST | G04 29SP | 338203 5RECTOR 161 338689 5RECTOR.N# 161 1 | P23:345:AECI:7NEWMAD:354::: | 0.05885 | Yes
GEN-2024-114 | 04 SOUTHEAST | G04 29SP | 338202 5JIM HILL% 161 338689 5RECTOR.N# 161 1 | P23:345:AECI:7NEWMAD:354::: | 0.05885 | Yes
GEN-2024-114 | 04 SOUTHEAST | G04 29SP | 338186 5MONETTE 161 338204 5PARAGOULD% 161 1 | P23:345:AECI:7NEWMAD:354::: | 0.06162 | Yes
GEN-2024-114 | 04 SOUTHEAST | G04 29SP | 300038 7ESSEX 345 344974 7LUTESVIL 345 1 | P23:345:AECI:7STFRAN:372::: | 0.09519 | Yes
GEN-2024-114 | 04 SOUTHEAST | G04 29SP | 344974 7LUTESVIL 345 345773 7ST FRANC 345 1 | P23:345:AECI:7STFRAN:372::: | 0.06687 | Yes
GEN-2024-114 | 04 SOUTHEAST | G04 29SP | 337376 7SAREPTA% 345 788340 G24-379-TAP 345 1 | P23:345:AEPW:SW SHREVEPORT CB 10500 NBTB:::: | 0.0963 | Yes
GEN-2024-114 | 04 SOUTHEAST | G04 29SP | 337368 8MT_OLIVE% 500 337561 8EL DORADO% 500 1 | P23:345:AEPW:TENASKA CB 12840 NBTB:::: | 0.05016 | Yes
GEN-2024-114 | 04 SOUTHEAST | G04 29SP | 337368 8MT_OLIVE% 500 337561 8EL DORADO% 500 1 | P23:345:AEPW:TENASKA CB 12850 NBTB:::: | 0.05057 | Yes
GEN-2024-114 | 04 SOUTHEAST | G04 29SP | 337561 8EL DORADO% 500 998422 8EL DORADO% 345 2 | P23:345:AEPW:WELSH CB 11680 NBTB:::: | 0.08273 | Yes
GEN-2024-114 | 04 SOUTHEAST | G04 29SP | 337562 7EL DORADO 345 998422 8EL DORADO% 345 2 | P23:345:AEPW:WELSH CB 11680 NBTB:::: | 0.08273 | Yes
GEN-2024-114 | 04 SOUTHEAST | G04 29SP | 337376 7SAREPTA% 345 337562 7EL DORADO 345 1 | P23:345:AEPW:WELSH CB 11680 NBTB:::: | 0.08273 | Yes
GEN-2024-114 | 04 SOUTHEAST | G04 29SP | 301809 7BARNET 345 344327 7LOOSECRK 345 1 | P23:345:AMMO:::12MONTGOMERY:EHV: | 0.0573 | Yes
GEN-2024-114 | 04 SOUTHEAST | G04 29SP | 300044 7MCCRED 345 345230 7MONTGMRY 345 1 | P23:345:AMMO:::20LOOSECREEK:EHV: | 0.06153 | Yes
GEN-2024-114 | 04 SOUTHEAST | G04 29SP | 344848 7KELSO 1 345 348294 7MASS 345 1 | P23:345:AMMO:::25STFRANCOIS:EHV: | 0.05573 | Yes
GEN-2024-114 | 04 SOUTHEAST | G04 29SP | 344848 7KELSO 1 345 344849 7KELSO 2 345 Z | P23:345:AMMO:::25STFRANCOIS:EHV: | 0.0502 | Yes
GEN-2024-114 | 04 SOUTHEAST | G04 29SP | 338188 8SANS SOUCI% 500 338198 8DRIVER% 500 1 | P23:345:AMMO:::8LUTESVILLE:EHV: | 0.19436 | Yes
GEN-2024-114 | 04 SOUTHEAST | G04 29SP | 338198 8DRIVER% 500 338400 8SANDYBAYOU% 500 1 | P23:345:AMMO:::8LUTESVILLE:EHV: | 0.19436 | Yes
GEN-2024-114 | 04 SOUTHEAST | G04 29SP | 500260 DOLHILL6 230 500250 DOLHILL7 345 1 | P23:345:EES::7ROCKYCRK%:1:EHV: | 0.07109 | Yes
GEN-2024-114 | 04 SOUTHEAST | G04 29SP | 500250 DOLHILL7 345 507760 SW SHV 7 345 1 | P23:345:EES::7ROCKYCRK%:1:EHV: | 0.07109 | Yes
GEN-2024-114 | 04 SOUTHEAST | G04 29SP | 500140 CARROLL6 230 500260 DOLHILL6 230 1 | P23:345:EES::7ROCKYCRK%:1:EHV: | 0.05964 | Yes
GEN-2024-114 | 04 SOUTHEAST | G04 29SP | 500140 CARROLL6 230 500465 6LAYFLD 230 1 | P23:345:EES::7ROCKYCRK%:1:EHV: | 0.06228 | Yes
GEN-2024-114 | 04 SOUTHEAST | G04 29SP | 337376 7SAREPTA% 345 788340 G24-379-TAP 345 1 | P23:345:EES::7ROCKYCRK%:1:EHV: | 0.11487 | Yes
GEN-2024-114 | 04 SOUTHEAST | G04 29SP | 500465 6LAYFLD 230 997454 LAYFLD AUTO 230 1 | P23:345:EES::7ROCKYCRK%:1:EHV: | 0.05191 | Yes
GEN-2024-114 | 04 SOUTHEAST | G04 29SP | 509366 LAYFLD8 500 997454 LAYFLD AUTO 230 1 | P23:345:EES::7ROCKYCRK%:1:EHV: | 0.05191 | Yes
GEN-2024-114 | 04 SOUTHEAST | G04 29SP | 338188 8SANS SOUCI% 500 338198 8DRIVER% 500 1 | P23:500:AECI:8WNEWMADRID:5022::: | 0.19486 | Yes
GEN-2024-114 | 04 SOUTHEAST | G04 29SP | 338198 8DRIVER% 500 338400 8SANDYBAYOU% 500 1 | P23:500:AECI:8WNEWMADRID:5022::: | 0.19486 | Yes
GEN-2024-114 | 04 SOUTHEAST | G04 29SP | 338709 5HALLIDAY# 161 338728 5GAINSVLTAP# 161 1 | P23:500:AECI:8WNEWMADRID:5022::: | 0.06131 | Yes
GEN-2024-114 | 04 SOUTHEAST | G04 29SP | 338204 5PARAGOULD% 161 338709 5HALLIDAY# 161 1 | P23:500:AECI:8WNEWMADRID:5022::: | 0.06131 | Yes
GEN-2024-114 | 04 SOUTHEAST | G04 29SP | 338711 5MARMADUKE# 161 338728 5GAINSVLTAP# 161 1 | P23:500:AECI:8WNEWMADRID:5022::: | 0.06131 | Yes
GEN-2024-114 | 04 SOUTHEAST | G04 29SP | 338203 5RECTOR 161 338711 5MARMADUKE# 161 1 | P23:500:AECI:8WNEWMADRID:5022::: | 0.06131 | Yes
GEN-2024-114 | 04 SOUTHEAST | G04 29SP | 338187 8DELL% 500 338188 8SANS SOUCI% 500 1 | P23:500:AECI:8WNEWMADRID:5022::: | 0.19486 | Yes
GEN-2024-114 | 04 SOUTHEAST | G04 29SP | 338400 8SANDYBAYOU% 500 360021 8SHELBY TN 500 1 | P23:500:AECI:8WNEWMADRID:5022::: | 0.19486 | Yes
GEN-2024-114 | 04 SOUTHEAST | G04 29SP | 338203 5RECTOR 161 338689 5RECTOR.N# 161 1 | P23:500:AECI:8WNEWMADRID:5022::: | 0.06131 | Yes
GEN-2024-114 | 04 SOUTHEAST | G04 29SP | 338202 5JIM HILL% 161 338689 5RECTOR.N# 161 1 | P23:500:AECI:8WNEWMADRID:5022::: | 0.06131 | Yes
GEN-2024-114 | 04 SOUTHEAST | G04 29SP | 338188 8SANS SOUCI% 500 338198 8DRIVER% 500 1 | P23:500:AECI:8WNEWMADRID:5082::: | 0.19486 | Yes
GEN-2024-114 | 04 SOUTHEAST | G04 29SP | 338157 5POWERLN_RD% 161 338170 5JONESBORO! 161 1 | P23:500:AECI:8WNEWMADRID:5082::: | 0.25222 | Yes
GEN-2024-114 | 04 SOUTHEAST | G04 29SP | 338198 8DRIVER% 500 338400 8SANDYBAYOU% 500 1 | P23:500:AECI:8WNEWMADRID:5082::: | 0.19486 | Yes
GEN-2024-114 | 04 SOUTHEAST | G04 29SP | 338709 5HALLIDAY# 161 338728 5GAINSVLTAP# 161 1 | P23:500:AECI:8WNEWMADRID:5082::: | 0.06131 | Yes
GEN-2024-114 | 04 SOUTHEAST | G04 29SP | 338204 5PARAGOULD% 161 338709 5HALLIDAY# 161 1 | P23:500:AECI:8WNEWMADRID:5082::: | 0.06131 | Yes
GEN-2024-114 | 04 SOUTHEAST | G04 29SP | 338711 5MARMADUKE# 161 338728 5GAINSVLTAP# 161 1 | P23:500:AECI:8WNEWMADRID:5082::: | 0.06131 | Yes
GEN-2024-114 | 04 SOUTHEAST | G04 29SP | 338203 5RECTOR 161 338711 5MARMADUKE# 161 1 | P23:500:AECI:8WNEWMADRID:5082::: | 0.06131 | Yes
GEN-2024-114 | 04 SOUTHEAST | G04 29SP | 338187 8DELL% 500 338188 8SANS SOUCI% 500 1 | P23:500:AECI:8WNEWMADRID:5082::: | 0.19486 | Yes
GEN-2024-114 | 04 SOUTHEAST | G04 29SP | 338400 8SANDYBAYOU% 500 360021 8SHELBY TN 500 1 | P23:500:AECI:8WNEWMADRID:5082::: | 0.19486 | Yes
GEN-2024-114 | 04 SOUTHEAST | G04 29SP | 338203 5RECTOR 161 338689 5RECTOR.N# 161 1 | P23:500:AECI:8WNEWMADRID:5082::: | 0.06131 | Yes
GEN-2024-114 | 04 SOUTHEAST | G04 29SP | 338202 5JIM HILL% 161 338689 5RECTOR.N# 161 1 | P23:500:AECI:8WNEWMADRID:5082::: | 0.06131 | Yes
GEN-2024-114 | 04 SOUTHEAST | G04 29SP | 337643 8SHERIDAN% 500 337763 8MAGNETCOVE% 500 1 | P23:500:EES:EL DORADO EHV:B9242::EHV: | 0.12302 | Yes
GEN-2024-114 | 04 SOUTHEAST | G04 29SP | 337753 8HS EHV% 500 337754 8ETTA% 500 1 | P23:500:EES:EL DORADO EHV:B9242::EHV: | 0.1096 | Yes
GEN-2024-114 | 04 SOUTHEAST | G04 29SP | 337515 8MCNEIL% 500 337561 8EL DORADO% 500 1 | P23:500:EES:EL DORADO EHV:B9242::EHV: | 0.07969 | Yes
GEN-2024-114 | 04 SOUTHEAST | G04 29SP | 337753 8HS EHV% 500 337763 8MAGNETCOVE% 500 1 | P23:500:EES:EL DORADO EHV:B9242::EHV: | 0.12302 | Yes
GEN-2024-114 | 04 SOUTHEAST | G04 29SP | 338056 CHALKBLUFFPV 500 338162 8W.MEMPHIS% 500 1 | P23:500:EES:ISES:B6110::EHV: | 0.12179 | Yes
GEN-2024-114 | 04 SOUTHEAST | G04 29SP | 337957 8KEO% 500 338056 CHALKBLUFFPV 500 1 | P23:500:EES:ISES:B6110::EHV: | 0.12179 | Yes
GEN-2024-114 | 04 SOUTHEAST | G04 29SP | 338165 5MARKEDTREE! 161 338167 5HARRISBURG+ 161 1 | P23:500:EES:ISES:B6110::EHV: | 0.06898 | Yes
GEN-2024-114 | 04 SOUTHEAST | G04 29SP | 338162 8W.MEMPHIS% 500 360075 8BHAM STEEL 500 1 | P23:500:EES:ISES:B6110::EHV: | 0.05029 | Yes
GEN-2024-114 | 04 SOUTHEAST | G04 29SP | 338170 5JONESBORO! 161 338171 5CASH 161 1 | P23:500:EES:ISES:B6110::EHV: | 0.12055 | Yes
GEN-2024-114 | 04 SOUTHEAST | G04 29SP | 338171 5CASH 161 338177 NEWPORTSOLAR 161 1 | P23:500:EES:ISES:B6110::EHV: | 0.12055 | Yes
GEN-2024-114 | 04 SOUTHEAST | G04 29SP | 337926 5QUITMAN! 161 338112 5HEBER.S 161 1 | P23:500:EES:ISES:B6110::EHV: | 0.1646 | Yes
GEN-2024-114 | 04 SOUTHEAST | G04 29SP | 338167 5HARRISBURG+ 161 338169 5TRUMANN 161 1 | P23:500:EES:ISES:B6110::EHV: | 0.06898 | Yes
GEN-2024-114 | 04 SOUTHEAST | G04 29SP | 338151 5NEWPORT! 161 338173 5NEWPORT IND 161 1 | P23:500:EES:ISES:B6110::EHV: | 0.05293 | Yes
GEN-2024-114 | 04 SOUTHEAST | G04 29SP | 337926 5QUITMAN! 161 337940 5HAMLET% 161 1 | P23:500:EES:ISES:B6110::EHV: | 0.09762 | Yes
GEN-2024-114 | 04 SOUTHEAST | G04 29SP | 338151 5NEWPORT! 161 338158 5MALLORY% 161 1 | P23:500:EES:ISES:B6110::EHV: | 0.05201 | Yes
GEN-2024-114 | 04 SOUTHEAST | G04 29SP | 338158 5MALLORY% 161 338172 5NEWPORT AB 161 1 | P23:500:EES:ISES:B6110::EHV: | 0.12055 | Yes
GEN-2024-114 | 04 SOUTHEAST | G04 29SP | 338158 5MALLORY% 161 338173 5NEWPORT IND 161 1 | P23:500:EES:ISES:B6110::EHV: | 0.05293 | Yes
GEN-2024-114 | 04 SOUTHEAST | G04 29SP | 338172 5NEWPORT AB 161 338177 NEWPORTSOLAR 161 1 | P23:500:EES:ISES:B6110::EHV: | 0.12055 | Yes
GEN-2024-114 | 04 SOUTHEAST | G04 29SP | 338112 5HEBER.S 161 338113 5HEBER IND 161 1 | P23:500:EES:ISES:B6110::EHV: | 0.1646 | Yes
GEN-2024-114 | 04 SOUTHEAST | G04 29SP | 338113 5HEBER IND 161 338758 5HEBER.N# 161 1 | P23:500:EES:ISES:B6110::EHV: | 0.1646 | Yes
GEN-2024-114 | 04 SOUTHEAST | G04 29SP | 338169 5TRUMANN 161 338707 5TRUMANN.W# 161 1 | P23:500:EES:ISES:B6110::EHV: | 0.06898 | Yes
GEN-2024-114 | 04 SOUTHEAST | G04 29SP | 338157 5POWERLN_RD% 161 338707 5TRUMANN.W# 161 1 | P23:500:EES:ISES:B6110::EHV: | 0.06898 | Yes
GEN-2024-114 | 04 SOUTHEAST | G04 29SP | 337909 8ANO% 500 337922 8P.HILL% 500 1 | P23:500:EES:MAGNETCOVE:B7435::EHV: | 0.11999 | Yes
GEN-2024-114 | 04 SOUTHEAST | G04 29SP | 337922 8P.HILL% 500 337937 8MAYFLOWER% 500 1 | P23:500:EES:MAGNETCOVE:B7435::EHV: | 0.06587 | Yes
GEN-2024-114 | 04 SOUTHEAST | G04 29SP | 337561 8EL DORADO% 500 337643 8SHERIDAN% 500 1 | P23:500:EES:MAGNETCOVE:B7435::EHV: | 0.13582 | Yes
GEN-2024-114 | 04 SOUTHEAST | G04 29SP | 337808 8MABELVALE% 500 337909 8ANO% 500 1 | P23:500:EES:MAGNETCOVE:B7435::EHV: | 0.07035 | Yes
GEN-2024-114 | 04 SOUTHEAST | G04 29SP | 337909 8ANO% 500 337922 8P.HILL% 500 1 | P23:500:EES:MAGNETCOVE:B7446::EHV: | 0.11999 | Yes
GEN-2024-114 | 04 SOUTHEAST | G04 29SP | 337922 8P.HILL% 500 337937 8MAYFLOWER% 500 1 | P23:500:EES:MAGNETCOVE:B7446::EHV: | 0.06587 | Yes
GEN-2024-114 | 04 SOUTHEAST | G04 29SP | 337561 8EL DORADO% 500 337643 8SHERIDAN% 500 1 | P23:500:EES:MAGNETCOVE:B7446::EHV: | 0.13582 | Yes
GEN-2024-114 | 04 SOUTHEAST | G04 29SP | 337808 8MABELVALE% 500 337909 8ANO% 500 1 | P23:500:EES:MAGNETCOVE:B7446::EHV: | 0.07035 | Yes
GEN-2024-114 | 04 SOUTHEAST | G04 29SP | 337651 8WHT BLUFF% 500 337957 8KEO% 500 1 | P23:500:EES:MOUNTSOLIVE:R3976::EHV: | 0.1142 | Yes
GEN-2024-114 | 04 SOUTHEAST | G04 29SP | 337753 8HS EHV% 500 337754 8ETTA% 500 1 | P23:500:EES:MOUNTSOLIVE:R3976::EHV: | 0.0503 | Yes
GEN-2024-114 | 04 SOUTHEAST | G04 29SP | 337561 8EL DORADO% 500 998422 8EL DORADO% 345 2 | P23:500:EES:MOUNTSOLIVE:R3976::EHV: | 0.09585 | Yes
GEN-2024-114 | 04 SOUTHEAST | G04 29SP | 337562 7EL DORADO 345 998422 8EL DORADO% 345 2 | P23:500:EES:MOUNTSOLIVE:R3976::EHV: | 0.09585 | Yes
GEN-2024-114 | 04 SOUTHEAST | G04 29SP | 337376 7SAREPTA% 345 337562 7EL DORADO 345 1 | P23:500:EES:MOUNTSOLIVE:R3976::EHV: | 0.09585 | Yes
GEN-2024-114 | 04 SOUTHEAST | G04 29SP | 337561 8EL DORADO% 500 337643 8SHERIDAN% 500 1 | P23:500:EES:MOUNTSOLIVE:R3976::EHV: | 0.08978 | Yes
GEN-2024-114 | 04 SOUTHEAST | G04 29SP | 338056 CHALKBLUFFPV 500 338162 8W.MEMPHIS% 500 1 | P23:500:EES:PERRYVILLE:R7372::EHV: | 0.05958 | Yes
GEN-2024-114 | 04 SOUTHEAST | G04 29SP | 337957 8KEO% 500 338056 CHALKBLUFFPV 500 1 | P23:500:EES:PERRYVILLE:R7372::EHV: | 0.05958 | Yes
GEN-2024-114 | 04 SOUTHEAST | G04 29SP | 337368 8MT_OLIVE% 500 337561 8EL DORADO% 500 1 | P23:500:EES:PERRYVILLE:R7372::EHV: | 0.05662 | Yes
GEN-2024-114 | 04 SOUTHEAST | G04 29SP | 335368 8WELLS% 500 335500 8WEBRE% 500 1 | P23:500:EES:PERRYVILLE:R7372::EHV: | 0.05312 | Yes
GEN-2024-114 | 04 SOUTHEAST | G04 29SP | 337368 8MT_OLIVE% 500 509366 LAYFLD8 500 1 | P23:500:EES:PERRYVILLE:R7372::EHV: | 0.0506 | Yes
GEN-2024-114 | 04 SOUTHEAST | G04 29SP | 338056 CHALKBLUFFPV 500 338162 8W.MEMPHIS% 500 1 | P23:500:EES:PERRYVILLE:R9872::EHV: | 0.05958 | Yes
GEN-2024-114 | 04 SOUTHEAST | G04 29SP | 337957 8KEO% 500 338056 CHALKBLUFFPV 500 1 | P23:500:EES:PERRYVILLE:R9872::EHV: | 0.05958 | Yes
GEN-2024-114 | 04 SOUTHEAST | G04 29SP | 337368 8MT_OLIVE% 500 337561 8EL DORADO% 500 1 | P23:500:EES:PERRYVILLE:R9872::EHV: | 0.05662 | Yes
GEN-2024-114 | 04 SOUTHEAST | G04 29SP | 337957 8KEO% 500 338140 8HOLND BTM% 500 1 | P23:500:EES:PERRYVILLE:R9872::EHV: | 0.19895 | Yes
GEN-2024-114 | 04 SOUTHEAST | G04 29SP | 337651 8WHT BLUFF% 500 337957 8KEO% 500 1 | P23:500:EES:PERRYVILLE:R9872::EHV: | 0.12245 | Yes
GEN-2024-114 | 04 SOUTHEAST | G04 29SP | 338145 8ISES% 500 338156 8POWERLN_RD% 500 1 | P23:500:EES:PERRYVILLE:R9872::EHV: | 0.10559 | Yes
GEN-2024-114 | 04 SOUTHEAST | G04 29SP | 338140 8HOLND BTM% 500 338145 8ISES% 500 1 | P23:500:EES:PERRYVILLE:R9872::EHV: | 0.177 | Yes
GEN-2024-114 | 04 SOUTHEAST | G04 29SP | 338188 8SANS SOUCI% 500 338198 8DRIVER% 500 1 | P23:500:EES:PERRYVILLE:R9872::EHV: | 0.16917 | Yes
GEN-2024-114 | 04 SOUTHEAST | G04 29SP | 337860 8WRIGHTSVLE% 500 337957 8KEO% 500 1 | P23:500:EES:PERRYVILLE:R9872::EHV: | 0.13608 | Yes
GEN-2024-114 | 04 SOUTHEAST | G04 29SP | 335368 8WELLS% 500 335500 8WEBRE% 500 1 | P23:500:EES:PERRYVILLE:R9872::EHV: | 0.05312 | Yes
GEN-2024-114 | 04 SOUTHEAST | G04 29SP | 337643 8SHERIDAN% 500 337763 8MAGNETCOVE% 500 1 | P23:500:EES:PERRYVILLE:R9872::EHV: | 0.06988 | Yes
GEN-2024-114 | 04 SOUTHEAST | G04 29SP | 337368 8MT_OLIVE% 500 509366 LAYFLD8 500 1 | P23:500:EES:PERRYVILLE:R9872::EHV: | 0.0506 | Yes
GEN-2024-114 | 04 SOUTHEAST | G04 29SP | 337643 8SHERIDAN% 500 337808 8MABELVALE% 500 1 | P23:500:EES:PERRYVILLE:R9872::EHV: | 0.05212 | Yes
GEN-2024-114 | 04 SOUTHEAST | G04 29SP | 338156 8POWERLN_RD% 500 338187 8DELL% 500 1 | P23:500:EES:PERRYVILLE:R9872::EHV: | 0.15759 | Yes
GEN-2024-114 | 04 SOUTHEAST | G04 29SP | 337753 8HS EHV% 500 337754 8ETTA% 500 1 | P23:500:EES:PERRYVILLE:R9872::EHV: | 0.05798 | Yes
GEN-2024-114 | 04 SOUTHEAST | G04 29SP | 337561 8EL DORADO% 500 337643 8SHERIDAN% 500 1 | P23:500:EES:PERRYVILLE:R9872::EHV: | 0.10632 | Yes
GEN-2024-114 | 04 SOUTHEAST | G04 29SP | 337808 8MABELVALE% 500 337860 8WRIGHTSVLE% 500 1 | P23:500:EES:PERRYVILLE:R9872::EHV: | 0.13715 | Yes
GEN-2024-114 | 04 SOUTHEAST | G04 29SP | 337643 8SHERIDAN% 500 337651 8WHT BLUFF% 500 1 | P23:500:EES:PERRYVILLE:R9872::EHV: | 0.12407 | Yes
GEN-2024-114 | 04 SOUTHEAST | G04 29SP | 337561 8EL DORADO% 500 998422 8EL DORADO% 345 2 | P23:500:EES:PERRYVILLE:R9872::EHV: | 0.08274 | Yes
GEN-2024-114 | 04 SOUTHEAST | G04 29SP | 337562 7EL DORADO 345 998422 8EL DORADO% 345 2 | P23:500:EES:PERRYVILLE:R9872::EHV: | 0.08274 | Yes
GEN-2024-114 | 04 SOUTHEAST | G04 29SP | 337376 7SAREPTA% 345 337562 7EL DORADO 345 1 | P23:500:EES:PERRYVILLE:R9872::EHV: | 0.08274 | Yes
GEN-2024-114 | 04 SOUTHEAST | G04 29SP | 337753 8HS EHV% 500 337763 8MAGNETCOVE% 500 1 | P23:500:EES:PERRYVILLE:R9872::EHV: | 0.06988 | Yes
GEN-2024-114 | 04 SOUTHEAST | G04 29SP | 338162 8W.MEMPHIS% 500 360075 8BHAM STEEL 500 1 | P23:500:EES:SANS SOUCI:B3925::EHV: | 0.06126 | Yes
GEN-2024-114 | 04 SOUTHEAST | G04 29SP | 338156 8POWERLN_RD% 500 998386 8POWERLN_RD% 161 1 | P23:500:EES:SANS SOUCI:B3925::EHV: | 0.24577 | Yes
GEN-2024-114 | 04 SOUTHEAST | G04 29SP | 338157 5POWERLN_RD% 161 998386 8POWERLN_RD% 161 1 | P23:500:EES:SANS SOUCI:B3925::EHV: | 0.24577 | Yes
GEN-2024-114 | 04 SOUTHEAST | G04 29SP | 301406 8WNEWMADRID 500 338187 8DELL% 500 1 | P23:500:EES:SANS SOUCI:B3925::EHV: | 0.11363 | Yes
GEN-2024-114 | 04 SOUTHEAST | G04 29SP | 344848 7KELSO 1 345 348294 7MASS 345 1 | P23:500:EES:SANS SOUCI:B3925::EHV: | 0.05372 | Yes
GEN-2024-114 | 04 SOUTHEAST | G04 29SP | 337376 7SAREPTA% 345 788340 G24-379-TAP 345 1 | P23:500:EES:STERLINGTON:R2092::EHV: | 0.10578 | Yes
GEN-2024-114 | 04 SOUTHEAST | G04 29SP | 337515 8MCNEIL% 500 337754 8ETTA% 500 1 | P23:500:EES:STERLINGTON:R2092::EHV: | 0.05604 | Yes
GEN-2024-114 | 04 SOUTHEAST | G04 29SP | 338056 CHALKBLUFFPV 500 338162 8W.MEMPHIS% 500 1 | P23:500:EES:STERLINGTON:R2196::EHV: | 0.05929 | Yes
GEN-2024-114 | 04 SOUTHEAST | G04 29SP | 337368 8MT_OLIVE% 500 337561 8EL DORADO% 500 1 | P23:500:EES:STERLINGTON:R2196::EHV: | 0.05494 | Yes
GEN-2024-114 | 04 SOUTHEAST | G04 29SP | 337643 8SHERIDAN% 500 337808 8MABELVALE% 500 1 | P23:500:EES:STERLINGTON:R2196::EHV: | 0.05199 | Yes
GEN-2024-114 | 04 SOUTHEAST | G04 29SP | 337561 8EL DORADO% 500 337643 8SHERIDAN% 500 1 | P23:500:EES:STERLINGTON:R2196::EHV: | 0.10634 | Yes
GEN-2024-114 | 04 SOUTHEAST | G04 29SP | 338056 CHALKBLUFFPV 500 338162 8W.MEMPHIS% 500 1 | P23:500:EES:STERLINGTON:R3594::EHV: | 0.05929 | Yes
GEN-2024-114 | 04 SOUTHEAST | G04 29SP | 337368 8MT_OLIVE% 500 337561 8EL DORADO% 500 1 | P23:500:EES:STERLINGTON:R3594::EHV: | 0.05494 | Yes
GEN-2024-114 | 04 SOUTHEAST | G04 29SP | 337643 8SHERIDAN% 500 337808 8MABELVALE% 500 1 | P23:500:EES:STERLINGTON:R3594::EHV: | 0.05199 | Yes
GEN-2024-114 | 04 SOUTHEAST | G04 29SP | 337753 8HS EHV% 500 337754 8ETTA% 500 1 | P23:500:EES:STERLINGTON:R3594::EHV: | 0.05793 | Yes
GEN-2024-114 | 04 SOUTHEAST | G04 29SP | 337561 8EL DORADO% 500 337643 8SHERIDAN% 500 1 | P23:500:EES:STERLINGTON:R3594::EHV: | 0.10634 | Yes
GEN-2024-114 | 04 SOUTHEAST | G04 29SP | 337651 8WHT BLUFF% 500 337957 8KEO% 500 1 | P23:500:EES:WRIGHTSVILLE:B8206::EHV: | 0.21398 | Yes
GEN-2024-114 | 04 SOUTHEAST | G04 29SP | 337643 8SHERIDAN% 500 337651 8WHT BLUFF% 500 1 | P23:500:EES:WRIGHTSVILLE:B8206::EHV: | 0.21147 | Yes
GEN-2024-114 | 04 SOUTHEAST | G04 29SP | 337651 8WHT BLUFF% 500 337957 8KEO% 500 1 | P23:500:EES:WRIGHTSVILLE:B8214::EHV: | 0.22193 | Yes
GEN-2024-114 | 04 SOUTHEAST | G04 29SP | 337643 8SHERIDAN% 500 337651 8WHT BLUFF% 500 1 | P23:500:EES:WRIGHTSVILLE:B8214::EHV: | 0.21148 | Yes
GEN-2024-114 | 04 SOUTHEAST | G04 29SP | 337909 8ANO% 500 515305 FTSMITH8 500 1 | P23:500:EES-EAI:8P.HILL%:B4335::EHV: | 0.17531 | Yes
GEN-2024-114 | 04 SOUTHEAST | G04 29SP | 337926 5QUITMAN! 161 337940 5HAMLET% 161 1 | P23:500:EES-EAI:8P.HILL%:B4335::EHV: | 0.09063 | Yes
GEN-2024-114 | 04 SOUTHEAST | G04 29SP | 337808 8MABELVALE% 500 337909 8ANO% 500 1 | P23:500:EES-EAI:8P.HILL%:B4335::EHV: | 0.13387 | Yes
GEN-2024-114 | 04 SOUTHEAST | G04 29SP | 337651 8WHT BLUFF% 500 337957 8KEO% 500 1 | P23:500:EES-EAI:8WRIGHTSVLE%:2::EHV: | 0.21398 | Yes
GEN-2024-114 | 04 SOUTHEAST | G04 29SP | 337643 8SHERIDAN% 500 337651 8WHT BLUFF% 500 1 | P23:500:EES-EAI:8WRIGHTSVLE%:2::EHV: | 0.21147 | Yes
GEN-2024-114 | 04 SOUTHEAST | G04 29SP | 337651 8WHT BLUFF% 500 337957 8KEO% 500 1 | P23:500:EES-EAI:8WRIGHTSVLE%:6::EHV: | 0.22193 | Yes
GEN-2024-114 | 04 SOUTHEAST | G04 29SP | 337643 8SHERIDAN% 500 337651 8WHT BLUFF% 500 1 | P23:500:EES-EAI:8WRIGHTSVLE%:6::EHV: | 0.21148 | Yes
GEN-2024-114 | 04 SOUTHEAST | G04 29SP | 337925 5GREENBRIER 161 337926 5QUITMAN! 161 1 | P23:500:EES-EAI:ARK_NU:B5106::EHV: | 0.06761 | Yes
GEN-2024-114 | 04 SOUTHEAST | G04 29SP | 337919 5BONO 161 337923 5P.HILL% 161 1 | P23:500:EES-EAI:ARK_NU:B5106::EHV: | 0.06761 | Yes
GEN-2024-114 | 04 SOUTHEAST | G04 29SP | 337919 5BONO 161 337925 5GREENBRIER 161 1 | P23:500:EES-EAI:ARK_NU:B5106::EHV: | 0.06761 | Yes
GEN-2024-114 | 04 SOUTHEAST | G04 29SP | 338832 5CLINTON.W# 161 338834 5BOTKINBURG# 161 1 | P23:500:EES-EAI:ARK_NU:B5106::EHV: | 0.0833 | Yes
GEN-2024-114 | 04 SOUTHEAST | G04 29SP | 338109 5MARSHALL 161 338834 5BOTKINBURG# 161 1 | P23:500:EES-EAI:ARK_NU:B5106::EHV: | 0.0833 | Yes
GEN-2024-114 | 04 SOUTHEAST | G04 29SP | 338109 5MARSHALL 161 338517 5MARSHALL# 161 1 | P23:500:EES-EAI:ARK_NU:B5106::EHV: | 0.0833 | Yes
GEN-2024-114 | 04 SOUTHEAST | G04 29SP | 338110 5HILLTOP% 161 338517 5MARSHALL# 161 1 | P23:500:EES-EAI:ARK_NU:B5106::EHV: | 0.0833 | Yes
GEN-2024-114 | 04 SOUTHEAST | G04 29SP | 337904 5RUSSELVL.S 161 337905 5RUSSELVL.E! 161 1 | P23:500:EES-EAI:ARK_NU:B5106::EHV: | 0.075 | Yes
GEN-2024-114 | 04 SOUTHEAST | G04 29SP | 337860 8WRIGHTSVLE% 500 337957 8KEO% 500 1 | P23:500:EES-EAI:ARK_NU:B5106::EHV: | 0.08086 | Yes
GEN-2024-114 | 04 SOUTHEAST | G04 29SP | 337904 5RUSSELVL.S 161 505508 DARDANE5 161 1 | P23:500:EES-EAI:ARK_NU:B5106::EHV: | 0.075 | Yes
GEN-2024-114 | 04 SOUTHEAST | G04 29SP | 337808 8MABELVALE% 500 337860 8WRIGHTSVLE% 500 1 | P23:500:EES-EAI:ARK_NU:B5106::EHV: | 0.08146 | Yes
GEN-2024-114 | 04 SOUTHEAST | G04 29SP | 338162 8W.MEMPHIS% 500 360075 8BHAM STEEL 500 1 | P23:500:EES-EAI:DELL:B8320::EHV: | 0.05014 | Yes
GEN-2024-114 | 04 SOUTHEAST | G04 29SP | 338170 5JONESBORO! 161 338703 5JONSBORO.N# 161 1 | P23:500:EES-EAI:DELL:B8320::EHV: | 0.15429 | Yes
GEN-2024-114 | 04 SOUTHEAST | G04 29SP | 338156 8POWERLN_RD% 500 998386 8POWERLN_RD% 161 1 | P23:500:EES-EAI:DELL:B8320::EHV: | 0.21254 | Yes
GEN-2024-114 | 04 SOUTHEAST | G04 29SP | 338157 5POWERLN_RD% 161 998386 8POWERLN_RD% 161 1 | P23:500:EES-EAI:DELL:B8320::EHV: | 0.21254 | Yes
GEN-2024-114 | 04 SOUTHEAST | G04 29SP | 338703 5JONSBORO.N# 161 338706 5PARGOULD.S# 161 1 | P23:500:EES-EAI:DELL:B8320::EHV: | 0.15429 | Yes
GEN-2024-114 | 04 SOUTHEAST | G04 29SP | 338157 5POWERLN_RD% 161 338170 5JONESBORO! 161 1 | P23:500:EES-EAI:DELL:B8320::EHV: | 0.22878 | Yes
GEN-2024-114 | 04 SOUTHEAST | G04 29SP | 338204 5PARAGOULD% 161 338706 5PARGOULD.S# 161 1 | P23:500:EES-EAI:DELL:B8320::EHV: | 0.15429 | Yes
GEN-2024-114 | 04 SOUTHEAST | G04 29SP | 338151 5NEWPORT! 161 338173 5NEWPORT IND 161 1 | P23:500:EES-EAI:DELL:B8320::EHV: | 0.05746 | Yes
GEN-2024-114 | 04 SOUTHEAST | G04 29SP | 338151 5NEWPORT! 161 338158 5MALLORY% 161 1 | P23:500:EES-EAI:DELL:B8320::EHV: | 0.05647 | Yes
GEN-2024-114 | 04 SOUTHEAST | G04 29SP | 338158 5MALLORY% 161 338173 5NEWPORT IND 161 1 | P23:500:EES-EAI:DELL:B8320::EHV: | 0.05746 | Yes
GEN-2024-114 | 04 SOUTHEAST | G04 29SP | 338170 5JONESBORO! 161 505418 JONESBO5 161 1 | P23:500:EES-EAI:DELL:B8320::EHV: | 0.51226 | Yes
GEN-2024-114 | 04 SOUTHEAST | G04 29SP | 338186 5MONETTE 161 338204 5PARAGOULD% 161 1 | P23:500:EES-EAI:DELL:B8320::EHV: | 0.07723 | Yes
GEN-2024-114 | 04 SOUTHEAST | G04 29SP | 338709 5HALLIDAY# 161 338728 5GAINSVLTAP# 161 1 | P23:500:EES-EAI:DELL:B8320::EHV: | 0.06366 | Yes
GEN-2024-114 | 04 SOUTHEAST | G04 29SP | 338186 5MONETTE 161 338806 5MANILA# 161 1 | P23:500:EES-EAI:DELL:B8320::EHV: | 0.07723 | Yes
GEN-2024-114 | 04 SOUTHEAST | G04 29SP | 338204 5PARAGOULD% 161 338709 5HALLIDAY# 161 1 | P23:500:EES-EAI:DELL:B8320::EHV: | 0.06366 | Yes
GEN-2024-114 | 04 SOUTHEAST | G04 29SP | 338711 5MARMADUKE# 161 338728 5GAINSVLTAP# 161 1 | P23:500:EES-EAI:DELL:B8320::EHV: | 0.06366 | Yes
GEN-2024-114 | 04 SOUTHEAST | G04 29SP | 338203 5RECTOR 161 338711 5MARMADUKE# 161 1 | P23:500:EES-EAI:DELL:B8320::EHV: | 0.06366 | Yes
GEN-2024-114 | 04 SOUTHEAST | G04 29SP | 338400 8SANDYBAYOU% 500 360021 8SHELBY TN 500 1 | P23:500:EES-EAI:DELL:B8320::EHV: | 0.08291 | Yes
GEN-2024-114 | 04 SOUTHEAST | G04 29SP | 338187 8DELL% 500 338188 8SANS SOUCI% 500 1 | P23:500:EES-EAI:DELL:B8320::EHV: | 0.08291 | Yes
GEN-2024-114 | 04 SOUTHEAST | G04 29SP | 338203 5RECTOR 161 338689 5RECTOR.N# 161 1 | P23:500:EES-EAI:DELL:B8320::EHV: | 0.06366 | Yes
GEN-2024-114 | 04 SOUTHEAST | G04 29SP | 338157 5POWERLN_RD% 161 338707 5TRUMANN.W# 161 1 | P23:500:EES-EAI:DELL:B8320::EHV: | 0.07827 | Yes
GEN-2024-114 | 04 SOUTHEAST | G04 29SP | 338202 5JIM HILL% 161 338689 5RECTOR.N# 161 1 | P23:500:EES-EAI:DELL:B8320::EHV: | 0.06366 | Yes
GEN-2024-114 | 04 SOUTHEAST | G04 29SP | 338056 CHALKBLUFFPV 500 338162 8W.MEMPHIS% 500 1 | P23:500:EES-EAI:ISES:B6118::EHV: | 0.08637 | Yes
GEN-2024-114 | 04 SOUTHEAST | G04 29SP | 338170 5JONESBORO! 161 338171 5CASH 161 1 | P23:500:EES-EAI:ISES:B6118::EHV: | 0.14697 | Yes
GEN-2024-114 | 04 SOUTHEAST | G04 29SP | 338171 5CASH 161 338177 NEWPORTSOLAR 161 1 | P23:500:EES-EAI:ISES:B6118::EHV: | 0.14697 | Yes
GEN-2024-114 | 04 SOUTHEAST | G04 29SP | 338165 5MARKEDTREE! 161 338167 5HARRISBURG+ 161 1 | P23:500:EES-EAI:ISES:B6118::EHV: | 0.07036 | Yes
GEN-2024-114 | 04 SOUTHEAST | G04 29SP | 337957 8KEO% 500 338056 CHALKBLUFFPV 500 1 | P23:500:EES-EAI:ISES:B6118::EHV: | 0.08637 | Yes
GEN-2024-114 | 04 SOUTHEAST | G04 29SP | 337926 5QUITMAN! 161 338112 5HEBER.S 161 1 | P23:500:EES-EAI:ISES:B6118::EHV: | 0.15972 | Yes
GEN-2024-114 | 04 SOUTHEAST | G04 29SP | 338151 5NEWPORT! 161 338173 5NEWPORT IND 161 1 | P23:500:EES-EAI:ISES:B6118::EHV: | 0.07242 | Yes
GEN-2024-114 | 04 SOUTHEAST | G04 29SP | 338167 5HARRISBURG+ 161 338169 5TRUMANN 161 1 | P23:500:EES-EAI:ISES:B6118::EHV: | 0.07036 | Yes
GEN-2024-114 | 04 SOUTHEAST | G04 29SP | 338151 5NEWPORT! 161 338158 5MALLORY% 161 1 | P23:500:EES-EAI:ISES:B6118::EHV: | 0.07117 | Yes
GEN-2024-114 | 04 SOUTHEAST | G04 29SP | 338158 5MALLORY% 161 338172 5NEWPORT AB 161 1 | P23:500:EES-EAI:ISES:B6118::EHV: | 0.14697 | Yes
GEN-2024-114 | 04 SOUTHEAST | G04 29SP | 338158 5MALLORY% 161 338173 5NEWPORT IND 161 1 | P23:500:EES-EAI:ISES:B6118::EHV: | 0.07242 | Yes
GEN-2024-114 | 04 SOUTHEAST | G04 29SP | 338172 5NEWPORT AB 161 338177 NEWPORTSOLAR 161 1 | P23:500:EES-EAI:ISES:B6118::EHV: | 0.14697 | Yes
GEN-2024-114 | 04 SOUTHEAST | G04 29SP | 337926 5QUITMAN! 161 337940 5HAMLET% 161 1 | P23:500:EES-EAI:ISES:B6118::EHV: | 0.09108 | Yes
GEN-2024-114 | 04 SOUTHEAST | G04 29SP | 338112 5HEBER.S 161 338113 5HEBER IND 161 1 | P23:500:EES-EAI:ISES:B6118::EHV: | 0.15972 | Yes
GEN-2024-114 | 04 SOUTHEAST | G04 29SP | 338169 5TRUMANN 161 338707 5TRUMANN.W# 161 1 | P23:500:EES-EAI:ISES:B6118::EHV: | 0.07036 | Yes
GEN-2024-114 | 04 SOUTHEAST | G04 29SP | 338113 5HEBER IND 161 338758 5HEBER.N# 161 1 | P23:500:EES-EAI:ISES:B6118::EHV: | 0.15972 | Yes
GEN-2024-114 | 04 SOUTHEAST | G04 29SP | 338157 5POWERLN_RD% 161 338707 5TRUMANN.W# 161 1 | P23:500:EES-EAI:ISES:B6118::EHV: | 0.07036 | Yes
GEN-2024-114 | 04 SOUTHEAST | G04 29SP | 338145 8ISES% 500 998387 8ISES% 161 1 | P23:500:EES-EAI:ISES:B6118::EHV: | 0.05736 | Yes
GEN-2024-114 | 04 SOUTHEAST | G04 29SP | 338142 5ISES% 161 998387 8ISES% 161 1 | P23:500:EES-EAI:ISES:B6118::EHV: | 0.05736 | Yes
GEN-2024-114 | 04 SOUTHEAST | G04 29SP | 338145 8ISES% 500 998388 8ISES% 161 2 | P23:500:EES-EAI:ISES:B6118::EHV: | 0.05554 | Yes
GEN-2024-114 | 04 SOUTHEAST | G04 29SP | 338142 5ISES% 161 998388 8ISES% 161 2 | P23:500:EES-EAI:ISES:B6118::EHV: | 0.05554 | Yes
GEN-2024-114 | 04 SOUTHEAST | G04 29SP | 337925 5GREENBRIER 161 337926 5QUITMAN! 161 1 | P23:500:EES-EAI:KEO:B4911::EHV: | 0.08607 | Yes
GEN-2024-114 | 04 SOUTHEAST | G04 29SP | 338056 CHALKBLUFFPV 500 338162 8W.MEMPHIS% 500 1 | P23:500:EES-EAI:KEO:B4911::EHV: | 0.10679 | Yes
GEN-2024-114 | 04 SOUTHEAST | G04 29SP | 338421 5CONWAY.S 161 338423 5CONWAY IND 161 1 | P23:500:EES-EAI:KEO:B4911::EHV: | 0.06348 | Yes
GEN-2024-114 | 04 SOUTHEAST | G04 29SP | 337919 5BONO 161 337923 5P.HILL% 161 1 | P23:500:EES-EAI:KEO:B4911::EHV: | 0.08607 | Yes
GEN-2024-114 | 04 SOUTHEAST | G04 29SP | 338420 5DONAGHEY 161 338422 5CONWAY.W! 161 1 | P23:500:EES-EAI:KEO:B4911::EHV: | 0.06348 | Yes
GEN-2024-114 | 04 SOUTHEAST | G04 29SP | 337922 8P.HILL% 500 998405 8P.HILL% 161 1 | P23:500:EES-EAI:KEO:B4911::EHV: | 0.07115 | Yes
GEN-2024-114 | 04 SOUTHEAST | G04 29SP | 337923 5P.HILL% 161 998405 8P.HILL% 161 1 | P23:500:EES-EAI:KEO:B4911::EHV: | 0.07115 | Yes
GEN-2024-114 | 04 SOUTHEAST | G04 29SP | 337919 5BONO 161 337925 5GREENBRIER 161 1 | P23:500:EES-EAI:KEO:B4911::EHV: | 0.08607 | Yes
GEN-2024-114 | 04 SOUTHEAST | G04 29SP | 338423 5CONWAY IND 161 338425 5MIDDLE RD 161 1 | P23:500:EES-EAI:KEO:B4911::EHV: | 0.06348 | Yes
GEN-2024-114 | 04 SOUTHEAST | G04 29SP | 337957 8KEO% 500 338056 CHALKBLUFFPV 500 1 | P23:500:EES-EAI:KEO:B4911::EHV: | 0.10679 | Yes
GEN-2024-114 | 04 SOUTHEAST | G04 29SP | 337941 5RANCHETTE 161 338425 5MIDDLE RD 161 1 | P23:500:EES-EAI:KEO:B4911::EHV: | 0.06348 | Yes
GEN-2024-114 | 04 SOUTHEAST | G04 29SP | 337940 5HAMLET% 161 337941 5RANCHETTE 161 1 | P23:500:EES-EAI:KEO:B4911::EHV: | 0.06348 | Yes
GEN-2024-114 | 04 SOUTHEAST | G04 29SP | 337643 8SHERIDAN% 500 337808 8MABELVALE% 500 1 | P23:500:EES-EAI:KEO:B4911::EHV: | 0.10023 | Yes
GEN-2024-114 | 04 SOUTHEAST | G04 29SP | 338165 5MARKEDTREE! 161 338167 5HARRISBURG+ 161 1 | P23:500:EES-EAI:KEO:B4911::EHV: | 0.06787 | Yes
GEN-2024-114 | 04 SOUTHEAST | G04 29SP | 338420 5DONAGHEY 161 338421 5CONWAY.S 161 1 | P23:500:EES-EAI:KEO:B4911::EHV: | 0.06348 | Yes
GEN-2024-114 | 04 SOUTHEAST | G04 29SP | 337950 3JAXNVLE.N! 115 338016 3HOLND BTM! 115 1 | P23:500:EES-EAI:KEO:B4911::EHV: | 0.05566 | Yes
GEN-2024-114 | 04 SOUTHEAST | G04 29SP | 337860 8WRIGHTSVLE% 500 337957 8KEO% 500 1 | P23:500:EES-EAI:KEO:B4911::EHV: | 0.10679 | Yes
GEN-2024-114 | 04 SOUTHEAST | G04 29SP | 338167 5HARRISBURG+ 161 338169 5TRUMANN 161 1 | P23:500:EES-EAI:KEO:B4911::EHV: | 0.06787 | Yes
GEN-2024-114 | 04 SOUTHEAST | G04 29SP | 337808 8MABELVALE% 500 337860 8WRIGHTSVLE% 500 1 | P23:500:EES-EAI:KEO:B4911::EHV: | 0.11516 | Yes
GEN-2024-114 | 04 SOUTHEAST | G04 29SP | 338169 5TRUMANN 161 338707 5TRUMANN.W# 161 1 | P23:500:EES-EAI:KEO:B4911::EHV: | 0.06787 | Yes
GEN-2024-114 | 04 SOUTHEAST | G04 29SP | 338162 8W.MEMPHIS% 500 998385 8W.MEMPHIS% 161 1 | P23:500:EES-EAI:KEO:B4911::EHV: | 0.06737 | Yes
GEN-2024-114 | 04 SOUTHEAST | G04 29SP | 338161 5W.MEMPHIS! 161 998385 8W.MEMPHIS% 161 1 | P23:500:EES-EAI:KEO:B4911::EHV: | 0.06737 | Yes
GEN-2024-114 | 04 SOUTHEAST | G04 29SP | 338157 5POWERLN_RD% 161 338707 5TRUMANN.W# 161 1 | P23:500:EES-EAI:KEO:B4911::EHV: | 0.06787 | Yes
GEN-2024-114 | 04 SOUTHEAST | G04 29SP | 338421 5CONWAY.S 161 338423 5CONWAY IND 161 1 | P23:500:EES-EAI:KEO:B4921::EHV: | 0.06827 | Yes
GEN-2024-114 | 04 SOUTHEAST | G04 29SP | 337925 5GREENBRIER 161 337926 5QUITMAN! 161 1 | P23:500:EES-EAI:KEO:B4921::EHV: | 0.09041 | Yes
GEN-2024-114 | 04 SOUTHEAST | G04 29SP | 337950 3JAXNVLE.N! 115 338016 3HOLND BTM! 115 1 | P23:500:EES-EAI:KEO:B4921::EHV: | 0.06418 | Yes
GEN-2024-114 | 04 SOUTHEAST | G04 29SP | 338423 5CONWAY IND 161 338425 5MIDDLE RD 161 1 | P23:500:EES-EAI:KEO:B4921::EHV: | 0.06827 | Yes
GEN-2024-114 | 04 SOUTHEAST | G04 29SP | 337919 5BONO 161 337923 5P.HILL% 161 1 | P23:500:EES-EAI:KEO:B4921::EHV: | 0.09041 | Yes
GEN-2024-114 | 04 SOUTHEAST | G04 29SP | 338420 5DONAGHEY 161 338422 5CONWAY.W! 161 1 | P23:500:EES-EAI:KEO:B4921::EHV: | 0.06827 | Yes
GEN-2024-114 | 04 SOUTHEAST | G04 29SP | 337941 5RANCHETTE 161 338425 5MIDDLE RD 161 1 | P23:500:EES-EAI:KEO:B4921::EHV: | 0.06827 | Yes
GEN-2024-114 | 04 SOUTHEAST | G04 29SP | 337919 5BONO 161 337925 5GREENBRIER 161 1 | P23:500:EES-EAI:KEO:B4921::EHV: | 0.09041 | Yes
GEN-2024-114 | 04 SOUTHEAST | G04 29SP | 337940 5HAMLET% 161 337941 5RANCHETTE 161 1 | P23:500:EES-EAI:KEO:B4921::EHV: | 0.06827 | Yes
GEN-2024-114 | 04 SOUTHEAST | G04 29SP | 337922 8P.HILL% 500 998405 8P.HILL% 161 1 | P23:500:EES-EAI:KEO:B4921::EHV: | 0.07763 | Yes
GEN-2024-114 | 04 SOUTHEAST | G04 29SP | 337923 5P.HILL% 161 998405 8P.HILL% 161 1 | P23:500:EES-EAI:KEO:B4921::EHV: | 0.07763 | Yes
GEN-2024-114 | 04 SOUTHEAST | G04 29SP | 337926 5QUITMAN! 161 338112 5HEBER.S 161 1 | P23:500:EES-EAI:KEO:B4921::EHV: | 0.16202 | Yes
GEN-2024-114 | 04 SOUTHEAST | G04 29SP | 338420 5DONAGHEY 161 338421 5CONWAY.S 161 1 | P23:500:EES-EAI:KEO:B4921::EHV: | 0.06827 | Yes
GEN-2024-114 | 04 SOUTHEAST | G04 29SP | 336830 8BXTRWILSON% 500 337427 8PERRYVILLE% 500 1 | P23:500:EES-EAI:KEO:B4921::EHV: | 0.05088 | Yes
GEN-2024-114 | 04 SOUTHEAST | G04 29SP | 337909 8ANO% 500 515305 FTSMITH8 500 1 | P23:500:EES-EAI:KEO:B4921::EHV: | 0.16765 | Yes
GEN-2024-114 | 04 SOUTHEAST | G04 29SP | 338112 5HEBER.S 161 338113 5HEBER IND 161 1 | P23:500:EES-EAI:KEO:B4921::EHV: | 0.16202 | Yes
GEN-2024-114 | 04 SOUTHEAST | G04 29SP | 337420 8STERLING% 500 337561 8EL DORADO% 500 1 | P23:500:EES-EAI:KEO:B4921::EHV: | 0.05261 | Yes
GEN-2024-114 | 04 SOUTHEAST | G04 29SP | 338113 5HEBER IND 161 338758 5HEBER.N# 161 1 | P23:500:EES-EAI:KEO:B4921::EHV: | 0.16202 | Yes
GEN-2024-114 | 04 SOUTHEAST | G04 29SP | 337561 8EL DORADO% 500 998422 8EL DORADO% 345 2 | P23:500:EES-EAI:KEO:B4921::EHV: | 0.07444 | Yes
GEN-2024-114 | 04 SOUTHEAST | G04 29SP | 337562 7EL DORADO 345 998422 8EL DORADO% 345 2 | P23:500:EES-EAI:KEO:B4921::EHV: | 0.07444 | Yes
GEN-2024-114 | 04 SOUTHEAST | G04 29SP | 337376 7SAREPTA% 345 337562 7EL DORADO 345 1 | P23:500:EES-EAI:KEO:B4921::EHV: | 0.07444 | Yes
GEN-2024-114 | 04 SOUTHEAST | G04 29SP | 337925 5GREENBRIER 161 337926 5QUITMAN! 161 1 | P23:500:EES-EAI:KEO:B4931::EHV: | 0.07852 | Yes
GEN-2024-114 | 04 SOUTHEAST | G04 29SP | 337957 8KEO% 500 338140 8HOLND BTM% 500 1 | P23:500:EES-EAI:KEO:B4931::EHV: | 0.19789 | Yes
GEN-2024-114 | 04 SOUTHEAST | G04 29SP | 337919 5BONO 161 337923 5P.HILL% 161 1 | P23:500:EES-EAI:KEO:B4931::EHV: | 0.07852 | Yes
GEN-2024-114 | 04 SOUTHEAST | G04 29SP | 337926 5QUITMAN! 161 338112 5HEBER.S 161 1 | P23:500:EES-EAI:KEO:B4931::EHV: | 0.15916 | Yes
GEN-2024-114 | 04 SOUTHEAST | G04 29SP | 337919 5BONO 161 337925 5GREENBRIER 161 1 | P23:500:EES-EAI:KEO:B4931::EHV: | 0.07852 | Yes
GEN-2024-114 | 04 SOUTHEAST | G04 29SP | 338145 8ISES% 500 338156 8POWERLN_RD% 500 1 | P23:500:EES-EAI:KEO:B4931::EHV: | 0.11526 | Yes
GEN-2024-114 | 04 SOUTHEAST | G04 29SP | 337651 8WHT BLUFF% 500 337957 8KEO% 500 1 | P23:500:EES-EAI:KEO:B4931::EHV: | 0.19789 | Yes
GEN-2024-114 | 04 SOUTHEAST | G04 29SP | 338140 8HOLND BTM% 500 338145 8ISES% 500 1 | P23:500:EES-EAI:KEO:B4931::EHV: | 0.1871 | Yes
GEN-2024-114 | 04 SOUTHEAST | G04 29SP | 338188 8SANS SOUCI% 500 338198 8DRIVER% 500 1 | P23:500:EES-EAI:KEO:B4931::EHV: | 0.15411 | Yes
GEN-2024-114 | 04 SOUTHEAST | G04 29SP | 337926 5QUITMAN! 161 337940 5HAMLET% 161 1 | P23:500:EES-EAI:KEO:B4931::EHV: | 0.088 | Yes
GEN-2024-114 | 04 SOUTHEAST | G04 29SP | 337909 8ANO% 500 515305 FTSMITH8 500 1 | P23:500:EES-EAI:KEO:B4931::EHV: | 0.18608 | Yes
GEN-2024-114 | 04 SOUTHEAST | G04 29SP | 338198 8DRIVER% 500 338400 8SANDYBAYOU% 500 1 | P23:500:EES-EAI:KEO:B4931::EHV: | 0.15411 | Yes
GEN-2024-114 | 04 SOUTHEAST | G04 29SP | 338112 5HEBER.S 161 338113 5HEBER IND 161 1 | P23:500:EES-EAI:KEO:B4931::EHV: | 0.15916 | Yes
GEN-2024-114 | 04 SOUTHEAST | G04 29SP | 338156 8POWERLN_RD% 500 338187 8DELL% 500 1 | P23:500:EES-EAI:KEO:B4931::EHV: | 0.1482 | Yes
GEN-2024-114 | 04 SOUTHEAST | G04 29SP | 338113 5HEBER IND 161 338758 5HEBER.N# 161 1 | P23:500:EES-EAI:KEO:B4931::EHV: | 0.15916 | Yes
GEN-2024-114 | 04 SOUTHEAST | G04 29SP | 338187 8DELL% 500 338188 8SANS SOUCI% 500 1 | P23:500:EES-EAI:KEO:B4931::EHV: | 0.15411 | Yes
GEN-2024-114 | 04 SOUTHEAST | G04 29SP | 338400 8SANDYBAYOU% 500 360021 8SHELBY TN 500 1 | P23:500:EES-EAI:KEO:B4931::EHV: | 0.15411 | Yes
GEN-2024-114 | 04 SOUTHEAST | G04 29SP | 338421 5CONWAY.S 161 338423 5CONWAY IND 161 1 | P23:500:EES-EAI:KEO:B4941::EHV: | 0.07005 | Yes
GEN-2024-114 | 04 SOUTHEAST | G04 29SP | 337925 5GREENBRIER 161 337926 5QUITMAN! 161 1 | P23:500:EES-EAI:KEO:B4941::EHV: | 0.09111 | Yes
GEN-2024-114 | 04 SOUTHEAST | G04 29SP | 337950 3JAXNVLE.N! 115 338016 3HOLND BTM! 115 1 | P23:500:EES-EAI:KEO:B4941::EHV: | 0.06857 | Yes
GEN-2024-114 | 04 SOUTHEAST | G04 29SP | 338423 5CONWAY IND 161 338425 5MIDDLE RD 161 1 | P23:500:EES-EAI:KEO:B4941::EHV: | 0.07005 | Yes
GEN-2024-114 | 04 SOUTHEAST | G04 29SP | 337919 5BONO 161 337923 5P.HILL% 161 1 | P23:500:EES-EAI:KEO:B4941::EHV: | 0.09111 | Yes
GEN-2024-114 | 04 SOUTHEAST | G04 29SP | 338420 5DONAGHEY 161 338422 5CONWAY.W! 161 1 | P23:500:EES-EAI:KEO:B4941::EHV: | 0.07005 | Yes
GEN-2024-114 | 04 SOUTHEAST | G04 29SP | 337941 5RANCHETTE 161 338425 5MIDDLE RD 161 1 | P23:500:EES-EAI:KEO:B4941::EHV: | 0.07005 | Yes
GEN-2024-114 | 04 SOUTHEAST | G04 29SP | 337940 5HAMLET% 161 337941 5RANCHETTE 161 1 | P23:500:EES-EAI:KEO:B4941::EHV: | 0.07005 | Yes
GEN-2024-114 | 04 SOUTHEAST | G04 29SP | 337919 5BONO 161 337925 5GREENBRIER 161 1 | P23:500:EES-EAI:KEO:B4941::EHV: | 0.09111 | Yes
GEN-2024-114 | 04 SOUTHEAST | G04 29SP | 337922 8P.HILL% 500 998405 8P.HILL% 161 1 | P23:500:EES-EAI:KEO:B4941::EHV: | 0.07876 | Yes
GEN-2024-114 | 04 SOUTHEAST | G04 29SP | 337923 5P.HILL% 161 998405 8P.HILL% 161 1 | P23:500:EES-EAI:KEO:B4941::EHV: | 0.07876 | Yes
GEN-2024-114 | 04 SOUTHEAST | G04 29SP | 337926 5QUITMAN! 161 338112 5HEBER.S 161 1 | P23:500:EES-EAI:KEO:B4941::EHV: | 0.1616 | Yes
GEN-2024-114 | 04 SOUTHEAST | G04 29SP | 338420 5DONAGHEY 161 338421 5CONWAY.S 161 1 | P23:500:EES-EAI:KEO:B4941::EHV: | 0.07005 | Yes
GEN-2024-114 | 04 SOUTHEAST | G04 29SP | 337909 8ANO% 500 515305 FTSMITH8 500 1 | P23:500:EES-EAI:KEO:B4941::EHV: | 0.16871 | Yes
GEN-2024-114 | 04 SOUTHEAST | G04 29SP | 338112 5HEBER.S 161 338113 5HEBER IND 161 1 | P23:500:EES-EAI:KEO:B4941::EHV: | 0.1616 | Yes
GEN-2024-114 | 04 SOUTHEAST | G04 29SP | 337420 8STERLING% 500 337561 8EL DORADO% 500 1 | P23:500:EES-EAI:KEO:B4941::EHV: | 0.05062 | Yes
GEN-2024-114 | 04 SOUTHEAST | G04 29SP | 338113 5HEBER IND 161 338758 5HEBER.N# 161 1 | P23:500:EES-EAI:KEO:B4941::EHV: | 0.1616 | Yes
GEN-2024-114 | 04 SOUTHEAST | G04 29SP | 338161 5W.MEMPHIS! 161 998385 8W.MEMPHIS% 161 1 | P23:500:EES-EAI:KEO:B4941::EHV: | 0.05252 | Yes
GEN-2024-114 | 04 SOUTHEAST | G04 29SP | 338162 8W.MEMPHIS% 500 998385 8W.MEMPHIS% 161 1 | P23:500:EES-EAI:KEO:B4941::EHV: | 0.05252 | Yes
GEN-2024-114 | 04 SOUTHEAST | G04 29SP | 300115 5STFRANB2 161 338202 5JIM HILL% 161 1 | P23:500:EES-EAI:KEO:B4941::EHV: | 0.05445 | Yes
GEN-2024-114 | 04 SOUTHEAST | G04 29SP | 337561 8EL DORADO% 500 998422 8EL DORADO% 345 2 | P23:500:EES-EAI:KEO:B4941::EHV: | 0.07465 | Yes
GEN-2024-114 | 04 SOUTHEAST | G04 29SP | 337562 7EL DORADO 345 998422 8EL DORADO% 345 2 | P23:500:EES-EAI:KEO:B4941::EHV: | 0.07465 | Yes
GEN-2024-114 | 04 SOUTHEAST | G04 29SP | 337376 7SAREPTA% 345 337562 7EL DORADO 345 1 | P23:500:EES-EAI:KEO:B4941::EHV: | 0.07465 | Yes
GEN-2024-114 | 04 SOUTHEAST | G04 29SP | 336839 8R.BRASWELL% 500 336945 8LAKEOVER% 500 1 | P23:500:EES-EAI:KEO:B4941::EHV: | 0.05616 | Yes
GEN-2024-114 | 04 SOUTHEAST | G04 29SP | 337651 8WHT BLUFF% 500 337957 8KEO% 500 1 | P23:500:EES-EAI:MABELV:B5918::EHV: | 0.19429 | Yes
GEN-2024-114 | 04 SOUTHEAST | G04 29SP | 337643 8SHERIDAN% 500 337651 8WHT BLUFF% 500 1 | P23:500:EES-EAI:MABELV:B5918::EHV: | 0.1835 | Yes
GEN-2024-114 | 04 SOUTHEAST | G04 29SP | 337651 8WHT BLUFF% 500 337957 8KEO% 500 1 | P23:500:EES-EAI:MABELV:B5922::EHV: | 0.16123 | Yes
GEN-2024-114 | 04 SOUTHEAST | G04 29SP | 337909 8ANO% 500 337922 8P.HILL% 500 1 | P23:500:EES-EAI:MABELV:B5922::EHV: | 0.17243 | Yes
GEN-2024-114 | 04 SOUTHEAST | G04 29SP | 337643 8SHERIDAN% 500 337651 8WHT BLUFF% 500 1 | P23:500:EES-EAI:MABELV:B5922::EHV: | 0.16482 | Yes
GEN-2024-114 | 04 SOUTHEAST | G04 29SP | 337922 8P.HILL% 500 337937 8MAYFLOWER% 500 1 | P23:500:EES-EAI:MABELV:B5922::EHV: | 0.11621 | Yes
GEN-2024-114 | 04 SOUTHEAST | G04 29SP | 337808 8MABELVALE% 500 337937 8MAYFLOWER% 500 1 | P23:500:EES-EAI:MABELV:B5922::EHV: | 0.07919 | Yes
GEN-2024-114 | 04 SOUTHEAST | G04 29SP | 337753 8HS EHV% 500 337754 8ETTA% 500 1 | P23:500:EES-EAI:ND:8MAGNETCOVE%:FK10710:EHV: | 0.05603 | Yes
GEN-2024-114 | 04 SOUTHEAST | G04 29SP | 337753 8HS EHV% 500 337763 8MAGNETCOVE% 500 1 | P23:500:EES-EAI:ND:8MAGNETCOVE%:FK10710:EHV: | 0.06839 | Yes
GEN-2024-114 | 04 SOUTHEAST | G04 29SP | 337808 8MABELVALE% 500 337909 8ANO% 500 1 | P23:500:EES-EAI:PD_1:ETTA:LN:EHV: | 0.06917 | Yes
GEN-2024-114 | 04 SOUTHEAST | G04 29SP | 337808 8MABELVALE% 500 337909 8ANO% 500 1 | P23:500:EES-EAI:PD_2:ETTA:LN:EHV: | 0.06917 | Yes
GEN-2024-114 | 04 SOUTHEAST | G04 29SP | 337561 8EL DORADO% 500 337643 8SHERIDAN% 500 1 | P23:500:EES-EAI:PD_2:MAGNET:XF:EHV: | 0.13582 | Yes
GEN-2024-114 | 04 SOUTHEAST | G04 29SP | 337860 8WRIGHTSVLE% 500 337957 8KEO% 500 1 | P23:500:EES-EAI:SH_EHV:B5014::EHV: | 0.19874 | Yes
GEN-2024-114 | 04 SOUTHEAST | G04 29SP | 337643 8SHERIDAN% 500 337763 8MAGNETCOVE% 500 1 | P23:500:EES-EAI:SH_EHV:B5014::EHV: | 0.10691 | Yes
GEN-2024-114 | 04 SOUTHEAST | G04 29SP | 337643 8SHERIDAN% 500 337808 8MABELVALE% 500 1 | P23:500:EES-EAI:SH_EHV:B5014::EHV: | 0.10691 | Yes
GEN-2024-114 | 04 SOUTHEAST | G04 29SP | 337753 8HS EHV% 500 337754 8ETTA% 500 1 | P23:500:EES-EAI:SH_EHV:B5014::EHV: | 0.10078 | Yes
GEN-2024-114 | 04 SOUTHEAST | G04 29SP | 337808 8MABELVALE% 500 337860 8WRIGHTSVLE% 500 1 | P23:500:EES-EAI:SH_EHV:B5014::EHV: | 0.19989 | Yes
GEN-2024-114 | 04 SOUTHEAST | G04 29SP | 337515 8MCNEIL% 500 337561 8EL DORADO% 500 1 | P23:500:EES-EAI:SH_EHV:B5014::EHV: | 0.07229 | Yes
GEN-2024-114 | 04 SOUTHEAST | G04 29SP | 337753 8HS EHV% 500 337763 8MAGNETCOVE% 500 1 | P23:500:EES-EAI:SH_EHV:B5014::EHV: | 0.10691 | Yes
GEN-2024-114 | 04 SOUTHEAST | G04 29SP | 337561 8EL DORADO% 500 337643 8SHERIDAN% 500 1 | P23:500:EES-EAI:SH_EHV:B5018::EHV: | 0.11968 | Yes
GEN-2024-114 | 04 SOUTHEAST | G04 29SP | 337651 8WHT BLUFF% 500 337957 8KEO% 500 1 | P23:500:EES-EAI:SH_EHV:B5022::EHV: | 0.12403 | Yes
GEN-2024-114 | 04 SOUTHEAST | G04 29SP | 337753 8HS EHV% 500 337754 8ETTA% 500 1 | P23:500:EES-EAI:SH_EHV:B5022::EHV: | 0.10733 | Yes
GEN-2024-114 | 04 SOUTHEAST | G04 29SP | 337643 8SHERIDAN% 500 337651 8WHT BLUFF% 500 1 | P23:500:EES-EAI:SH_EHV:B5022::EHV: | 0.11847 | Yes
GEN-2024-114 | 04 SOUTHEAST | G04 29SP | 337515 8MCNEIL% 500 337561 8EL DORADO% 500 1 | P23:500:EES-EAI:SH_EHV:B5022::EHV: | 0.0778 | Yes
GEN-2024-114 | 04 SOUTHEAST | G04 29SP | 337651 8WHT BLUFF% 500 337957 8KEO% 500 1 | P23:500:EES-EAI:SH_EHV:B5026::EHV: | 0.13565 | Yes
GEN-2024-114 | 04 SOUTHEAST | G04 29SP | 337561 8EL DORADO% 500 337643 8SHERIDAN% 500 1 | P23:500:EES-EAI:SH_EHV:B5026::EHV: | 0.13068 | Yes
GEN-2024-114 | 04 SOUTHEAST | G04 29SP | 337643 8SHERIDAN% 500 337651 8WHT BLUFF% 500 1 | P23:500:EES-EAI:SH_EHV:B5026::EHV: | 0.13068 | Yes
GEN-2024-114 | 04 SOUTHEAST | G04 29SP | 337808 8MABELVALE% 500 337909 8ANO% 500 1 | P23:500:EES-EAI:SH_EHV:B5026::EHV: | 0.07202 | Yes
GEN-2024-114 | 04 SOUTHEAST | G04 29SP | 337561 8EL DORADO% 500 998422 8EL DORADO% 345 2 | P41:345:AEPW:WELSH CB 11680 NBTB+FAULT:::: | 0.08273 | Yes
GEN-2024-114 | 04 SOUTHEAST | G04 29SP | 337562 7EL DORADO 345 998422 8EL DORADO% 345 2 | P41:345:AEPW:WELSH CB 11680 NBTB+FAULT:::: | 0.08273 | Yes
GEN-2024-114 | 04 SOUTHEAST | G04 29SP | 337376 7SAREPTA% 345 337562 7EL DORADO 345 1 | P41:345:AEPW:WELSH CB 11680 NBTB+FAULT:::: | 0.08273 | Yes
GEN-2024-114 | 04 SOUTHEAST | G04 29SP | 337376 7SAREPTA% 345 788340 G24-379-TAP 345 1 | P42:345:AEPW:SW SHREVEPORT CB 10500 NBTB+FAULT:::: | 0.0963 | Yes
GEN-2024-114 | 04 SOUTHEAST | G04 29SP | 337368 8MT_OLIVE% 500 337561 8EL DORADO% 500 1 | P42:345:AEPW:TENASKA CB 12840 NBTB+FAULT:::: | 0.05016 | Yes
GEN-2024-114 | 04 SOUTHEAST | G04 29SP | 337368 8MT_OLIVE% 500 337561 8EL DORADO% 500 1 | P42:345:AEPW:TENASKA CB 12850 NBTB+FAULT:::: | 0.05057 | Yes
GEN-2024-114 | 04 SOUTHEAST | G04 29SP | 337957 8KEO% 500 338056 CHALKBLUFFPV 500 1 | P42:345:OKGE:SB_GRIN7312:::EHV: | 0.05739 | Yes
GEN-2024-114 | 04 SOUTHEAST | G04 29SP | 337860 8WRIGHTSVLE% 500 337957 8KEO% 500 1 | P42:345:OKGE:SB_GRIN7312:::EHV: | 0.13447 | Yes
GEN-2024-114 | 04 SOUTHEAST | G04 29SP | 337909 8ANO% 500 337922 8P.HILL% 500 1 | P42:345:OKGE:SB_GRIN7312:::EHV: | 0.11787 | Yes
GEN-2024-114 | 04 SOUTHEAST | G04 29SP | 337922 8P.HILL% 500 337937 8MAYFLOWER% 500 1 | P42:345:OKGE:SB_GRIN7312:::EHV: | 0.06277 | Yes
GEN-2024-114 | 04 SOUTHEAST | G04 29SP | 337808 8MABELVALE% 500 337860 8WRIGHTSVLE% 500 1 | P42:345:OKGE:SB_GRIN7312:::EHV: | 0.13553 | Yes
GEN-2024-114 | 04 SOUTHEAST | G04 29SP | 337808 8MABELVALE% 500 337909 8ANO% 500 1 | P42:345:OKGE:SB_GRIN7312:::EHV: | 0.0671 | Yes
GEN-2024-114 | 04 SOUTHEAST | G04 29SP | 337957 8KEO% 500 338056 CHALKBLUFFPV 500 1 | P42:345:OKGE:SB_GRIN7382:::EHV: | 0.05739 | Yes
GEN-2024-114 | 04 SOUTHEAST | G04 29SP | 337860 8WRIGHTSVLE% 500 337957 8KEO% 500 1 | P42:345:OKGE:SB_GRIN7382:::EHV: | 0.13447 | Yes
GEN-2024-114 | 04 SOUTHEAST | G04 29SP | 337909 8ANO% 500 337922 8P.HILL% 500 1 | P42:345:OKGE:SB_GRIN7382:::EHV: | 0.11787 | Yes
GEN-2024-114 | 04 SOUTHEAST | G04 29SP | 337922 8P.HILL% 500 337937 8MAYFLOWER% 500 1 | P42:345:OKGE:SB_GRIN7382:::EHV: | 0.06277 | Yes
GEN-2024-114 | 04 SOUTHEAST | G04 29SP | 337808 8MABELVALE% 500 337860 8WRIGHTSVLE% 500 1 | P42:345:OKGE:SB_GRIN7382:::EHV: | 0.13553 | Yes
GEN-2024-114 | 04 SOUTHEAST | G04 29SP | 337808 8MABELVALE% 500 337909 8ANO% 500 1 | P42:345:OKGE:SB_GRIN7382:::EHV: | 0.0671 | Yes
GEN-2024-114 | 04 SOUTHEAST | G04 29SP | 338832 5CLINTON.W# 161 338834 5BOTKINBURG# 161 1 | P42:500:OKGE:SB_FTTH8585:::EHV: | 0.08325 | Yes
GEN-2024-114 | 04 SOUTHEAST | G04 29SP | 338109 5MARSHALL 161 338834 5BOTKINBURG# 161 1 | P42:500:OKGE:SB_FTTH8585:::EHV: | 0.08325 | Yes
GEN-2024-114 | 04 SOUTHEAST | G04 29SP | 338109 5MARSHALL 161 338517 5MARSHALL# 161 1 | P42:500:OKGE:SB_FTTH8585:::EHV: | 0.08325 | Yes
GEN-2024-114 | 04 SOUTHEAST | G04 29SP | 338110 5HILLTOP% 161 338517 5MARSHALL# 161 1 | P42:500:OKGE:SB_FTTH8585:::EHV: | 0.08325 | Yes
GEN-2024-114 | 04 SOUTHEAST | G04 29SP | 337904 5RUSSELVL.S 161 337905 5RUSSELVL.E! 161 1 | P42:500:OKGE:SB_FTTH8585:::EHV: | 0.07454 | Yes
GEN-2024-114 | 04 SOUTHEAST | G04 29SP | 337860 8WRIGHTSVLE% 500 337957 8KEO% 500 1 | P42:500:OKGE:SB_FTTH8585:::EHV: | 0.08038 | Yes
GEN-2024-114 | 04 SOUTHEAST | G04 29SP | 337904 5RUSSELVL.S 161 505508 DARDANE5 161 1 | P42:500:OKGE:SB_FTTH8585:::EHV: | 0.07454 | Yes
GEN-2024-114 | 04 SOUTHEAST | G04 29SP | 337808 8MABELVALE% 500 337860 8WRIGHTSVLE% 500 1 | P42:500:OKGE:SB_FTTH8585:::EHV: | 0.08088 | Yes
GEN-2024-114 | 04 SOUTHEAST | G04 29SP | 337368 8MT_OLIVE% 500 337561 8EL DORADO% 500 1 | P52:345:AEPW:NR3TENRUSK7:::: | 0.05016 | Yes
GEN-2024-114 | 04 SOUTHEAST | G04 29SP | 337909 8ANO% 500 515305 FTSMITH8 500 1 | P52:345:AEPW:NR4PITTSB-7:::: | 0.19342 | Yes
GEN-2024-114 | 04 SOUTHEAST | G04 29SP | 337368 8MT_OLIVE% 500 337561 8EL DORADO% 500 1 | P55:345:AEPW:NR3TENRUSK7:::: | 0.05016 | Yes
GEN-2024-114 | 04 SOUTHEAST | G04 29SP | 337909 8ANO% 500 515305 FTSMITH8 500 1 | P55:345:AEPW:NR4PITTSB-7:::: | 0.19342 | Yes
GEN-2024-114 | 04 SOUTHEAST | G04 29SP | 301406 8WNEWMADRID 500 338187 8DELL% 500 1 | 300007 1NM G2 22.0 301537 7NEWMADGSU2 345 1 | 0.05001 | Yes
GEN-2024-114 | 04 SOUTHEAST | G04 29SP | 300038 7ESSEX 345 344974 7LUTESVIL 345 1 | 300040 7FLETCH 345 300472 7SALEMTP 345 1 | 0.09734 | Yes
GEN-2024-114 | 04 SOUTHEAST | G04 29SP | 300044 7MCCRED 345 345230 7MONTGMRY 345 1 | 301809 7BARNET 345 344327 7LOOSECRK 345 1 | 0.05896 | Yes
GEN-2024-114 | 04 SOUTHEAST | G04 29SP | 500260 DOLHILL6 230 500250 DOLHILL7 345 1 | 334197 7ROCKYCRK% 345 783930 G24-232-TAP 345 1 | 0.07109 | Yes
GEN-2024-114 | 04 SOUTHEAST | G04 29SP | 500250 DOLHILL7 345 507760 SW SHV 7 345 1 | 334197 7ROCKYCRK% 345 783930 G24-232-TAP 345 1 | 0.07109 | Yes
GEN-2024-114 | 04 SOUTHEAST | G04 29SP | 500140 CARROLL6 230 500260 DOLHILL6 230 1 | 334197 7ROCKYCRK% 345 783930 G24-232-TAP 345 1 | 0.05964 | Yes
GEN-2024-114 | 04 SOUTHEAST | G04 29SP | 500140 CARROLL6 230 500465 6LAYFLD 230 1 | 334197 7ROCKYCRK% 345 783930 G24-232-TAP 345 1 | 0.06228 | Yes
GEN-2024-114 | 04 SOUTHEAST | G04 29SP | 337376 7SAREPTA% 345 788340 G24-379-TAP 345 1 | 334197 7ROCKYCRK% 345 783930 G24-232-TAP 345 1 | 0.11487 | Yes
GEN-2024-114 | 04 SOUTHEAST | G04 29SP | 500465 6LAYFLD 230 997454 LAYFLD AUTO 230 1 | 334197 7ROCKYCRK% 345 783930 G24-232-TAP 345 1 | 0.05191 | Yes
GEN-2024-114 | 04 SOUTHEAST | G04 29SP | 509366 LAYFLD8 500 997454 LAYFLD AUTO 230 1 | 334197 7ROCKYCRK% 345 783930 G24-232-TAP 345 1 | 0.05191 | Yes
GEN-2024-114 | 04 SOUTHEAST | G04 29SP | 337643 8SHERIDAN% 500 337763 8MAGNETCOVE% 500 1 | 337741 3BUTTERFIELD 115 337800 3HASKELL 115 1 | 0.07098 | Yes
GEN-2024-114 | 04 SOUTHEAST | G04 29SP | 338832 5CLINTON.W# 161 338834 5BOTKINBURG# 161 1 | 338110 5HILLTOP% 161 505507 SWPINEY5 161 1 | 0.06757 | Yes
GEN-2024-114 | 04 SOUTHEAST | G04 29SP | 337925 5GREENBRIER 161 337926 5QUITMAN! 161 1 | 338110 5HILLTOP% 161 505507 SWPINEY5 161 1 | 0.07801 | Yes
GEN-2024-114 | 04 SOUTHEAST | G04 29SP | 338109 5MARSHALL 161 338834 5BOTKINBURG# 161 1 | 338110 5HILLTOP% 161 505507 SWPINEY5 161 1 | 0.06757 | Yes
GEN-2024-114 | 04 SOUTHEAST | G04 29SP | 337919 5BONO 161 337923 5P.HILL% 161 1 | 338110 5HILLTOP% 161 505507 SWPINEY5 161 1 | 0.07801 | Yes
GEN-2024-114 | 04 SOUTHEAST | G04 29SP | 338109 5MARSHALL 161 338517 5MARSHALL# 161 1 | 338110 5HILLTOP% 161 505507 SWPINEY5 161 1 | 0.06757 | Yes
GEN-2024-114 | 04 SOUTHEAST | G04 29SP | 338110 5HILLTOP% 161 338517 5MARSHALL# 161 1 | 338110 5HILLTOP% 161 505507 SWPINEY5 161 1 | 0.06757 | Yes
GEN-2024-114 | 04 SOUTHEAST | G04 29SP | 337919 5BONO 161 337925 5GREENBRIER 161 1 | 338110 5HILLTOP% 161 505507 SWPINEY5 161 1 | 0.07801 | Yes
GEN-2024-114 | 04 SOUTHEAST | G04 29SP | 337926 5QUITMAN! 161 337940 5HAMLET% 161 1 | 338110 5HILLTOP% 161 505507 SWPINEY5 161 1 | 0.09047 | Yes
GEN-2024-114 | 04 SOUTHEAST | G04 29SP | 338758 5HEBER.N# 161 338837 5PARTAIN# 161 1 | 338110 5HILLTOP% 161 505507 SWPINEY5 161 1 | 0.07762 | Yes
GEN-2024-114 | 04 SOUTHEAST | G04 29SP | 338832 5CLINTON.W# 161 338837 5PARTAIN# 161 1 | 338110 5HILLTOP% 161 505507 SWPINEY5 161 1 | 0.07762 | Yes
GEN-2024-114 | 04 SOUTHEAST | G04 29SP | 337926 5QUITMAN! 161 338831 5BEE BRANCH# 161 1 | 338112 5HEBER.S 161 338113 5HEBER IND 161 1 | 0.09388 | Yes
GEN-2024-114 | 04 SOUTHEAST | G04 29SP | 338831 5BEE BRANCH# 161 338833 5CLINTON IN# 161 1 | 338112 5HEBER.S 161 338113 5HEBER IND 161 1 | 0.09388 | Yes
GEN-2024-114 | 04 SOUTHEAST | G04 29SP | 338832 5CLINTON.W# 161 338833 5CLINTON IN# 161 1 | 338112 5HEBER.S 161 338113 5HEBER IND 161 1 | 0.09388 | Yes
GEN-2024-114 | 04 SOUTHEAST | G04 29SP | 338758 5HEBER.N# 161 505422 GREERSF5 161 1 | 338112 5HEBER.S 161 338113 5HEBER IND 161 1 | 0.18489 | Yes
GEN-2024-114 | 04 SOUTHEAST | G04 29SP | 338832 5CLINTON.W# 161 338837 5PARTAIN# 161 1 | 338112 5HEBER.S 161 338113 5HEBER IND 161 1 | 0.18489 | Yes
GEN-2024-114 | 04 SOUTHEAST | G04 29SP | 337926 5QUITMAN! 161 338831 5BEE BRANCH# 161 1 | 338113 5HEBER IND 161 338758 5HEBER.N# 161 1 | 0.09388 | Yes
GEN-2024-114 | 04 SOUTHEAST | G04 29SP | 338831 5BEE BRANCH# 161 338833 5CLINTON IN# 161 1 | 338113 5HEBER IND 161 338758 5HEBER.N# 161 1 | 0.09388 | Yes
GEN-2024-114 | 04 SOUTHEAST | G04 29SP | 338832 5CLINTON.W# 161 338833 5CLINTON IN# 161 1 | 338113 5HEBER IND 161 338758 5HEBER.N# 161 1 | 0.09388 | Yes
GEN-2024-114 | 04 SOUTHEAST | G04 29SP | 338758 5HEBER.N# 161 505422 GREERSF5 161 1 | 338113 5HEBER IND 161 338758 5HEBER.N# 161 1 | 0.18489 | Yes
GEN-2024-114 | 04 SOUTHEAST | G04 29SP | 338832 5CLINTON.W# 161 338834 5BOTKINBURG# 161 1 | 338129 5MT PLEASANT 161 338135 5CUSHMAN 161 1 | 0.0755 | Yes
GEN-2024-114 | 04 SOUTHEAST | G04 29SP | 338109 5MARSHALL 161 338834 5BOTKINBURG# 161 1 | 338129 5MT PLEASANT 161 338135 5CUSHMAN 161 1 | 0.0755 | Yes
GEN-2024-114 | 04 SOUTHEAST | G04 29SP | 338109 5MARSHALL 161 338517 5MARSHALL# 161 1 | 338129 5MT PLEASANT 161 338135 5CUSHMAN 161 1 | 0.0755 | Yes
GEN-2024-114 | 04 SOUTHEAST | G04 29SP | 338110 5HILLTOP% 161 338517 5MARSHALL# 161 1 | 338129 5MT PLEASANT 161 338135 5CUSHMAN 161 1 | 0.0755 | Yes
GEN-2024-114 | 04 SOUTHEAST | G04 29SP | 338758 5HEBER.N# 161 338837 5PARTAIN# 161 1 | 338129 5MT PLEASANT 161 338135 5CUSHMAN 161 1 | 0.08017 | Yes
GEN-2024-114 | 04 SOUTHEAST | G04 29SP | 338157 5POWERLN_RD% 161 338350 5JB HERGETT! 161 1 | 338157 5POWERLN_RD% 161 338350 5JB HERGETT! 161 2 | 0.06671 | Yes
GEN-2024-114 | 04 SOUTHEAST | G04 29SP | 338187 8DELL% 500 998384 8DELL% 161 1 | 338187 8DELL% 500 3WXFMR 8DELL% 2 | 0.05151 | Yes
GEN-2024-114 | 04 SOUTHEAST | G04 29SP | 338185 5DELL% 161 998384 8DELL% 161 1 | 338187 8DELL% 500 3WXFMR 8DELL% 2 | 0.05151 | Yes
GEN-2024-114 | 04 SOUTHEAST | G04 29SP | 338170 5JONESBORO! 161 338703 5JONSBORO.N# 161 1 | 338187 8DELL% 500 3WXFMR 8DELL% 2 | 0.13339 | Yes
GEN-2024-114 | 04 SOUTHEAST | G04 29SP | 338703 5JONSBORO.N# 161 338706 5PARGOULD.S# 161 1 | 338187 8DELL% 500 3WXFMR 8DELL% 2 | 0.13339 | Yes
GEN-2024-114 | 04 SOUTHEAST | G04 29SP | 338204 5PARAGOULD% 161 338706 5PARGOULD.S# 161 1 | 338187 8DELL% 500 3WXFMR 8DELL% 2 | 0.13339 | Yes
GEN-2024-114 | 04 SOUTHEAST | G04 29SP | 337957 8KEO% 500 338140 8HOLND BTM% 500 1 | 338188 8SANS SOUCI% 500 338389 8PLUM PT! 500 1 | 0.19726 | Yes
GEN-2024-114 | 04 SOUTHEAST | G04 29SP | 338145 8ISES% 500 338156 8POWERLN_RD% 500 1 | 338188 8SANS SOUCI% 500 338389 8PLUM PT! 500 1 | 0.10411 | Yes
GEN-2024-114 | 04 SOUTHEAST | G04 29SP | 338140 8HOLND BTM% 500 338145 8ISES% 500 1 | 338188 8SANS SOUCI% 500 338389 8PLUM PT! 500 1 | 0.17529 | Yes
GEN-2024-114 | 04 SOUTHEAST | G04 29SP | 337860 8WRIGHTSVLE% 500 337957 8KEO% 500 1 | 338188 8SANS SOUCI% 500 338389 8PLUM PT! 500 1 | 0.1345 | Yes
GEN-2024-114 | 04 SOUTHEAST | G04 29SP | 338156 8POWERLN_RD% 500 338187 8DELL% 500 1 | 338188 8SANS SOUCI% 500 338389 8PLUM PT! 500 1 | 0.15905 | Yes
GEN-2024-114 | 04 SOUTHEAST | G04 29SP | 338187 8DELL% 500 338188 8SANS SOUCI% 500 1 | 338188 8SANS SOUCI% 500 338389 8PLUM PT! 500 1 | 0.17047 | Yes
GEN-2024-114 | 04 SOUTHEAST | G04 29SP | 338162 8W.MEMPHIS% 500 360075 8BHAM STEEL 500 1 | 338198 8DRIVER% 500 338400 8SANDYBAYOU% 500 1 | 0.06126 | Yes
GEN-2024-114 | 04 SOUTHEAST | G04 29SP | 338156 8POWERLN_RD% 500 998386 8POWERLN_RD% 161 1 | 338198 8DRIVER% 500 338400 8SANDYBAYOU% 500 1 | 0.24577 | Yes
GEN-2024-114 | 04 SOUTHEAST | G04 29SP | 338157 5POWERLN_RD% 161 998386 8POWERLN_RD% 161 1 | 338198 8DRIVER% 500 338400 8SANDYBAYOU% 500 1 | 0.24577 | Yes
GEN-2024-114 | 04 SOUTHEAST | G04 29SP | 300038 7ESSEX 345 344974 7LUTESVIL 345 1 | 338198 8DRIVER% 500 338400 8SANDYBAYOU% 500 1 | 0.11308 | Yes
GEN-2024-114 | 04 SOUTHEAST | G04 29SP | 338758 5HEBER.N# 161 505422 GREERSF5 161 1 | 338198 8DRIVER% 500 338400 8SANDYBAYOU% 500 1 | 0.23985 | Yes
GEN-2024-114 | 04 SOUTHEAST | G04 29SP | 338185 5DELL% 161 338806 5MANILA# 161 1 | 338198 8DRIVER% 500 338400 8SANDYBAYOU% 500 1 | 0.05587 | Yes
GEN-2024-114 | 04 SOUTHEAST | G04 29SP | 338186 5MONETTE 161 338806 5MANILA# 161 1 | 338198 8DRIVER% 500 338400 8SANDYBAYOU% 500 1 | 0.05587 | Yes
GEN-2024-114 | 04 SOUTHEAST | G04 29SP | 301406 8WNEWMADRID 500 338187 8DELL% 500 1 | 338198 8DRIVER% 500 338400 8SANDYBAYOU% 500 1 | 0.11363 | Yes
GEN-2024-114 | 04 SOUTHEAST | G04 29SP | 338186 5MONETTE 161 338204 5PARAGOULD% 161 1 | 338198 8DRIVER% 500 338400 8SANDYBAYOU% 500 1 | 0.05587 | Yes
GEN-2024-114 | 04 SOUTHEAST | G04 29SP | 344848 7KELSO 1 345 348294 7MASS 345 1 | 338198 8DRIVER% 500 338400 8SANDYBAYOU% 500 1 | 0.05372 | Yes
GEN-2024-114 | 04 SOUTHEAST | G04 29SP | 338162 8W.MEMPHIS% 500 998385 8W.MEMPHIS% 161 1 | 338239 J1007 COL 34.5 338238 W MEMPHIS PV 161 1 | 0.05416 | Yes
GEN-2024-114 | 04 SOUTHEAST | G04 29SP | 338161 5W.MEMPHIS! 161 998385 8W.MEMPHIS% 161 1 | 338239 J1007 COL 34.5 338238 W MEMPHIS PV 161 1 | 0.05416 | Yes
GEN-2024-114 | 04 SOUTHEAST | G04 29SP | 337957 8KEO% 500 338140 8HOLND BTM% 500 1 | 338389 8PLUM PT! 500 338388 1PLUM PT U1 23.0 1 | 0.19726 | Yes
GEN-2024-114 | 04 SOUTHEAST | G04 29SP | 338145 8ISES% 500 338156 8POWERLN_RD% 500 1 | 338389 8PLUM PT! 500 338388 1PLUM PT U1 23.0 1 | 0.10411 | Yes
GEN-2024-114 | 04 SOUTHEAST | G04 29SP | 338140 8HOLND BTM% 500 338145 8ISES% 500 1 | 338389 8PLUM PT! 500 338388 1PLUM PT U1 23.0 1 | 0.17529 | Yes
GEN-2024-114 | 04 SOUTHEAST | G04 29SP | 337860 8WRIGHTSVLE% 500 337957 8KEO% 500 1 | 338389 8PLUM PT! 500 338388 1PLUM PT U1 23.0 1 | 0.1345 | Yes
GEN-2024-114 | 04 SOUTHEAST | G04 29SP | 338156 8POWERLN_RD% 500 338187 8DELL% 500 1 | 338389 8PLUM PT! 500 338388 1PLUM PT U1 23.0 1 | 0.15905 | Yes
GEN-2024-114 | 04 SOUTHEAST | G04 29SP | 338187 8DELL% 500 338188 8SANS SOUCI% 500 1 | 338389 8PLUM PT! 500 338388 1PLUM PT U1 23.0 1 | 0.17047 | Yes
GEN-2024-114 | 04 SOUTHEAST | G04 29SP | 338162 8W.MEMPHIS% 500 360075 8BHAM STEEL 500 1 | 338400 8SANDYBAYOU% 500 360021 8SHELBY TN 500 1 | 0.06126 | Yes
GEN-2024-114 | 04 SOUTHEAST | G04 29SP | 301406 8WNEWMADRID 500 338187 8DELL% 500 1 | 338400 8SANDYBAYOU% 500 360021 8SHELBY TN 500 1 | 0.11363 | Yes
GEN-2024-114 | 04 SOUTHEAST | G04 29SP | 344848 7KELSO 1 345 348294 7MASS 345 1 | 338400 8SANDYBAYOU% 500 360021 8SHELBY TN 500 1 | 0.05372 | Yes
GEN-2024-114 | 04 SOUTHEAST | G04 29SP | 338157 5POWERLN_RD% 161 338707 5TRUMANN.W# 161 1 | 338707 5TRUMANN.W# 161 3WXFMR 327:TRUMAN-W 1 | 0.06197 | Yes
GEN-2024-114 | 04 SOUTHEAST | G04 29SP | 337926 5QUITMAN! 161 338112 5HEBER.S 161 1 | 338832 5CLINTON.W# 161 338833 5CLINTON IN# 161 1 | 0.1604 | Yes
GEN-2024-114 | 04 SOUTHEAST | G04 29SP | 338112 5HEBER.S 161 338113 5HEBER IND 161 1 | 338832 5CLINTON.W# 161 338833 5CLINTON IN# 161 1 | 0.1604 | Yes
GEN-2024-114 | 04 SOUTHEAST | G04 29SP | 338113 5HEBER IND 161 338758 5HEBER.N# 161 1 | 338832 5CLINTON.W# 161 338833 5CLINTON IN# 161 1 | 0.1604 | Yes
GEN-2024-114 | 04 SOUTHEAST | G04 29SP | 338758 5HEBER.N# 161 338837 5PARTAIN# 161 1 | 338832 5CLINTON.W# 161 338833 5CLINTON IN# 161 1 | 0.07608 | Yes
GEN-2024-114 | 04 SOUTHEAST | G04 29SP | 338832 5CLINTON.W# 161 338837 5PARTAIN# 161 1 | 338832 5CLINTON.W# 161 338833 5CLINTON IN# 161 1 | 0.07608 | Yes
GEN-2024-114 | 04 SOUTHEAST | G04 29SP | 338832 5CLINTON.W# 161 338837 5PARTAIN# 161 1 | 338837 5PARTAIN# 161 3WXFMR 327:PARTAIN 1 | 0.07942 | Yes
GEN-2024-114 | 04 SOUTHEAST | G04 29SP | 300038 7ESSEX 345 344974 7LUTESVIL 345 1 | 344847 5KELSO 1 161 345201 5BULLION 161 1 | 0.09385 | Yes
GEN-2024-114 | 04 SOUTHEAST | G04 29SP | 344974 7LUTESVIL 345 345773 7ST FRANC 345 1 | 344884 7LABADIE1 345 344894 1LAB G1 20.0 1 | 0.05889 | Yes
GEN-2024-114 | 04 SOUTHEAST | G04 29SP | 344974 7LUTESVIL 345 345773 7ST FRANC 345 1 | 344887 7LABADIE4 345 344897 1LAB G4 20.0 1 | 0.05889 | Yes
GEN-2024-114 | 04 SOUTHEAST | G04 29SP | 300038 7ESSEX 345 344974 7LUTESVIL 345 1 | 345667 7RUSH 1 345 345670 1RUSH G1 18.0 1 | 0.08395 | Yes
GEN-2024-114 | 04 SOUTHEAST | G04 29SP | 344974 7LUTESVIL 345 345773 7ST FRANC 345 1 | 345667 7RUSH 1 345 345670 1RUSH G1 18.0 1 | 0.05889 | Yes
GEN-2024-114 | 04 SOUTHEAST | G04 29SP | 300038 7ESSEX 345 344974 7LUTESVIL 345 1 | 345668 7RUSH 2 345 345671 1RUSH G2 18.0 1 | 0.08395 | Yes
GEN-2024-114 | 04 SOUTHEAST | G04 29SP | 344974 7LUTESVIL 345 345773 7ST FRANC 345 1 | 345668 7RUSH 2 345 345671 1RUSH G2 18.0 1 | 0.05889 | Yes
GEN-2024-114 | 04 SOUTHEAST | G04 29SP | 500140 CARROLL6 230 500260 DOLHILL6 230 1 | 500029 BELMONT 6 230 500563 MARTHAV6 230 1 | 0.05816 | Yes
GEN-2024-114 | 04 SOUTHEAST | G04 29SP | 500140 CARROLL6 230 500260 DOLHILL6 230 1 | 500525 MANCOMP 6 230 500563 MARTHAV6 230 1 | 0.05816 | Yes
GEN-2024-114 | 04 SOUTHEAST | G04 29SP | 338170 5JONESBORO! 161 338703 5JONSBORO.N# 161 1 | 505418 JONESBO5 161 505442 WATER V5 161 1 | 0.16046 | Yes
GEN-2024-114 | 04 SOUTHEAST | G04 29SP | 338703 5JONSBORO.N# 161 338706 5PARGOULD.S# 161 1 | 505418 JONESBO5 161 505442 WATER V5 161 1 | 0.16046 | Yes
GEN-2024-114 | 04 SOUTHEAST | G04 29SP | 338204 5PARAGOULD% 161 338706 5PARGOULD.S# 161 1 | 505418 JONESBO5 161 505442 WATER V5 161 1 | 0.16046 | Yes
GEN-2024-114 | 04 SOUTHEAST | G04 29SP | 338758 5HEBER.N# 161 505422 GREERSF5 161 1 | 505418 JONESBO5 161 774620 G23-132-TAP 161 1 | 0.99871 | Yes
GEN-2024-114 | 04 SOUTHEAST | G04 29SP | 338108 5ST JOE 161 338110 5HILLTOP% 161 1 | 505418 JONESBO5 161 774620 G23-132-TAP 161 1 | 0.13389 | Yes
GEN-2024-114 | 04 SOUTHEAST | G04 29SP | 338107 5EVERTON RD 161 338108 5ST JOE 161 1 | 505418 JONESBO5 161 774620 G23-132-TAP 161 1 | 0.13389 | Yes
GEN-2024-114 | 04 SOUTHEAST | G04 29SP | 338104 5HARRISON.E! 161 338107 5EVERTON RD 161 1 | 505418 JONESBO5 161 774620 G23-132-TAP 161 1 | 0.13389 | Yes
GEN-2024-114 | 04 SOUTHEAST | G04 29SP | 338832 5CLINTON.W# 161 338834 5BOTKINBURG# 161 1 | 505418 JONESBO5 161 774620 G23-132-TAP 161 1 | 0.27819 | Yes
GEN-2024-114 | 04 SOUTHEAST | G04 29SP | 338109 5MARSHALL 161 338834 5BOTKINBURG# 161 1 | 505418 JONESBO5 161 774620 G23-132-TAP 161 1 | 0.27819 | Yes
GEN-2024-114 | 04 SOUTHEAST | G04 29SP | 338109 5MARSHALL 161 338517 5MARSHALL# 161 1 | 505418 JONESBO5 161 774620 G23-132-TAP 161 1 | 0.27819 | Yes
GEN-2024-114 | 04 SOUTHEAST | G04 29SP | 338110 5HILLTOP% 161 338517 5MARSHALL# 161 1 | 505418 JONESBO5 161 774620 G23-132-TAP 161 1 | 0.27819 | Yes
GEN-2024-114 | 04 SOUTHEAST | G04 29SP | 338758 5HEBER.N# 161 338837 5PARTAIN# 161 1 | 505418 JONESBO5 161 774620 G23-132-TAP 161 1 | 0.32617 | Yes
GEN-2024-114 | 04 SOUTHEAST | G04 29SP | 338832 5CLINTON.W# 161 338837 5PARTAIN# 161 1 | 505418 JONESBO5 161 774620 G23-132-TAP 161 1 | 0.32617 | Yes
GEN-2024-114 | 04 SOUTHEAST | G04 29SP | 337940 5HAMLET% 161 338748 5GRAVEL RDG# 161 1 | 505418 JONESBO5 161 774620 G23-132-TAP 161 1 | 0.10566 | Yes
GEN-2024-114 | 04 SOUTHEAST | G04 29SP | 338832 5CLINTON.W# 161 338834 5BOTKINBURG# 161 1 | 505507 SWPINEY5 161 505508 DARDANE5 161 1 | 0.06757 | Yes
GEN-2024-114 | 04 SOUTHEAST | G04 29SP | 338109 5MARSHALL 161 338834 5BOTKINBURG# 161 1 | 505507 SWPINEY5 161 505508 DARDANE5 161 1 | 0.06757 | Yes
GEN-2024-114 | 04 SOUTHEAST | G04 29SP | 337925 5GREENBRIER 161 337926 5QUITMAN! 161 1 | 505507 SWPINEY5 161 505508 DARDANE5 161 1 | 0.07801 | Yes
GEN-2024-114 | 04 SOUTHEAST | G04 29SP | 338109 5MARSHALL 161 338517 5MARSHALL# 161 1 | 505507 SWPINEY5 161 505508 DARDANE5 161 1 | 0.06757 | Yes
GEN-2024-114 | 04 SOUTHEAST | G04 29SP | 337919 5BONO 161 337923 5P.HILL% 161 1 | 505507 SWPINEY5 161 505508 DARDANE5 161 1 | 0.07801 | Yes
GEN-2024-114 | 04 SOUTHEAST | G04 29SP | 338110 5HILLTOP% 161 338517 5MARSHALL# 161 1 | 505507 SWPINEY5 161 505508 DARDANE5 161 1 | 0.06757 | Yes
GEN-2024-114 | 04 SOUTHEAST | G04 29SP | 337919 5BONO 161 337925 5GREENBRIER 161 1 | 505507 SWPINEY5 161 505508 DARDANE5 161 1 | 0.07801 | Yes
GEN-2024-114 | 04 SOUTHEAST | G04 29SP | 337926 5QUITMAN! 161 337940 5HAMLET% 161 1 | 505507 SWPINEY5 161 505508 DARDANE5 161 1 | 0.09047 | Yes
GEN-2024-114 | 04 SOUTHEAST | G04 29SP | 338758 5HEBER.N# 161 338837 5PARTAIN# 161 1 | 505507 SWPINEY5 161 505508 DARDANE5 161 1 | 0.07762 | Yes
GEN-2024-114 | 04 SOUTHEAST | G04 29SP | 338832 5CLINTON.W# 161 338837 5PARTAIN# 161 1 | 505507 SWPINEY5 161 505508 DARDANE5 161 1 | 0.07762 | Yes
GEN-2024-114 | 04 SOUTHEAST | G04 29SP | 337376 7SAREPTA% 345 788340 G24-379-TAP 345 1 | 507768 SWSHRV9 765 515049 SEMINOLE9 765 1 | 0.08482 | Yes
GEN-2024-114 | 04 SOUTHEAST | G04 29SP | 500260 DOLHILL6 230 500250 DOLHILL7 345 1 | 509241 CROCKET7 345 783930 G24-232-TAP 345 1 | 0.07109 | Yes
GEN-2024-114 | 04 SOUTHEAST | G04 29SP | 500250 DOLHILL7 345 507760 SW SHV 7 345 1 | 509241 CROCKET7 345 783930 G24-232-TAP 345 1 | 0.07109 | Yes
GEN-2024-114 | 04 SOUTHEAST | G04 29SP | 500140 CARROLL6 230 500260 DOLHILL6 230 1 | 509241 CROCKET7 345 783930 G24-232-TAP 345 1 | 0.05964 | Yes
GEN-2024-114 | 04 SOUTHEAST | G04 29SP | 500140 CARROLL6 230 500465 6LAYFLD 230 1 | 509241 CROCKET7 345 783930 G24-232-TAP 345 1 | 0.06228 | Yes
GEN-2024-114 | 04 SOUTHEAST | G04 29SP | 337376 7SAREPTA% 345 788340 G24-379-TAP 345 1 | 509241 CROCKET7 345 783930 G24-232-TAP 345 1 | 0.11487 | Yes
GEN-2024-114 | 04 SOUTHEAST | G04 29SP | 500465 6LAYFLD 230 997454 LAYFLD AUTO 230 1 | 509241 CROCKET7 345 783930 G24-232-TAP 345 1 | 0.05191 | Yes
GEN-2024-114 | 04 SOUTHEAST | G04 29SP | 509366 LAYFLD8 500 997454 LAYFLD AUTO 230 1 | 509241 CROCKET7 345 783930 G24-232-TAP 345 1 | 0.05191 | Yes
GEN-2024-114 | 04 SOUTHEAST | G04 29SP | 337909 8ANO% 500 515305 FTSMITH8 500 1 | 509782 R.S.S.-7 345 588040 G16133G16146 345 1 | 0.19774 | Yes
GEN-2024-114 | 04 SOUTHEAST | G04 29SP | 337909 8ANO% 500 515305 FTSMITH8 500 1 | 515497 MATHWSN7 345 900001 TRAVERSE1 345 1 | 0.19774 | Yes
GEN-2024-114 | 04 SOUTHEAST | G04 29SP | 337909 8ANO% 500 515305 FTSMITH8 500 1 | 588041 G16133_765TN 765 588042 G16133_765R1 765 1 | 0.19774 | Yes
GEN-2024-114 | 04 SOUTHEAST | G04 29SP | 337909 8ANO% 500 515305 FTSMITH8 500 1 | 588042 G16133_765R1 765 588043 G16133_765R2 765 1 | 0.19774 | Yes
GEN-2024-114 | 04 SOUTHEAST | G04 29SP | 337909 8ANO% 500 515305 FTSMITH8 500 1 | 588043 G16133_765R2 765 588044 G16133_765R3 765 1 | 0.19774 | Yes
GEN-2024-114 | 04 SOUTHEAST | G04 29SP | 337909 8ANO% 500 515305 FTSMITH8 500 1 | 588044 G16133_765R3 765 588045 G16133_765CS 765 1 | 0.19774 | Yes
GEN-2024-114 | 04 SOUTHEAST | G04 29SP | 338156 8POWERLN_RD% 500 998386 8POWERLN_RD% 161 1 | 774620 G23-132-TAP 161 774621 GEN-2023-132 161 1 | 0.26316 | Yes
GEN-2024-114 | 04 SOUTHEAST | G04 29SP | 338157 5POWERLN_RD% 161 998386 8POWERLN_RD% 161 1 | 774620 G23-132-TAP 161 774621 GEN-2023-132 161 1 | 0.26316 | Yes
GEN-2024-114 | 04 SOUTHEAST | G04 29SP | 338170 5JONESBORO! 161 505418 JONESBO5 161 1 | 774620 G23-132-TAP 161 774621 GEN-2023-132 161 1 | 0.52399 | Yes
GEN-2024-114 | 04 SOUTHEAST | G04 29SP | 338157 5POWERLN_RD% 161 338170 5JONESBORO! 161 1 | 774620 G23-132-TAP 161 774621 GEN-2023-132 161 1 | 0.25646 | Yes
GEN-2024-114 | 04 SOUTHEAST | G04 29SP | 338758 5HEBER.N# 161 505422 GREERSF5 161 1 | 774620 G23-132-TAP 161 780390 G24-114-TAP 161 1 | 0.99871 | Yes
GEN-2024-114 | 04 SOUTHEAST | G04 29SP | 338758 5HEBER.N# 161 338837 5PARTAIN# 161 1 | 774620 G23-132-TAP 161 780390 G24-114-TAP 161 1 | 0.32617 | Yes
GEN-2024-114 | 04 SOUTHEAST | G04 29SP | 338832 5CLINTON.W# 161 338837 5PARTAIN# 161 1 | 774620 G23-132-TAP 161 780390 G24-114-TAP 161 1 | 0.32617 | Yes
GEN-2024-114 | 04 SOUTHEAST | G04 29SP | 338156 8POWERLN_RD% 500 998386 8POWERLN_RD% 161 1 | 774621 GEN-2023-132 161 774622 G23-132XFMR1 34.5 1 | 0.26316 | Yes
GEN-2024-114 | 04 SOUTHEAST | G04 29SP | 338157 5POWERLN_RD% 161 998386 8POWERLN_RD% 161 1 | 774621 GEN-2023-132 161 774622 G23-132XFMR1 34.5 1 | 0.26316 | Yes
GEN-2024-114 | 04 SOUTHEAST | G04 29SP | 338170 5JONESBORO! 161 505418 JONESBO5 161 1 | 774621 GEN-2023-132 161 774622 G23-132XFMR1 34.5 1 | 0.52399 | Yes
GEN-2024-114 | 04 SOUTHEAST | G04 29SP | 338157 5POWERLN_RD% 161 338170 5JONESBORO! 161 1 | 774621 GEN-2023-132 161 774622 G23-132XFMR1 34.5 1 | 0.25646 | Yes
GEN-2024-114 | 04 SOUTHEAST | G04 29SP | 338056 CHALKBLUFFPV 500 338162 8W.MEMPHIS% 500 1 | Base Case | 0.05741 | Yes
GEN-2024-114 | 04 SOUTHEAST | G04 29SP | 337919 5BONO 161 337923 5P.HILL% 161 1 | Base Case | 0.07544 | Yes
GEN-2024-114 | 04 SOUTHEAST | G04 29SP | 337922 8P.HILL% 500 998405 8P.HILL% 161 1 | Base Case | 0.0551 | Yes
GEN-2024-114 | 04 SOUTHEAST | G04 29SP | 337923 5P.HILL% 161 998405 8P.HILL% 161 1 | Base Case | 0.0551 | Yes
GEN-2024-114 | 04 SOUTHEAST | G04 29SP | 337925 5GREENBRIER 161 337926 5QUITMAN! 161 1 | Base Case | 0.07544 | Yes
GEN-2024-114 | 04 SOUTHEAST | G04 29SP | 337957 8KEO% 500 338056 CHALKBLUFFPV 500 1 | Base Case | 0.05741 | Yes
GEN-2024-114 | 04 SOUTHEAST | G04 29SP | 337957 8KEO% 500 338140 8HOLND BTM% 500 1 | Base Case | 0.19726 | Yes
GEN-2024-114 | 04 SOUTHEAST | G04 29SP | 337919 5BONO 161 337925 5GREENBRIER 161 1 | Base Case | 0.07544 | Yes
GEN-2024-114 | 04 SOUTHEAST | G04 29SP | 337651 8WHT BLUFF% 500 337957 8KEO% 500 1 | Base Case | 0.12017 | Yes
GEN-2024-114 | 04 SOUTHEAST | G04 29SP | 338832 5CLINTON.W# 161 338834 5BOTKINBURG# 161 1 | Base Case | 0.0733 | Yes
GEN-2024-114 | 04 SOUTHEAST | G04 29SP | 337368 8MT_OLIVE% 500 337561 8EL DORADO% 500 1 | Base Case | 0.06021 | Yes
GEN-2024-114 | 04 SOUTHEAST | G04 29SP | 338109 5MARSHALL 161 338834 5BOTKINBURG# 161 1 | Base Case | 0.0733 | Yes
GEN-2024-114 | 04 SOUTHEAST | G04 29SP | 337926 5QUITMAN! 161 338112 5HEBER.S 161 1 | Base Case | 0.15721 | Yes
GEN-2024-114 | 04 SOUTHEAST | G04 29SP | 338109 5MARSHALL 161 338517 5MARSHALL# 161 1 | Base Case | 0.0733 | Yes
GEN-2024-114 | 04 SOUTHEAST | G04 29SP | 338145 8ISES% 500 338156 8POWERLN_RD% 500 1 | Base Case | 0.10411 | Yes
GEN-2024-114 | 04 SOUTHEAST | G04 29SP | 338171 5CASH 161 338177 NEWPORTSOLAR 161 1 | Base Case | 0.13199 | Yes
GEN-2024-114 | 04 SOUTHEAST | G04 29SP | 500260 DOLHILL6 230 500250 DOLHILL7 345 1 | Base Case | 0.06176 | Yes
GEN-2024-114 | 04 SOUTHEAST | G04 29SP | 338170 5JONESBORO! 161 338171 5CASH 161 1 | Base Case | 0.13199 | Yes
GEN-2024-114 | 04 SOUTHEAST | G04 29SP | 338110 5HILLTOP% 161 338517 5MARSHALL# 161 1 | Base Case | 0.0733 | Yes
GEN-2024-114 | 04 SOUTHEAST | G04 29SP | 338165 5MARKEDTREE! 161 338167 5HARRISBURG+ 161 1 | Base Case | 0.06197 | Yes
GEN-2024-114 | 04 SOUTHEAST | G04 29SP | 338151 5NEWPORT! 161 338173 5NEWPORT IND 161 1 | Base Case | 0.06227 | Yes
GEN-2024-114 | 04 SOUTHEAST | G04 29SP | 338151 5NEWPORT! 161 338158 5MALLORY% 161 1 | Base Case | 0.06119 | Yes
GEN-2024-114 | 04 SOUTHEAST | G04 29SP | 338140 8HOLND BTM% 500 338145 8ISES% 500 1 | Base Case | 0.17529 | Yes
GEN-2024-114 | 04 SOUTHEAST | G04 29SP | 337926 5QUITMAN! 161 337940 5HAMLET% 161 1 | Base Case | 0.0879 | Yes
GEN-2024-114 | 04 SOUTHEAST | G04 29SP | 338188 8SANS SOUCI% 500 338198 8DRIVER% 500 1 | Base Case | 0.17047 | Yes
GEN-2024-114 | 04 SOUTHEAST | G04 29SP | 338156 8POWERLN_RD% 500 998386 8POWERLN_RD% 161 1 | Base Case | 0.26316 | Yes
GEN-2024-114 | 04 SOUTHEAST | G04 29SP | 338157 5POWERLN_RD% 161 998386 8POWERLN_RD% 161 1 | Base Case | 0.26316 | Yes
GEN-2024-114 | 04 SOUTHEAST | G04 29SP | 500250 DOLHILL7 345 507760 SW SHV 7 345 1 | Base Case | 0.06176 | Yes
GEN-2024-114 | 04 SOUTHEAST | G04 29SP | 337909 8ANO% 500 515305 FTSMITH8 500 1 | Base Case | 0.19774 | Yes
GEN-2024-114 | 04 SOUTHEAST | G04 29SP | 337860 8WRIGHTSVLE% 500 337957 8KEO% 500 1 | Base Case | 0.1345 | Yes
GEN-2024-114 | 04 SOUTHEAST | G04 29SP | 337909 8ANO% 500 337922 8P.HILL% 500 1 | Base Case | 0.11791 | Yes
GEN-2024-114 | 04 SOUTHEAST | G04 29SP | 337643 8SHERIDAN% 500 337763 8MAGNETCOVE% 500 1 | Base Case | 0.06839 | Yes
GEN-2024-114 | 04 SOUTHEAST | G04 29SP | 338167 5HARRISBURG+ 161 338169 5TRUMANN 161 1 | Base Case | 0.06197 | Yes
GEN-2024-114 | 04 SOUTHEAST | G04 29SP | 338158 5MALLORY% 161 338173 5NEWPORT IND 161 1 | Base Case | 0.06227 | Yes
GEN-2024-114 | 04 SOUTHEAST | G04 29SP | 338112 5HEBER.S 161 338113 5HEBER IND 161 1 | Base Case | 0.15721 | Yes
GEN-2024-114 | 04 SOUTHEAST | G04 29SP | 338156 8POWERLN_RD% 500 338187 8DELL% 500 1 | Base Case | 0.15905 | Yes
GEN-2024-114 | 04 SOUTHEAST | G04 29SP | 338170 5JONESBORO! 161 338703 5JONSBORO.N# 161 1 | Base Case | 0.13554 | Yes
GEN-2024-114 | 04 SOUTHEAST | G04 29SP | 338157 5POWERLN_RD% 161 338170 5JONESBORO! 161 1 | Base Case | 0.25646 | Yes
GEN-2024-114 | 04 SOUTHEAST | G04 29SP | 338198 8DRIVER% 500 338400 8SANDYBAYOU% 500 1 | Base Case | 0.17047 | Yes
GEN-2024-114 | 04 SOUTHEAST | G04 29SP | 337753 8HS EHV% 500 337754 8ETTA% 500 1 | Base Case | 0.05603 | Yes
GEN-2024-114 | 04 SOUTHEAST | G04 29SP | 338113 5HEBER IND 161 338758 5HEBER.N# 161 1 | Base Case | 0.15721 | Yes
GEN-2024-114 | 04 SOUTHEAST | G04 29SP | 337368 8MT_OLIVE% 500 509366 LAYFLD8 500 1 | Base Case | 0.05442 | Yes
GEN-2024-114 | 04 SOUTHEAST | G04 29SP | 338170 5JONESBORO! 161 505418 JONESBO5 161 1 | Base Case | 0.52399 | Yes
GEN-2024-114 | 04 SOUTHEAST | G04 29SP | 300038 7ESSEX 345 344974 7LUTESVIL 345 1 | Base Case | 0.08395 | Yes
GEN-2024-114 | 04 SOUTHEAST | G04 29SP | 338758 5HEBER.N# 161 505422 GREERSF5 161 1 | Base Case | 0.23664 | Yes
GEN-2024-114 | 04 SOUTHEAST | G04 29SP | 338703 5JONSBORO.N# 161 338706 5PARGOULD.S# 161 1 | Base Case | 0.13554 | Yes
GEN-2024-114 | 04 SOUTHEAST | G04 29SP | 338158 5MALLORY% 161 338172 5NEWPORT AB 161 1 | Base Case | 0.13199 | Yes
GEN-2024-114 | 04 SOUTHEAST | G04 29SP | 338204 5PARAGOULD% 161 338706 5PARGOULD.S# 161 1 | Base Case | 0.13554 | Yes
GEN-2024-114 | 04 SOUTHEAST | G04 29SP | 344974 7LUTESVIL 345 345773 7ST FRANC 345 1 | Base Case | 0.05889 | Yes
GEN-2024-114 | 04 SOUTHEAST | G04 29SP | 500140 CARROLL6 230 500260 DOLHILL6 230 1 | Base Case | 0.05244 | Yes
GEN-2024-114 | 04 SOUTHEAST | G04 29SP | 337922 8P.HILL% 500 337937 8MAYFLOWER% 500 1 | Base Case | 0.06281 | Yes
GEN-2024-114 | 04 SOUTHEAST | G04 29SP | 338169 5TRUMANN 161 338707 5TRUMANN.W# 161 1 | Base Case | 0.06197 | Yes
GEN-2024-114 | 04 SOUTHEAST | G04 29SP | 338172 5NEWPORT AB 161 338177 NEWPORTSOLAR 161 1 | Base Case | 0.13199 | Yes
GEN-2024-114 | 04 SOUTHEAST | G04 29SP | 338758 5HEBER.N# 161 338837 5PARTAIN# 161 1 | Base Case | 0.07942 | Yes
GEN-2024-114 | 04 SOUTHEAST | G04 29SP | 338709 5HALLIDAY# 161 338728 5GAINSVLTAP# 161 1 | Base Case | 0.05723 | Yes
GEN-2024-114 | 04 SOUTHEAST | G04 29SP | 338185 5DELL% 161 338806 5MANILA# 161 1 | Base Case | 0.06272 | Yes
GEN-2024-114 | 04 SOUTHEAST | G04 29SP | 338204 5PARAGOULD% 161 338709 5HALLIDAY# 161 1 | Base Case | 0.05723 | Yes
GEN-2024-114 | 04 SOUTHEAST | G04 29SP | 337808 8MABELVALE% 500 337860 8WRIGHTSVLE% 500 1 | Base Case | 0.13556 | Yes
GEN-2024-114 | 04 SOUTHEAST | G04 29SP | 337808 8MABELVALE% 500 337909 8ANO% 500 1 | Base Case | 0.06714 | Yes
GEN-2024-114 | 04 SOUTHEAST | G04 29SP | 338711 5MARMADUKE# 161 338728 5GAINSVLTAP# 161 1 | Base Case | 0.05723 | Yes
GEN-2024-114 | 04 SOUTHEAST | G04 29SP | 338186 5MONETTE 161 338806 5MANILA# 161 1 | Base Case | 0.06272 | Yes
GEN-2024-114 | 04 SOUTHEAST | G04 29SP | 338187 8DELL% 500 338188 8SANS SOUCI% 500 1 | Base Case | 0.17047 | Yes
GEN-2024-114 | 04 SOUTHEAST | G04 29SP | 301406 8WNEWMADRID 500 338187 8DELL% 500 1 | Base Case | 0.05001 | Yes
GEN-2024-114 | 04 SOUTHEAST | G04 29SP | 337561 8EL DORADO% 500 337643 8SHERIDAN% 500 1 | Base Case | 0.10239 | Yes
GEN-2024-114 | 04 SOUTHEAST | G04 29SP | 337376 7SAREPTA% 345 788340 G24-379-TAP 345 1 | Base Case | 0.10579 | Yes
GEN-2024-114 | 04 SOUTHEAST | G04 29SP | 338203 5RECTOR 161 338711 5MARMADUKE# 161 1 | Base Case | 0.05723 | Yes
GEN-2024-114 | 04 SOUTHEAST | G04 29SP | 338400 8SANDYBAYOU% 500 360021 8SHELBY TN 500 1 | Base Case | 0.17047 | Yes
GEN-2024-114 | 04 SOUTHEAST | G04 29SP | 337643 8SHERIDAN% 500 337651 8WHT BLUFF% 500 1 | Base Case | 0.12128 | Yes
GEN-2024-114 | 04 SOUTHEAST | G04 29SP | 500140 CARROLL6 230 500465 6LAYFLD 230 1 | Base Case | 0.05429 | Yes
GEN-2024-114 | 04 SOUTHEAST | G04 29SP | 338203 5RECTOR 161 338689 5RECTOR.N# 161 1 | Base Case | 0.05723 | Yes
GEN-2024-114 | 04 SOUTHEAST | G04 29SP | 338162 8W.MEMPHIS% 500 998385 8W.MEMPHIS% 161 1 | Base Case | 0.05416 | Yes
GEN-2024-114 | 04 SOUTHEAST | G04 29SP | 338161 5W.MEMPHIS! 161 998385 8W.MEMPHIS% 161 1 | Base Case | 0.05416 | Yes
GEN-2024-114 | 04 SOUTHEAST | G04 29SP | 338157 5POWERLN_RD% 161 338707 5TRUMANN.W# 161 1 | Base Case | 0.06197 | Yes
GEN-2024-114 | 04 SOUTHEAST | G04 29SP | 338186 5MONETTE 161 338204 5PARAGOULD% 161 1 | Base Case | 0.06272 | Yes
GEN-2024-114 | 04 SOUTHEAST | G04 29SP | 338832 5CLINTON.W# 161 338837 5PARTAIN# 161 1 | Base Case | 0.07942 | Yes
GEN-2024-114 | 04 SOUTHEAST | G04 29SP | 337561 8EL DORADO% 500 998422 8EL DORADO% 345 2 | Base Case | 0.08406 | Yes
GEN-2024-114 | 04 SOUTHEAST | G04 29SP | 337562 7EL DORADO 345 998422 8EL DORADO% 345 2 | Base Case | 0.08406 | Yes
GEN-2024-114 | 04 SOUTHEAST | G04 29SP | 338202 5JIM HILL% 161 338689 5RECTOR.N# 161 1 | Base Case | 0.05723 | Yes
GEN-2024-114 | 04 SOUTHEAST | G04 29SP | 337376 7SAREPTA% 345 337562 7EL DORADO 345 1 | Base Case | 0.08406 | Yes
GEN-2024-114 | 04 SOUTHEAST | G04 29SP | 337515 8MCNEIL% 500 337754 8ETTA% 500 1 | Base Case | 0.05603 | Yes
GEN-2024-114 | 04 SOUTHEAST | G04 29SP | 300115 5STFRANB2 161 338202 5JIM HILL% 161 1 | Base Case | 0.0509 | Yes
GEN-2024-114 | 04 SOUTHEAST | G04 29SP | 337753 8HS EHV% 500 337763 8MAGNETCOVE% 500 1 | Base Case | 0.06839 | Yes
GEN-2024-114 | 04 SOUTHEAST | G04 29SP | 338171 5CASH 161 338177 NEWPORTSOLAR 161 1 | GEN-2023-132_POI_774620_Generator_outage | 0.13199 | Yes
GEN-2024-114 | 04 SOUTHEAST | G04 29SP | 338170 5JONESBORO! 161 338171 5CASH 161 1 | GEN-2023-132_POI_774620_Generator_outage | 0.13199 | Yes
GEN-2024-114 | 04 SOUTHEAST | G04 29SP | 338156 8POWERLN_RD% 500 998386 8POWERLN_RD% 161 1 | GEN-2023-132_POI_774620_Generator_outage | 0.26316 | Yes
GEN-2024-114 | 04 SOUTHEAST | G04 29SP | 338157 5POWERLN_RD% 161 998386 8POWERLN_RD% 161 1 | GEN-2023-132_POI_774620_Generator_outage | 0.26316 | Yes
GEN-2024-114 | 04 SOUTHEAST | G04 29SP | 338170 5JONESBORO! 161 505418 JONESBO5 161 1 | GEN-2023-132_POI_774620_Generator_outage | 0.52399 | Yes
GEN-2024-114 | 04 SOUTHEAST | G04 29SP | 338157 5POWERLN_RD% 161 338170 5JONESBORO! 161 1 | GEN-2023-132_POI_774620_Generator_outage | 0.25646 | Yes
GEN-2024-114 | 04 SOUTHEAST | G04 29SP | 338709 5HALLIDAY# 161 338728 5GAINSVLTAP# 161 1 | GEN300006 1 | 0.05723 | Yes
GEN-2024-114 | 04 SOUTHEAST | G04 29SP | 338204 5PARAGOULD% 161 338709 5HALLIDAY# 161 1 | GEN300006 1 | 0.05723 | Yes
GEN-2024-114 | 04 SOUTHEAST | G04 29SP | 338711 5MARMADUKE# 161 338728 5GAINSVLTAP# 161 1 | GEN300006 1 | 0.05723 | Yes
GEN-2024-114 | 04 SOUTHEAST | G04 29SP | 301406 8WNEWMADRID 500 338187 8DELL% 500 1 | GEN300006 1 | 0.05001 | Yes
GEN-2024-114 | 04 SOUTHEAST | G04 29SP | 338203 5RECTOR 161 338711 5MARMADUKE# 161 1 | GEN300006 1 | 0.05723 | Yes
GEN-2024-114 | 04 SOUTHEAST | G04 29SP | 338203 5RECTOR 161 338689 5RECTOR.N# 161 1 | GEN300006 1 | 0.05723 | Yes
GEN-2024-114 | 04 SOUTHEAST | G04 29SP | 338202 5JIM HILL% 161 338689 5RECTOR.N# 161 1 | GEN300006 1 | 0.05723 | Yes
GEN-2024-114 | 04 SOUTHEAST | G04 29SP | 338709 5HALLIDAY# 161 338728 5GAINSVLTAP# 161 1 | GEN300006 1_Dup1 | 0.05723 | Yes
GEN-2024-114 | 04 SOUTHEAST | G04 29SP | 338204 5PARAGOULD% 161 338709 5HALLIDAY# 161 1 | GEN300006 1_Dup1 | 0.05723 | Yes
GEN-2024-114 | 04 SOUTHEAST | G04 29SP | 338711 5MARMADUKE# 161 338728 5GAINSVLTAP# 161 1 | GEN300006 1_Dup1 | 0.05723 | Yes
GEN-2024-114 | 04 SOUTHEAST | G04 29SP | 301406 8WNEWMADRID 500 338187 8DELL% 500 1 | GEN300006 1_Dup1 | 0.05001 | Yes
GEN-2024-114 | 04 SOUTHEAST | G04 29SP | 338203 5RECTOR 161 338711 5MARMADUKE# 161 1 | GEN300006 1_Dup1 | 0.05723 | Yes
GEN-2024-114 | 04 SOUTHEAST | G04 29SP | 338203 5RECTOR 161 338689 5RECTOR.N# 161 1 | GEN300006 1_Dup1 | 0.05723 | Yes
GEN-2024-114 | 04 SOUTHEAST | G04 29SP | 338202 5JIM HILL% 161 338689 5RECTOR.N# 161 1 | GEN300006 1_Dup1 | 0.05723 | Yes
GEN-2024-114 | 04 SOUTHEAST | G04 29SP | 301406 8WNEWMADRID 500 338187 8DELL% 500 1 | GEN300007 1 | 0.05001 | Yes
GEN-2024-114 | 04 SOUTHEAST | G04 29SP | 337957 8KEO% 500 338140 8HOLND BTM% 500 1 | GEN300007 1_Dup1 | 0.19726 | Yes
GEN-2024-114 | 04 SOUTHEAST | G04 29SP | 301406 8WNEWMADRID 500 338187 8DELL% 500 1 | GEN300007 1_Dup1 | 0.05001 | Yes
GEN-2024-114 | 04 SOUTHEAST | G04 29SP | 300115 5STFRANB2 161 338202 5JIM HILL% 161 1 | GEN300010 1 | 0.0509 | Yes
GEN-2024-114 | 04 SOUTHEAST | G04 29SP | 300115 5STFRANB2 161 338202 5JIM HILL% 161 1 | GEN300010 1_Dup1 | 0.0509 | Yes
GEN-2024-114 | 04 SOUTHEAST | G04 29SP | 337926 5QUITMAN! 161 338112 5HEBER.S 161 1 | GEN505424 1 | 0.15721 | Yes
GEN-2024-114 | 04 SOUTHEAST | G04 29SP | 338112 5HEBER.S 161 338113 5HEBER IND 161 1 | GEN505424 1 | 0.15721 | Yes
GEN-2024-114 | 04 SOUTHEAST | G04 29SP | 338113 5HEBER IND 161 338758 5HEBER.N# 161 1 | GEN505424 1 | 0.15721 | Yes
GEN-2024-114 | 04 SOUTHEAST | G04 29SP | 337926 5QUITMAN! 161 338112 5HEBER.S 161 1 | GEN505424 1_Dup1 | 0.15721 | Yes
GEN-2024-114 | 04 SOUTHEAST | G04 29SP | 338112 5HEBER.S 161 338113 5HEBER IND 161 1 | GEN505424 1_Dup1 | 0.15721 | Yes
GEN-2024-114 | 04 SOUTHEAST | G04 29SP | 338113 5HEBER IND 161 338758 5HEBER.N# 161 1 | GEN505424 1_Dup1 | 0.15721 | Yes
GEN-2024-114 | 04 SOUTHEAST | G04 29SP | 337926 5QUITMAN! 161 338112 5HEBER.S 161 1 | GEN505426 2 | 0.15721 | Yes
GEN-2024-114 | 04 SOUTHEAST | G04 29SP | 338112 5HEBER.S 161 338113 5HEBER IND 161 1 | GEN505426 2 | 0.15721 | Yes
GEN-2024-114 | 04 SOUTHEAST | G04 29SP | 338113 5HEBER IND 161 338758 5HEBER.N# 161 1 | GEN505426 2 | 0.15721 | Yes
GEN-2024-114 | 04 SOUTHEAST | G04 29SP | 337926 5QUITMAN! 161 338112 5HEBER.S 161 1 | GEN505426 2_Dup1 | 0.15721 | Yes
GEN-2024-114 | 04 SOUTHEAST | G04 29SP | 338113 5HEBER IND 161 338758 5HEBER.N# 161 1 | GEN505426 2_Dup1 | 0.15721 | Yes
GEN-2024-114 | 04 SOUTHEAST | G04 29SP | 337561 8EL DORADO% 500 998422 8EL DORADO% 345 2 | GEN509416 1_Dup1 | 0.08406 | Yes
GEN-2024-114 | 04 SOUTHEAST | G04 29SP | 337562 7EL DORADO 345 998422 8EL DORADO% 345 2 | GEN509416 1_Dup1 | 0.08406 | Yes
GEN-2024-114 | 04 SOUTHEAST | G04 29SP | 337376 7SAREPTA% 345 337562 7EL DORADO 345 1 | GEN509416 1_Dup1 | 0.08406 | Yes
GEN-2024-114 | 04 SOUTHEAST | G04 29SP | 337909 8ANO% 500 515305 FTSMITH8 500 1 | GEN532751 1 | 0.19774 | Yes
GEN-2024-114 | 04 SOUTHEAST | G04 29SP | 338758 5HEBER.N# 161 338837 5PARTAIN# 161 1 | GEN532751 1 | 0.07942 | Yes
GEN-2024-114 | 04 SOUTHEAST | G04 29SP | 337909 8ANO% 500 515305 FTSMITH8 500 1 | GEN532751 1_Dup1 | 0.19774 | Yes
GEN-2024-114 | 04 SOUTHEAST | G04 29SP | 338758 5HEBER.N# 161 338837 5PARTAIN# 161 1 | GEN532751 1_Dup1 | 0.07942 | Yes
GEN-2024-122 | 04 SOUTHEAST | G04 29SP | 337753 8HS EHV% 500 337754 8ETTA% 500 1 | P11:16:EES:1TRACTBEL C1:1::EHV: | 0.05741 | Yes
GEN-2024-122 | 04 SOUTHEAST | G04 29SP | 337753 8HS EHV% 500 337763 8MAGNETCOVE% 500 1 | P11:16:EES:1TRACTBEL C1:1::EHV: | 0.05486 | Yes
GEN-2024-122 | 04 SOUTHEAST | G04 29SP | 337753 8HS EHV% 500 337763 8MAGNETCOVE% 500 1 | P11:18:EES:1DUKE HS C1:1::EHV: | 0.05486 | Yes
GEN-2024-122 | 04 SOUTHEAST | G04 29SP | 337376 7SAREPTA% 345 788340 G24-379-TAP 345 1 | P11:18:EES:1DUKE HS C1:1::EHV: | 0.12988 | Yes
GEN-2024-122 | 04 SOUTHEAST | G04 29SP | 337368 8MT_OLIVE% 500 337561 8EL DORADO% 500 1 | P11:18:EES:1J472MCPS G2:1::EHV: | 0.05728 | Yes
GEN-2024-122 | 04 SOUTHEAST | G04 29SP | 337368 8MT_OLIVE% 500 509366 LAYFLD8 500 1 | P11:18:EES:1J472MCPS G2:1::EHV: | 0.05045 | Yes
GEN-2024-122 | 04 SOUTHEAST | G04 29SP | 337368 8MT_OLIVE% 500 337561 8EL DORADO% 500 1 | P11:18:EES:1J484LCPS G1:1::EHV: | 0.05728 | Yes
GEN-2024-122 | 04 SOUTHEAST | G04 29SP | 337368 8MT_OLIVE% 500 509366 LAYFLD8 500 1 | P11:18:EES:1J484LCPS G1:1::EHV: | 0.05045 | Yes
GEN-2024-122 | 04 SOUTHEAST | G04 29SP | 500140 CARROLL6 230 500465 6LAYFLD 230 1 | P11:18:EES:1J484LCPS G1:1::EHV: | 0.0552 | Yes
GEN-2024-122 | 04 SOUTHEAST | G04 29SP | 337515 8MCNEIL% 500 337754 8ETTA% 500 1 | P11:18:EES:1J484LCPS G1:1::EHV: | 0.05741 | Yes
GEN-2024-122 | 04 SOUTHEAST | G04 29SP | 337376 7SAREPTA% 345 788340 G24-379-TAP 345 1 | P11:18:EES:1PANDA C1:1::EHV: | 0.12988 | Yes
GEN-2024-122 | 04 SOUTHEAST | G04 29SP | 337515 8MCNEIL% 500 337754 8ETTA% 500 1 | P11:18:EES:1PANDA C1:1::EHV: | 0.05741 | Yes
GEN-2024-122 | 04 SOUTHEAST | G04 29SP | 337376 7SAREPTA% 345 788340 G24-379-TAP 345 1 | P11:18:EES:1PANDA C3:1::EHV: | 0.12988 | Yes
GEN-2024-122 | 04 SOUTHEAST | G04 29SP | 337376 7SAREPTA% 345 788340 G24-379-TAP 345 1 | P11:18:EES:1PANDA C5:1::EHV: | 0.12988 | Yes
GEN-2024-122 | 04 SOUTHEAST | G04 29SP | 337515 8MCNEIL% 500 337754 8ETTA% 500 1 | P11:18:EES:1PANDA C5:1::EHV: | 0.05741 | Yes
GEN-2024-122 | 04 SOUTHEAST | G04 29SP | 337376 7SAREPTA% 345 788340 G24-379-TAP 345 1 | P11:18:EES:1PANDA C7:1::EHV: | 0.12988 | Yes
GEN-2024-122 | 04 SOUTHEAST | G04 29SP | 337515 8MCNEIL% 500 337754 8ETTA% 500 1 | P11:18:EES:1PANDA C7:1::EHV: | 0.05741 | Yes
GEN-2024-122 | 04 SOUTHEAST | G04 29SP | 337368 8MT_OLIVE% 500 337561 8EL DORADO% 500 1 | P11:18:EES:J484LCPS:G1::EHV: | 0.05728 | Yes
GEN-2024-122 | 04 SOUTHEAST | G04 29SP | 337368 8MT_OLIVE% 500 509366 LAYFLD8 500 1 | P11:18:EES:J484LCPS:G1::EHV: | 0.05045 | Yes
GEN-2024-122 | 04 SOUTHEAST | G04 29SP | 337368 8MT_OLIVE% 500 337561 8EL DORADO% 500 1 | P11:18:EES:J484LCPS:G2::EHV: | 0.05728 | Yes
GEN-2024-122 | 04 SOUTHEAST | G04 29SP | 337368 8MT_OLIVE% 500 509366 LAYFLD8 500 1 | P11:18:EES:J484LCPS:G2::EHV: | 0.05045 | Yes
GEN-2024-122 | 04 SOUTHEAST | G04 29SP | 500140 CARROLL6 230 500465 6LAYFLD 230 1 | P11:21:EES:RVB:1 | 0.0552 | Yes
GEN-2024-122 | 04 SOUTHEAST | G04 29SP | 337368 8MT_OLIVE% 500 337561 8EL DORADO% 500 1 | P11:22:CLEC::G3MADISN:1 | 0.05728 | Yes
GEN-2024-122 | 04 SOUTHEAST | G04 29SP | 500140 CARROLL6 230 500465 6LAYFLD 230 1 | P11:22:CLEC::G3MADISN:1 | 0.0552 | Yes
GEN-2024-122 | 04 SOUTHEAST | G04 29SP | 337643 8SHERIDAN% 500 337808 8MABELVALE% 500 1 | P11:22:EES:1ANO U2:1::EHV: | 0.10176 | Yes
GEN-2024-122 | 04 SOUTHEAST | G04 29SP | 337643 8SHERIDAN% 500 337763 8MAGNETCOVE% 500 1 | P11:22:EES:1ANO U2:1::EHV: | 0.05486 | Yes
GEN-2024-122 | 04 SOUTHEAST | G04 29SP | 337753 8HS EHV% 500 337754 8ETTA% 500 1 | P11:22:EES:1ANO U2:1::EHV: | 0.05741 | Yes
GEN-2024-122 | 04 SOUTHEAST | G04 29SP | 337808 8MABELVALE% 500 337937 8MAYFLOWER% 500 1 | P11:22:EES:1ANO U2:1::EHV: | 0.05295 | Yes
GEN-2024-122 | 04 SOUTHEAST | G04 29SP | 337561 8EL DORADO% 500 337643 8SHERIDAN% 500 1 | P11:22:EES:1ANO U2:1::EHV: | 0.10277 | Yes
GEN-2024-122 | 04 SOUTHEAST | G04 29SP | 500140 CARROLL6 230 500465 6LAYFLD 230 1 | P11:22:EES:1RVR_BND_G1!:1::EHV: | 0.0552 | Yes
GEN-2024-122 | 04 SOUTHEAST | G04 29SP | 337561 8EL DORADO% 500 998422 8EL DORADO% 345 2 | P11:24:AEPW:TURKCOAL:::: | 0.09912 | Yes
GEN-2024-122 | 04 SOUTHEAST | G04 29SP | 337562 7EL DORADO 345 998422 8EL DORADO% 345 2 | P11:24:EES:TURKCOAL:1::EHV: | 0.09912 | Yes
GEN-2024-122 | 04 SOUTHEAST | G04 29SP | 337376 7SAREPTA% 345 337562 7EL DORADO 345 1 | P11:24:EES:TURKCOAL:1::EHV: | 0.09912 | Yes
GEN-2024-122 | 04 SOUTHEAST | G04 29SP | 500140 CARROLL6 230 500465 6LAYFLD 230 1 | P11:25:EES:1WAT U3!:1 & P12:HVEES6EXXON%6DOWNTOWN!1:HV: | 0.0552 | Yes
GEN-2024-122 | 04 SOUTHEAST | G04 29SP | 500140 CARROLL6 230 500465 6LAYFLD 230 1 | P11:25:EES:1WAT U3!:1::HV: | 0.0552 | Yes
GEN-2024-122 | 04 SOUTHEAST | G04 29SP | 500140 CARROLL6 230 500465 6LAYFLD 230 1 | P11:25:EES:WATERF:1 | 0.0552 | Yes
GEN-2024-122 | 04 SOUTHEAST | G04 29SP | 337515 8MCNEIL% 500 337754 8ETTA% 500 1 | P11:25:EES:WATERF:1 | 0.05741 | Yes
GEN-2024-122 | 04 SOUTHEAST | G04 29SP | 337651 8WHT BLUFF% 500 337957 8KEO% 500 1 | P11:26:EES:1ISES U1:1::HV: | 0.05687 | Yes
GEN-2024-122 | 04 SOUTHEAST | G04 29SP | 337643 8SHERIDAN% 500 337763 8MAGNETCOVE% 500 1 | P11:26:EES:1WHT BLUF U1:1::HV: | 0.05486 | Yes
GEN-2024-122 | 04 SOUTHEAST | G04 29SP | 337753 8HS EHV% 500 337754 8ETTA% 500 1 | P11:26:EES:1WHT BLUF U1:1::HV: | 0.05741 | Yes
GEN-2024-122 | 04 SOUTHEAST | G04 29SP | 337643 8SHERIDAN% 500 337651 8WHT BLUFF% 500 1 | P11:26:EES:1WHT BLUF U1:1::HV: | 0.05587 | Yes
GEN-2024-122 | 04 SOUTHEAST | G04 29SP | 337922 8P.HILL% 500 337937 8MAYFLOWER% 500 1 | P11:26:EES:1WHT BLUF U1:1::HV: | 0.05262 | Yes
GEN-2024-122 | 04 SOUTHEAST | G04 29SP | 337561 8EL DORADO% 500 337643 8SHERIDAN% 500 1 | P11:26:EES:1WHT BLUF U1:1::HV: | 0.10277 | Yes
GEN-2024-122 | 04 SOUTHEAST | G04 29SP | 337643 8SHERIDAN% 500 337763 8MAGNETCOVE% 500 1 | P11:26:EES:1WHT BLUF U2:1::HV: | 0.05486 | Yes
GEN-2024-122 | 04 SOUTHEAST | G04 29SP | 337753 8HS EHV% 500 337754 8ETTA% 500 1 | P11:26:EES:1WHT BLUF U2:1::HV: | 0.05741 | Yes
GEN-2024-122 | 04 SOUTHEAST | G04 29SP | 337643 8SHERIDAN% 500 337651 8WHT BLUFF% 500 1 | P11:26:EES:1WHT BLUF U2:1::HV: | 0.05587 | Yes
GEN-2024-122 | 04 SOUTHEAST | G04 29SP | 337922 8P.HILL% 500 337937 8MAYFLOWER% 500 1 | P11:26:EES:1WHT BLUF U2:1::HV: | 0.05262 | Yes
GEN-2024-122 | 04 SOUTHEAST | G04 29SP | 337561 8EL DORADO% 500 337643 8SHERIDAN% 500 1 | P11:26:EES:1WHT BLUF U2:1::HV: | 0.10277 | Yes
GEN-2024-122 | 04 SOUTHEAST | G04 29SP | 337376 7SAREPTA% 345 788340 G24-379-TAP 345 1 | P11:26:EES:1WHT BLUF U2:1::HV: | 0.12988 | Yes
GEN-2024-122 | 04 SOUTHEAST | G04 29SP | 337753 8HS EHV% 500 337763 8MAGNETCOVE% 500 1 | P11:26:EES:1WHT BLUF U2:1::HV: | 0.05486 | Yes
GEN-2024-122 | 04 SOUTHEAST | G04 29SP | 337651 8WHT BLUFF% 500 337957 8KEO% 500 1 | P11:26:EES:5ISES%:1ISES U1:1:HV: | 0.05687 | Yes
GEN-2024-122 | 04 SOUTHEAST | G04 29SP | 337909 8ANO% 500 515305 FTSMITH8 500 1 | P11:345:WERE:WOLFU1-GEN:EHV: | 0.08762 | Yes
GEN-2024-122 | 04 SOUTHEAST | G04 29SP | 337643 8SHERIDAN% 500 337763 8MAGNETCOVE% 500 1 | P12:115:EES:3HS EHV-E!:3WOODLAWN%:1:HV: | 0.05736 | Yes
GEN-2024-122 | 04 SOUTHEAST | G04 29SP | 337643 8SHERIDAN% 500 337763 8MAGNETCOVE% 500 1 | P12:115:EES-EAI:ARKOMA:TIGRBX:1 | 0.05667 | Yes
GEN-2024-122 | 04 SOUTHEAST | G04 29SP | 337643 8SHERIDAN% 500 337763 8MAGNETCOVE% 500 1 | P12:115:EES-EAI:HS_EHV:BUTERF:1 | 0.05736 | Yes
GEN-2024-122 | 04 SOUTHEAST | G04 29SP | 337909 8ANO% 500 515305 FTSMITH8 500 1 | P12:138:EES:8W.MEMPHIS%:8FREEPORTTN%:4BHAM STEEL1:HV: | 0.08905 | Yes
GEN-2024-122 | 04 SOUTHEAST | G04 29SP | 337808 8MABELVALE% 500 337937 8MAYFLOWER% 500 1 | P12:138:EES:8W.MEMPHIS%:8FREEPORTTN%:4BHAM STEEL1:HV: | 0.054 | Yes
GEN-2024-122 | 04 SOUTHEAST | G04 29SP | 337515 8MCNEIL% 500 337754 8ETTA% 500 1 | P12:138:EES:8W.MEMPHIS%:8FREEPORTTN%:4BHAM STEEL1:HV: | 0.05619 | Yes
GEN-2024-122 | 04 SOUTHEAST | G04 29SP | 337922 8P.HILL% 500 337937 8MAYFLOWER% 500 1 | P12:161:EES:5MORILTON.E!:5P.HILL%:1:HV: | 0.05119 | Yes
GEN-2024-122 | 04 SOUTHEAST | G04 29SP | 337922 8P.HILL% 500 337937 8MAYFLOWER% 500 1 | P12:161:EES-EAI:5QUITMAN!:5P.HILL:1 | 0.05175 | Yes
GEN-2024-122 | 04 SOUTHEAST | G04 29SP | 337643 8SHERIDAN% 500 337808 8MABELVALE% 500 1 | P12:22:EES:8ANO%:1ANO U1:1:EHV: | 0.10176 | Yes
GEN-2024-122 | 04 SOUTHEAST | G04 29SP | 337643 8SHERIDAN% 500 337763 8MAGNETCOVE% 500 1 | P12:22:EES:8ANO%:1ANO U1:1:EHV: | 0.05486 | Yes
GEN-2024-122 | 04 SOUTHEAST | G04 29SP | 337753 8HS EHV% 500 337754 8ETTA% 500 1 | P12:22:EES:8ANO%:1ANO U1:1:EHV: | 0.05741 | Yes
GEN-2024-122 | 04 SOUTHEAST | G04 29SP | 337808 8MABELVALE% 500 337937 8MAYFLOWER% 500 1 | P12:22:EES:8ANO%:1ANO U1:1:EHV: | 0.05295 | Yes
GEN-2024-122 | 04 SOUTHEAST | G04 29SP | 337561 8EL DORADO% 500 337643 8SHERIDAN% 500 1 | P12:22:EES:8ANO%:1ANO U1:1:EHV: | 0.10277 | Yes
GEN-2024-122 | 04 SOUTHEAST | G04 29SP | 337643 8SHERIDAN% 500 337808 8MABELVALE% 500 1 | P12:22:EES:8ANO%:1ANO U2:1:EHV: | 0.10176 | Yes
GEN-2024-122 | 04 SOUTHEAST | G04 29SP | 337643 8SHERIDAN% 500 337763 8MAGNETCOVE% 500 1 | P12:22:EES:8ANO%:1ANO U2:1:EHV: | 0.05486 | Yes
GEN-2024-122 | 04 SOUTHEAST | G04 29SP | 337753 8HS EHV% 500 337754 8ETTA% 500 1 | P12:22:EES:8ANO%:1ANO U2:1:EHV: | 0.05741 | Yes
GEN-2024-122 | 04 SOUTHEAST | G04 29SP | 337808 8MABELVALE% 500 337937 8MAYFLOWER% 500 1 | P12:22:EES:8ANO%:1ANO U2:1:EHV: | 0.05295 | Yes
GEN-2024-122 | 04 SOUTHEAST | G04 29SP | 337561 8EL DORADO% 500 337643 8SHERIDAN% 500 1 | P12:22:EES:8ANO%:1ANO U2:1:EHV: | 0.10277 | Yes
GEN-2024-122 | 04 SOUTHEAST | G04 29SP | 337643 8SHERIDAN% 500 337808 8MABELVALE% 500 1 | P12:230:EES:6BOGALUS%:6SLIDEL!:6FAIRVW!6HAMMND!1:HV: | 0.10179 | Yes
GEN-2024-122 | 04 SOUTHEAST | G04 29SP | 337651 8WHT BLUFF% 500 337957 8KEO% 500 1 | P12:230:EES:6WOODWARD%:6WHT BLUFF!:1:HV: | 0.05664 | Yes
GEN-2024-122 | 04 SOUTHEAST | G04 29SP | 337643 8SHERIDAN% 500 337808 8MABELVALE% 500 1 | P12:230:EES:8HARTBRG%:8MT_OLIVE%:6LAYFLDLAYFLD11:HV: | 0.09497 | Yes
GEN-2024-122 | 04 SOUTHEAST | G04 29SP | 337561 8EL DORADO% 500 998422 8EL DORADO% 345 2 | P12:230:EES:8HARTBRG%:8MT_OLIVE%:6LAYFLDLAYFLD11:HV: | 0.10883 | Yes
GEN-2024-122 | 04 SOUTHEAST | G04 29SP | 337562 7EL DORADO 345 998422 8EL DORADO% 345 2 | P12:230:EES:8HARTBRG%:8MT_OLIVE%:6LAYFLDLAYFLD11:HV: | 0.10883 | Yes
GEN-2024-122 | 04 SOUTHEAST | G04 29SP | 337376 7SAREPTA% 345 337562 7EL DORADO 345 1 | P12:230:EES:8HARTBRG%:8MT_OLIVE%:6LAYFLDLAYFLD11:HV: | 0.10883 | Yes
GEN-2024-122 | 04 SOUTHEAST | G04 29SP | 337651 8WHT BLUFF% 500 337957 8KEO% 500 1 | P12:230:EES:8WHT BLUFF%:6WHT BLUFF!:1:HV: | 0.05664 | Yes
GEN-2024-122 | 04 SOUTHEAST | G04 29SP | 337643 8SHERIDAN% 500 337763 8MAGNETCOVE% 500 1 | P12:26:EES:8WHT BLUFF%:1WHT BLUF U1:1:HV: | 0.05486 | Yes
GEN-2024-122 | 04 SOUTHEAST | G04 29SP | 337753 8HS EHV% 500 337754 8ETTA% 500 1 | P12:26:EES:8WHT BLUFF%:1WHT BLUF U1:1:HV: | 0.05741 | Yes
GEN-2024-122 | 04 SOUTHEAST | G04 29SP | 337643 8SHERIDAN% 500 337651 8WHT BLUFF% 500 1 | P12:26:EES:8WHT BLUFF%:1WHT BLUF U1:1:HV: | 0.05587 | Yes
GEN-2024-122 | 04 SOUTHEAST | G04 29SP | 337922 8P.HILL% 500 337937 8MAYFLOWER% 500 1 | P12:26:EES:8WHT BLUFF%:1WHT BLUF U1:1:HV: | 0.05262 | Yes
GEN-2024-122 | 04 SOUTHEAST | G04 29SP | 337561 8EL DORADO% 500 337643 8SHERIDAN% 500 1 | P12:26:EES:8WHT BLUFF%:1WHT BLUF U1:1:HV: | 0.10277 | Yes
GEN-2024-122 | 04 SOUTHEAST | G04 29SP | 337643 8SHERIDAN% 500 337763 8MAGNETCOVE% 500 1 | P12:26:EES:8WHT BLUFF%:1WHT BLUF U2:1:HV: | 0.05486 | Yes
GEN-2024-122 | 04 SOUTHEAST | G04 29SP | 337753 8HS EHV% 500 337754 8ETTA% 500 1 | P12:26:EES:8WHT BLUFF%:1WHT BLUF U2:1:HV: | 0.05741 | Yes
GEN-2024-122 | 04 SOUTHEAST | G04 29SP | 337643 8SHERIDAN% 500 337651 8WHT BLUFF% 500 1 | P12:26:EES:8WHT BLUFF%:1WHT BLUF U2:1:HV: | 0.05587 | Yes
GEN-2024-122 | 04 SOUTHEAST | G04 29SP | 337922 8P.HILL% 500 337937 8MAYFLOWER% 500 1 | P12:26:EES:8WHT BLUFF%:1WHT BLUF U2:1:HV: | 0.05262 | Yes
GEN-2024-122 | 04 SOUTHEAST | G04 29SP | 337561 8EL DORADO% 500 337643 8SHERIDAN% 500 1 | P12:26:EES:8WHT BLUFF%:1WHT BLUF U2:1:HV: | 0.10277 | Yes
GEN-2024-122 | 04 SOUTHEAST | G04 29SP | 337376 7SAREPTA% 345 788340 G24-379-TAP 345 1 | P12:345:AEPW:SWSHV7:LONGWD7::: | 0.16575 | Yes
GEN-2024-122 | 04 SOUTHEAST | G04 29SP | 337561 8EL DORADO% 500 998422 8EL DORADO% 345 2 | P12:345:AEPW:TENRUSK7:TENGEN7::: | 0.1039 | Yes
GEN-2024-122 | 04 SOUTHEAST | G04 29SP | 337562 7EL DORADO 345 998422 8EL DORADO% 345 2 | P12:345:AEPW:TENRUSK7:TENGEN7::: | 0.1039 | Yes
GEN-2024-122 | 04 SOUTHEAST | G04 29SP | 337376 7SAREPTA% 345 337562 7EL DORADO 345 1 | P12:345:AEPW:TENRUSK7:TENGEN7::: | 0.1039 | Yes
GEN-2024-122 | 04 SOUTHEAST | G04 29SP | 337376 7SAREPTA% 345 788340 G24-379-TAP 345 1 | P12:345:CLEC-AEPW:DOLHILL7:SWSHV7::: | 0.14428 | Yes
GEN-2024-122 | 04 SOUTHEAST | G04 29SP | 500260 DOLHILL6 230 500250 DOLHILL7 345 1 | P12:345:EES:TENRUSK7!:CROCKET7%:1:EHV: | 0.05355 | Yes
GEN-2024-122 | 04 SOUTHEAST | G04 29SP | 500250 DOLHILL7 345 507760 SW SHV 7 345 1 | P12:345:EES:TENRUSK7!:CROCKET7%:1:EHV: | 0.05355 | Yes
GEN-2024-122 | 04 SOUTHEAST | G04 29SP | 500140 CARROLL6 230 500465 6LAYFLD 230 1 | P12:345:EES:TENRUSK7!:CROCKET7%:1:EHV: | 0.05962 | Yes
GEN-2024-122 | 04 SOUTHEAST | G04 29SP | 337376 7SAREPTA% 345 788340 G24-379-TAP 345 1 | P12:345:EES:TENRUSK7!:CROCKET7%:1:EHV: | 0.13489 | Yes
GEN-2024-122 | 04 SOUTHEAST | G04 29SP | 337561 8EL DORADO% 500 998422 8EL DORADO% 345 2 | P12:345:EES:TENRUSK7!:TENGEN 7!:1:EHV: | 0.1039 | Yes
GEN-2024-122 | 04 SOUTHEAST | G04 29SP | 337562 7EL DORADO 345 998422 8EL DORADO% 345 2 | P12:345:EES:TENRUSK7!:TENGEN 7!:1:EHV: | 0.1039 | Yes
GEN-2024-122 | 04 SOUTHEAST | G04 29SP | 337376 7SAREPTA% 345 337562 7EL DORADO 345 1 | P12:345:EES:TENRUSK7!:TENGEN 7!:1:EHV: | 0.1039 | Yes
GEN-2024-122 | 04 SOUTHEAST | G04 29SP | 337909 8ANO% 500 515305 FTSMITH8 500 1 | P12:500:EES:8ANO%:8P.HILL%:1:EHV: | 0.07924 | Yes
GEN-2024-122 | 04 SOUTHEAST | G04 29SP | 337808 8MABELVALE% 500 337909 8ANO% 500 1 | P12:500:EES:8ANO%:8P.HILL%:1:EHV: | 0.07732 | Yes
GEN-2024-122 | 04 SOUTHEAST | G04 29SP | 337368 8MT_OLIVE% 500 337561 8EL DORADO% 500 1 | P12:500:EES:8BXTRWILSON%:8PERRYVILLE%:1:EHV: | 0.05275 | Yes
GEN-2024-122 | 04 SOUTHEAST | G04 29SP | 337651 8WHT BLUFF% 500 337957 8KEO% 500 1 | P12:500:EES:8BXTRWILSON%:8PERRYVILLE%:1:EHV: | 0.05975 | Yes
GEN-2024-122 | 04 SOUTHEAST | G04 29SP | 335368 8WELLS% 500 335500 8WEBRE% 500 1 | P12:500:EES:8BXTRWILSON%:8PERRYVILLE%:1:EHV: | 0.05511 | Yes
GEN-2024-122 | 04 SOUTHEAST | G04 29SP | 337643 8SHERIDAN% 500 337763 8MAGNETCOVE% 500 1 | P12:500:EES:8BXTRWILSON%:8PERRYVILLE%:1:EHV: | 0.05674 | Yes
GEN-2024-122 | 04 SOUTHEAST | G04 29SP | 337643 8SHERIDAN% 500 337808 8MABELVALE% 500 1 | P12:500:EES:8BXTRWILSON%:8PERRYVILLE%:1:EHV: | 0.10507 | Yes
GEN-2024-122 | 04 SOUTHEAST | G04 29SP | 337753 8HS EHV% 500 337754 8ETTA% 500 1 | P12:500:EES:8BXTRWILSON%:8PERRYVILLE%:1:EHV: | 0.05987 | Yes
GEN-2024-122 | 04 SOUTHEAST | G04 29SP | 337561 8EL DORADO% 500 337643 8SHERIDAN% 500 1 | P12:500:EES:8BXTRWILSON%:8PERRYVILLE%:1:EHV: | 0.10772 | Yes
GEN-2024-122 | 04 SOUTHEAST | G04 29SP | 337643 8SHERIDAN% 500 337651 8WHT BLUFF% 500 1 | P12:500:EES:8BXTRWILSON%:8PERRYVILLE%:1:EHV: | 0.05939 | Yes
GEN-2024-122 | 04 SOUTHEAST | G04 29SP | 337561 8EL DORADO% 500 998422 8EL DORADO% 345 2 | P12:500:EES:8BXTRWILSON%:8PERRYVILLE%:1:EHV: | 0.09746 | Yes
GEN-2024-122 | 04 SOUTHEAST | G04 29SP | 337562 7EL DORADO 345 998422 8EL DORADO% 345 2 | P12:500:EES:8BXTRWILSON%:8PERRYVILLE%:1:EHV: | 0.09746 | Yes
GEN-2024-122 | 04 SOUTHEAST | G04 29SP | 337376 7SAREPTA% 345 337562 7EL DORADO 345 1 | P12:500:EES:8BXTRWILSON%:8PERRYVILLE%:1:EHV: | 0.09746 | Yes
GEN-2024-122 | 04 SOUTHEAST | G04 29SP | 337753 8HS EHV% 500 337763 8MAGNETCOVE% 500 1 | P12:500:EES:8BXTRWILSON%:8PERRYVILLE%:1:EHV: | 0.05674 | Yes
GEN-2024-122 | 04 SOUTHEAST | G04 29SP | 337643 8SHERIDAN% 500 337763 8MAGNETCOVE% 500 1 | P12:500:EES:8EL DORADO%:8SHERIDAN%:1:EHV: | 0.10969 | Yes
GEN-2024-122 | 04 SOUTHEAST | G04 29SP | 337753 8HS EHV% 500 337754 8ETTA% 500 1 | P12:500:EES:8EL DORADO%:8SHERIDAN%:1:EHV: | 0.11118 | Yes
GEN-2024-122 | 04 SOUTHEAST | G04 29SP | 337515 8MCNEIL% 500 337561 8EL DORADO% 500 1 | P12:500:EES:8EL DORADO%:8SHERIDAN%:1:EHV: | 0.08793 | Yes
GEN-2024-122 | 04 SOUTHEAST | G04 29SP | 337753 8HS EHV% 500 337763 8MAGNETCOVE% 500 1 | P12:500:EES:8EL DORADO%:8SHERIDAN%:1:EHV: | 0.10969 | Yes
GEN-2024-122 | 04 SOUTHEAST | G04 29SP | 337753 8HS EHV% 500 337763 8MAGNETCOVE% 500 1 | P12:500:EES:8ETTA%:8DUKE HS-1!:1:EHV: | 0.05486 | Yes
GEN-2024-122 | 04 SOUTHEAST | G04 29SP | 337561 8EL DORADO% 500 337643 8SHERIDAN% 500 1 | P12:500:EES:8HS EHV%:8ETTA%:1:EHV: | 0.1398 | Yes
GEN-2024-122 | 04 SOUTHEAST | G04 29SP | 337808 8MABELVALE% 500 337937 8MAYFLOWER% 500 1 | P12:500:EES:8KEO%:8HOLND BTM%:1:EHV: | 0.06069 | Yes
GEN-2024-122 | 04 SOUTHEAST | G04 29SP | 337909 8ANO% 500 337922 8P.HILL% 500 1 | P12:500:EES:8MABELVALE%:8ANO%:1:EHV: | 0.08126 | Yes
GEN-2024-122 | 04 SOUTHEAST | G04 29SP | 337922 8P.HILL% 500 337937 8MAYFLOWER% 500 1 | P12:500:EES:8MABELVALE%:8ANO%:1:EHV: | 0.08772 | Yes
GEN-2024-122 | 04 SOUTHEAST | G04 29SP | 337651 8WHT BLUFF% 500 337957 8KEO% 500 1 | P12:500:EES:8MABELVALE%:8WRIGHTSVLE%:1:EHV: | 0.05701 | Yes
GEN-2024-122 | 04 SOUTHEAST | G04 29SP | 337643 8SHERIDAN% 500 337651 8WHT BLUFF% 500 1 | P12:500:EES:8MABELVALE%:8WRIGHTSVLE%:1:EHV: | 0.056 | Yes
GEN-2024-122 | 04 SOUTHEAST | G04 29SP | 337651 8WHT BLUFF% 500 337957 8KEO% 500 1 | P12:500:EES:8MT_OLIVE%:8EL DORADO%:1:EHV: | 0.05182 | Yes
GEN-2024-122 | 04 SOUTHEAST | G04 29SP | 337643 8SHERIDAN% 500 337808 8MABELVALE% 500 1 | P12:500:EES:8MT_OLIVE%:8EL DORADO%:1:EHV: | 0.09418 | Yes
GEN-2024-122 | 04 SOUTHEAST | G04 29SP | 337753 8HS EHV% 500 337754 8ETTA% 500 1 | P12:500:EES:8MT_OLIVE%:8EL DORADO%:1:EHV: | 0.0526 | Yes
GEN-2024-122 | 04 SOUTHEAST | G04 29SP | 337561 8EL DORADO% 500 998422 8EL DORADO% 345 2 | P12:500:EES:8MT_OLIVE%:8EL DORADO%:1:EHV: | 0.1098 | Yes
GEN-2024-122 | 04 SOUTHEAST | G04 29SP | 337562 7EL DORADO 345 998422 8EL DORADO% 345 2 | P12:500:EES:8MT_OLIVE%:8EL DORADO%:1:EHV: | 0.1098 | Yes
GEN-2024-122 | 04 SOUTHEAST | G04 29SP | 337376 7SAREPTA% 345 337562 7EL DORADO 345 1 | P12:500:EES:8MT_OLIVE%:8EL DORADO%:1:EHV: | 0.1098 | Yes
GEN-2024-122 | 04 SOUTHEAST | G04 29SP | 337561 8EL DORADO% 500 337643 8SHERIDAN% 500 1 | P12:500:EES:8MT_OLIVE%:8EL DORADO%:1:EHV: | 0.09186 | Yes
GEN-2024-122 | 04 SOUTHEAST | G04 29SP | 337808 8MABELVALE% 500 337909 8ANO% 500 1 | P12:500:EES:8P.HILL%:8MAYFLOWER%:1:EHV: | 0.08093 | Yes
GEN-2024-122 | 04 SOUTHEAST | G04 29SP | 337651 8WHT BLUFF% 500 337957 8KEO% 500 1 | P12:500:EES:8SHERIDAN%:8MABELVALE%:1:EHV: | 0.12914 | Yes
GEN-2024-122 | 04 SOUTHEAST | G04 29SP | 337643 8SHERIDAN% 500 337651 8WHT BLUFF% 500 1 | P12:500:EES:8SHERIDAN%:8MABELVALE%:1:EHV: | 0.13456 | Yes
GEN-2024-122 | 04 SOUTHEAST | G04 29SP | 337561 8EL DORADO% 500 337643 8SHERIDAN% 500 1 | P12:500:EES:8SHERIDAN%:8MAGNETCOVE%:1:EHV: | 0.12958 | Yes
GEN-2024-122 | 04 SOUTHEAST | G04 29SP | 337643 8SHERIDAN% 500 337808 8MABELVALE% 500 1 | P12:500:EES:8SHERIDAN%:8WHT BLUFF%:1:EHV: | 0.14617 | Yes
GEN-2024-122 | 04 SOUTHEAST | G04 29SP | 337368 8MT_OLIVE% 500 337561 8EL DORADO% 500 1 | P12:500:EES:8STERLING%:8EL DORADO%:1:EHV: | 0.05087 | Yes
GEN-2024-122 | 04 SOUTHEAST | G04 29SP | 337643 8SHERIDAN% 500 337808 8MABELVALE% 500 1 | P12:500:EES:8STERLING%:8EL DORADO%:1:EHV: | 0.10479 | Yes
GEN-2024-122 | 04 SOUTHEAST | G04 29SP | 337376 7SAREPTA% 345 788340 G24-379-TAP 345 1 | P12:500:EES:8STERLING2%:8OUACHITA!:1:EHV: | 0.12988 | Yes
GEN-2024-122 | 04 SOUTHEAST | G04 29SP | 337515 8MCNEIL% 500 337754 8ETTA% 500 1 | P12:500:EES:8STERLING2%:8OUACHITA!:1:EHV: | 0.05741 | Yes
GEN-2024-122 | 04 SOUTHEAST | G04 29SP | 337808 8MABELVALE% 500 337937 8MAYFLOWER% 500 1 | P12:500:EES:8W.MEMPHIS%:8BHAM STEEL:1:EHV: | 0.054 | Yes
GEN-2024-122 | 04 SOUTHEAST | G04 29SP | 337515 8MCNEIL% 500 337754 8ETTA% 500 1 | P12:500:EES:8W.MEMPHIS%:8BHAM STEEL:1:EHV: | 0.05619 | Yes
GEN-2024-122 | 04 SOUTHEAST | G04 29SP | 337643 8SHERIDAN% 500 337808 8MABELVALE% 500 1 | P12:500:EES:8WHT BLUFF%:8KEO%:1:EHV: | 0.14304 | Yes
GEN-2024-122 | 04 SOUTHEAST | G04 29SP | 337643 8SHERIDAN% 500 337763 8MAGNETCOVE% 500 1 | P12:500:EES:8WRIGHTSVLE%:1OSWALD C1:1OSWALD C31OSWALD C51OSWALD S11OSWALD C71OSWALD S21:EHV: | 0.05486 | Yes
GEN-2024-122 | 04 SOUTHEAST | G04 29SP | 337643 8SHERIDAN% 500 337808 8MABELVALE% 500 1 | P12:500:EES:8WRIGHTSVLE%:1OSWALD C1:1OSWALD C31OSWALD C51OSWALD S11OSWALD C71OSWALD S21:EHV: | 0.10176 | Yes
GEN-2024-122 | 04 SOUTHEAST | G04 29SP | 337651 8WHT BLUFF% 500 337957 8KEO% 500 1 | P12:500:EES:8WRIGHTSVLE%:8KEO%:1:EHV: | 0.05707 | Yes
GEN-2024-122 | 04 SOUTHEAST | G04 29SP | 337643 8SHERIDAN% 500 337651 8WHT BLUFF% 500 1 | P12:500:EES:8WRIGHTSVLE%:8KEO%:1:EHV: | 0.05604 | Yes
GEN-2024-122 | 04 SOUTHEAST | G04 29SP | 337368 8MT_OLIVE% 500 337561 8EL DORADO% 500 1 | P12:500:EES:FCY:MCKNIT:DANIEL1:EHV: | 0.06562 | Yes
GEN-2024-122 | 04 SOUTHEAST | G04 29SP | 337368 8MT_OLIVE% 500 509366 LAYFLD8 500 1 | P12:500:EES:FCY:MCKNIT:DANIEL1:EHV: | 0.05909 | Yes
GEN-2024-122 | 04 SOUTHEAST | G04 29SP | 337808 8MABELVALE% 500 337937 8MAYFLOWER% 500 1 | P12:500:EES-EAI:KEO:WMPEHV | 0.05462 | Yes
GEN-2024-122 | 04 SOUTHEAST | G04 29SP | 337909 8ANO% 500 515305 FTSMITH8 500 1 | P12:500:EES-EAI:WMPEHV:BHMSTL:BHMSTLNEWPORT:EHV: | 0.08905 | Yes
GEN-2024-122 | 04 SOUTHEAST | G04 29SP | 337808 8MABELVALE% 500 337937 8MAYFLOWER% 500 1 | P12:500:EES-EAI:WMPEHV:BHMSTL:BHMSTLNEWPORT:EHV: | 0.054 | Yes
GEN-2024-122 | 04 SOUTHEAST | G04 29SP | 337515 8MCNEIL% 500 337754 8ETTA% 500 1 | P12:500:EES-EAI:WMPEHV:BHMSTL:BHMSTLNEWPORT:EHV: | 0.05619 | Yes
GEN-2024-122 | 04 SOUTHEAST | G04 29SP | 500140 CARROLL6 230 500465 6LAYFLD 230 1 | P13:22:CLEC::G3MADISN:1:EHV: | 0.0552 | Yes
GEN-2024-122 | 04 SOUTHEAST | G04 29SP | 500140 CARROLL6 230 500465 6LAYFLD 230 1 | P13:230,22:CLEC::G3MADISN::1 | 0.0552 | Yes
GEN-2024-122 | 04 SOUTHEAST | G04 29SP | 337376 7SAREPTA% 345 788340 G24-379-TAP 345 1 | P13:230:CLEC::DOLHILL:1:HV: | 0.14428 | Yes
GEN-2024-122 | 04 SOUTHEAST | G04 29SP | 337376 7SAREPTA% 345 788340 G24-379-TAP 345 1 | P13:345,230:CLEC::DOLHILL::1 | 0.14428 | Yes
GEN-2024-122 | 04 SOUTHEAST | G04 29SP | 337643 8SHERIDAN% 500 337763 8MAGNETCOVE% 500 1 | P21:115:EES:3HS EHV-E!:3BUTTERFIELD:1:HV: | 0.05736 | Yes
GEN-2024-122 | 04 SOUTHEAST | G04 29SP | 337922 8P.HILL% 500 337937 8MAYFLOWER% 500 1 | P21:161:EES:5BONO:5P.HILL%:1:HV: | 0.05175 | Yes
GEN-2024-122 | 04 SOUTHEAST | G04 29SP | 337808 8MABELVALE% 500 337937 8MAYFLOWER% 500 1 | P21:500:EES:8KEO%:CHALKBLUFFPV:1:EHV: | 0.05462 | Yes
GEN-2024-122 | 04 SOUTHEAST | G04 29SP | 337515 8MCNEIL% 500 337754 8ETTA% 500 1 | P21:500:EES:8KEO%:CHALKBLUFFPV:1:EHV: | 0.05578 | Yes
GEN-2024-122 | 04 SOUTHEAST | G04 29SP | 337643 8SHERIDAN% 500 337808 8MABELVALE% 500 1 | P21:500:EES:8MT_OLIVE%:LAYFLD8:1:EHV: | 0.095 | Yes
GEN-2024-122 | 04 SOUTHEAST | G04 29SP | 337561 8EL DORADO% 500 998422 8EL DORADO% 345 2 | P21:500:EES:8MT_OLIVE%:LAYFLD8:1:EHV: | 0.1074 | Yes
GEN-2024-122 | 04 SOUTHEAST | G04 29SP | 337562 7EL DORADO 345 998422 8EL DORADO% 345 2 | P21:500:EES:8MT_OLIVE%:LAYFLD8:1:EHV: | 0.1074 | Yes
GEN-2024-122 | 04 SOUTHEAST | G04 29SP | 337376 7SAREPTA% 345 337562 7EL DORADO 345 1 | P21:500:EES:8MT_OLIVE%:LAYFLD8:1:EHV: | 0.1074 | Yes
GEN-2024-122 | 04 SOUTHEAST | G04 29SP | 337909 8ANO% 500 515305 FTSMITH8 500 1 | P21:500:EES:CHALKBLUFFPV:8W.MEMPHIS%:1:EHV: | 0.0896 | Yes
GEN-2024-122 | 04 SOUTHEAST | G04 29SP | 337808 8MABELVALE% 500 337937 8MAYFLOWER% 500 1 | P21:500:EES:CHALKBLUFFPV:8W.MEMPHIS%:1:EHV: | 0.05462 | Yes
GEN-2024-122 | 04 SOUTHEAST | G04 29SP | 337515 8MCNEIL% 500 337754 8ETTA% 500 1 | P21:500:EES:CHALKBLUFFPV:8W.MEMPHIS%:1:EHV: | 0.05578 | Yes
GEN-2024-122 | 04 SOUTHEAST | G04 29SP | 337909 8ANO% 500 515305 FTSMITH8 500 1 | P22:345:EES:MUSKOGE7!:::EHV: | 0.06352 | Yes
GEN-2024-122 | 04 SOUTHEAST | G04 29SP | 337561 8EL DORADO% 500 998422 8EL DORADO% 345 2 | P22:345:EES:TENGEN 7!:::EHV: | 0.1039 | Yes
GEN-2024-122 | 04 SOUTHEAST | G04 29SP | 337562 7EL DORADO 345 998422 8EL DORADO% 345 2 | P22:345:EES:TENGEN 7!:::EHV: | 0.1039 | Yes
GEN-2024-122 | 04 SOUTHEAST | G04 29SP | 337376 7SAREPTA% 345 337562 7EL DORADO 345 1 | P22:345:EES:TENGEN 7!:::EHV: | 0.1039 | Yes
GEN-2024-122 | 04 SOUTHEAST | G04 29SP | 337368 8MT_OLIVE% 500 337561 8EL DORADO% 500 1 | P22:345:EES:TENRUSK7!:::EHV: | 0.0542 | Yes
GEN-2024-122 | 04 SOUTHEAST | G04 29SP | 337376 7SAREPTA% 345 788340 G24-379-TAP 345 1 | P22:500:EES:8OUACHITA!:::EHV: | 0.12988 | Yes
GEN-2024-122 | 04 SOUTHEAST | G04 29SP | 337515 8MCNEIL% 500 337754 8ETTA% 500 1 | P22:500:EES:8OUACHITA!:::EHV: | 0.05741 | Yes
GEN-2024-122 | 04 SOUTHEAST | G04 29SP | 337643 8SHERIDAN% 500 337808 8MABELVALE% 500 1 | P22:500:EES:MOUNTOLIVE:WESTBUS::EHV: | 0.095 | Yes
GEN-2024-122 | 04 SOUTHEAST | G04 29SP | 337561 8EL DORADO% 500 998422 8EL DORADO% 345 2 | P22:500:EES:MOUNTOLIVE:WESTBUS::EHV: | 0.1074 | Yes
GEN-2024-122 | 04 SOUTHEAST | G04 29SP | 337562 7EL DORADO 345 998422 8EL DORADO% 345 2 | P22:500:EES:MOUNTOLIVE:WESTBUS::EHV: | 0.1074 | Yes
GEN-2024-122 | 04 SOUTHEAST | G04 29SP | 337376 7SAREPTA% 345 337562 7EL DORADO 345 1 | P22:500:EES:MOUNTOLIVE:WESTBUS::EHV: | 0.1074 | Yes
GEN-2024-122 | 04 SOUTHEAST | G04 29SP | 337753 8HS EHV% 500 337763 8MAGNETCOVE% 500 1 | P22:500:EES-EAI:8DUKE HS-1!:::EHV: | 0.05486 | Yes
GEN-2024-122 | 04 SOUTHEAST | G04 29SP | 337376 7SAREPTA% 345 788340 G24-379-TAP 345 1 | P23:345:AEPW:SW SHREVEPORT CB 10500 NBTB:::: | 0.16963 | Yes
GEN-2024-122 | 04 SOUTHEAST | G04 29SP | 337368 8MT_OLIVE% 500 337561 8EL DORADO% 500 1 | P23:345:AEPW:TENASKA CB 12840 NBTB:::: | 0.0542 | Yes
GEN-2024-122 | 04 SOUTHEAST | G04 29SP | 337368 8MT_OLIVE% 500 337561 8EL DORADO% 500 1 | P23:345:AEPW:TENASKA CB 12850 NBTB:::: | 0.0545 | Yes
GEN-2024-122 | 04 SOUTHEAST | G04 29SP | 337561 8EL DORADO% 500 998422 8EL DORADO% 345 2 | P23:345:AEPW:WELSH CB 11680 NBTB:::: | 0.10784 | Yes
GEN-2024-122 | 04 SOUTHEAST | G04 29SP | 337562 7EL DORADO 345 998422 8EL DORADO% 345 2 | P23:345:AEPW:WELSH CB 11680 NBTB:::: | 0.10784 | Yes
GEN-2024-122 | 04 SOUTHEAST | G04 29SP | 337376 7SAREPTA% 345 337562 7EL DORADO 345 1 | P23:345:AEPW:WELSH CB 11680 NBTB:::: | 0.10784 | Yes
GEN-2024-122 | 04 SOUTHEAST | G04 29SP | 500260 DOLHILL6 230 500250 DOLHILL7 345 1 | P23:345:EES::7ROCKYCRK%:1:EHV: | 0.05608 | Yes
GEN-2024-122 | 04 SOUTHEAST | G04 29SP | 500250 DOLHILL7 345 507760 SW SHV 7 345 1 | P23:345:EES::7ROCKYCRK%:1:EHV: | 0.05608 | Yes
GEN-2024-122 | 04 SOUTHEAST | G04 29SP | 500140 CARROLL6 230 500465 6LAYFLD 230 1 | P23:345:EES::7ROCKYCRK%:1:EHV: | 0.06178 | Yes
GEN-2024-122 | 04 SOUTHEAST | G04 29SP | 337376 7SAREPTA% 345 788340 G24-379-TAP 345 1 | P23:345:EES::7ROCKYCRK%:1:EHV: | 0.13735 | Yes
GEN-2024-122 | 04 SOUTHEAST | G04 29SP | 500465 6LAYFLD 230 997454 LAYFLD AUTO 230 1 | P23:345:EES::7ROCKYCRK%:1:EHV: | 0.05126 | Yes
GEN-2024-122 | 04 SOUTHEAST | G04 29SP | 509366 LAYFLD8 500 997454 LAYFLD AUTO 230 1 | P23:345:EES::7ROCKYCRK%:1:EHV: | 0.05126 | Yes
GEN-2024-122 | 04 SOUTHEAST | G04 29SP | 337643 8SHERIDAN% 500 337763 8MAGNETCOVE% 500 1 | P23:500:EES:EL DORADO EHV:B9242::EHV: | 0.10969 | Yes
GEN-2024-122 | 04 SOUTHEAST | G04 29SP | 337753 8HS EHV% 500 337754 8ETTA% 500 1 | P23:500:EES:EL DORADO EHV:B9242::EHV: | 0.11118 | Yes
GEN-2024-122 | 04 SOUTHEAST | G04 29SP | 337515 8MCNEIL% 500 337561 8EL DORADO% 500 1 | P23:500:EES:EL DORADO EHV:B9242::EHV: | 0.08793 | Yes
GEN-2024-122 | 04 SOUTHEAST | G04 29SP | 337753 8HS EHV% 500 337763 8MAGNETCOVE% 500 1 | P23:500:EES:EL DORADO EHV:B9242::EHV: | 0.10969 | Yes
GEN-2024-122 | 04 SOUTHEAST | G04 29SP | 337922 8P.HILL% 500 337937 8MAYFLOWER% 500 1 | P23:500:EES:MAGNETCOVE:B7435::EHV: | 0.05017 | Yes
GEN-2024-122 | 04 SOUTHEAST | G04 29SP | 337561 8EL DORADO% 500 337643 8SHERIDAN% 500 1 | P23:500:EES:MAGNETCOVE:B7435::EHV: | 0.12958 | Yes
GEN-2024-122 | 04 SOUTHEAST | G04 29SP | 337922 8P.HILL% 500 337937 8MAYFLOWER% 500 1 | P23:500:EES:MAGNETCOVE:B7446::EHV: | 0.05017 | Yes
GEN-2024-122 | 04 SOUTHEAST | G04 29SP | 337561 8EL DORADO% 500 337643 8SHERIDAN% 500 1 | P23:500:EES:MAGNETCOVE:B7446::EHV: | 0.12958 | Yes
GEN-2024-122 | 04 SOUTHEAST | G04 29SP | 337651 8WHT BLUFF% 500 337957 8KEO% 500 1 | P23:500:EES:MOUNTSOLIVE:R3976::EHV: | 0.05125 | Yes
GEN-2024-122 | 04 SOUTHEAST | G04 29SP | 337643 8SHERIDAN% 500 337808 8MABELVALE% 500 1 | P23:500:EES:MOUNTSOLIVE:R3976::EHV: | 0.09337 | Yes
GEN-2024-122 | 04 SOUTHEAST | G04 29SP | 337753 8HS EHV% 500 337754 8ETTA% 500 1 | P23:500:EES:MOUNTSOLIVE:R3976::EHV: | 0.05202 | Yes
GEN-2024-122 | 04 SOUTHEAST | G04 29SP | 337561 8EL DORADO% 500 998422 8EL DORADO% 345 2 | P23:500:EES:MOUNTSOLIVE:R3976::EHV: | 0.11029 | Yes
GEN-2024-122 | 04 SOUTHEAST | G04 29SP | 337562 7EL DORADO 345 998422 8EL DORADO% 345 2 | P23:500:EES:MOUNTSOLIVE:R3976::EHV: | 0.11029 | Yes
GEN-2024-122 | 04 SOUTHEAST | G04 29SP | 337376 7SAREPTA% 345 337562 7EL DORADO 345 1 | P23:500:EES:MOUNTSOLIVE:R3976::EHV: | 0.11029 | Yes
GEN-2024-122 | 04 SOUTHEAST | G04 29SP | 337561 8EL DORADO% 500 337643 8SHERIDAN% 500 1 | P23:500:EES:MOUNTSOLIVE:R3976::EHV: | 0.09088 | Yes
GEN-2024-122 | 04 SOUTHEAST | G04 29SP | 337368 8MT_OLIVE% 500 337561 8EL DORADO% 500 1 | P23:500:EES:PERRYVILLE:R7372::EHV: | 0.05275 | Yes
GEN-2024-122 | 04 SOUTHEAST | G04 29SP | 335368 8WELLS% 500 335500 8WEBRE% 500 1 | P23:500:EES:PERRYVILLE:R7372::EHV: | 0.05511 | Yes
GEN-2024-122 | 04 SOUTHEAST | G04 29SP | 337368 8MT_OLIVE% 500 337561 8EL DORADO% 500 1 | P23:500:EES:PERRYVILLE:R9872::EHV: | 0.05275 | Yes
GEN-2024-122 | 04 SOUTHEAST | G04 29SP | 337651 8WHT BLUFF% 500 337957 8KEO% 500 1 | P23:500:EES:PERRYVILLE:R9872::EHV: | 0.05975 | Yes
GEN-2024-122 | 04 SOUTHEAST | G04 29SP | 335368 8WELLS% 500 335500 8WEBRE% 500 1 | P23:500:EES:PERRYVILLE:R9872::EHV: | 0.05511 | Yes
GEN-2024-122 | 04 SOUTHEAST | G04 29SP | 337643 8SHERIDAN% 500 337763 8MAGNETCOVE% 500 1 | P23:500:EES:PERRYVILLE:R9872::EHV: | 0.05674 | Yes
GEN-2024-122 | 04 SOUTHEAST | G04 29SP | 337643 8SHERIDAN% 500 337808 8MABELVALE% 500 1 | P23:500:EES:PERRYVILLE:R9872::EHV: | 0.10507 | Yes
GEN-2024-122 | 04 SOUTHEAST | G04 29SP | 337753 8HS EHV% 500 337754 8ETTA% 500 1 | P23:500:EES:PERRYVILLE:R9872::EHV: | 0.05987 | Yes
GEN-2024-122 | 04 SOUTHEAST | G04 29SP | 337561 8EL DORADO% 500 337643 8SHERIDAN% 500 1 | P23:500:EES:PERRYVILLE:R9872::EHV: | 0.10772 | Yes
GEN-2024-122 | 04 SOUTHEAST | G04 29SP | 337643 8SHERIDAN% 500 337651 8WHT BLUFF% 500 1 | P23:500:EES:PERRYVILLE:R9872::EHV: | 0.05939 | Yes
GEN-2024-122 | 04 SOUTHEAST | G04 29SP | 337561 8EL DORADO% 500 998422 8EL DORADO% 345 2 | P23:500:EES:PERRYVILLE:R9872::EHV: | 0.09746 | Yes
GEN-2024-122 | 04 SOUTHEAST | G04 29SP | 337562 7EL DORADO 345 998422 8EL DORADO% 345 2 | P23:500:EES:PERRYVILLE:R9872::EHV: | 0.09746 | Yes
GEN-2024-122 | 04 SOUTHEAST | G04 29SP | 337376 7SAREPTA% 345 337562 7EL DORADO 345 1 | P23:500:EES:PERRYVILLE:R9872::EHV: | 0.09746 | Yes
GEN-2024-122 | 04 SOUTHEAST | G04 29SP | 337753 8HS EHV% 500 337763 8MAGNETCOVE% 500 1 | P23:500:EES:PERRYVILLE:R9872::EHV: | 0.05674 | Yes
GEN-2024-122 | 04 SOUTHEAST | G04 29SP | 337376 7SAREPTA% 345 788340 G24-379-TAP 345 1 | P23:500:EES:STERLINGTON:R2092::EHV: | 0.12986 | Yes
GEN-2024-122 | 04 SOUTHEAST | G04 29SP | 337515 8MCNEIL% 500 337754 8ETTA% 500 1 | P23:500:EES:STERLINGTON:R2092::EHV: | 0.05743 | Yes
GEN-2024-122 | 04 SOUTHEAST | G04 29SP | 337368 8MT_OLIVE% 500 337561 8EL DORADO% 500 1 | P23:500:EES:STERLINGTON:R2196::EHV: | 0.05087 | Yes
GEN-2024-122 | 04 SOUTHEAST | G04 29SP | 337643 8SHERIDAN% 500 337808 8MABELVALE% 500 1 | P23:500:EES:STERLINGTON:R2196::EHV: | 0.1048 | Yes
GEN-2024-122 | 04 SOUTHEAST | G04 29SP | 337561 8EL DORADO% 500 337643 8SHERIDAN% 500 1 | P23:500:EES:STERLINGTON:R2196::EHV: | 0.10759 | Yes
GEN-2024-122 | 04 SOUTHEAST | G04 29SP | 337368 8MT_OLIVE% 500 337561 8EL DORADO% 500 1 | P23:500:EES:STERLINGTON:R3594::EHV: | 0.05087 | Yes
GEN-2024-122 | 04 SOUTHEAST | G04 29SP | 337643 8SHERIDAN% 500 337808 8MABELVALE% 500 1 | P23:500:EES:STERLINGTON:R3594::EHV: | 0.1048 | Yes
GEN-2024-122 | 04 SOUTHEAST | G04 29SP | 337753 8HS EHV% 500 337754 8ETTA% 500 1 | P23:500:EES:STERLINGTON:R3594::EHV: | 0.05973 | Yes
GEN-2024-122 | 04 SOUTHEAST | G04 29SP | 337561 8EL DORADO% 500 337643 8SHERIDAN% 500 1 | P23:500:EES:STERLINGTON:R3594::EHV: | 0.10758 | Yes
GEN-2024-122 | 04 SOUTHEAST | G04 29SP | 337651 8WHT BLUFF% 500 337957 8KEO% 500 1 | P23:500:EES:WRIGHTSVILLE:B8206::EHV: | 0.05701 | Yes
GEN-2024-122 | 04 SOUTHEAST | G04 29SP | 337643 8SHERIDAN% 500 337651 8WHT BLUFF% 500 1 | P23:500:EES:WRIGHTSVILLE:B8206::EHV: | 0.056 | Yes
GEN-2024-122 | 04 SOUTHEAST | G04 29SP | 337651 8WHT BLUFF% 500 337957 8KEO% 500 1 | P23:500:EES:WRIGHTSVILLE:B8214::EHV: | 0.05707 | Yes
GEN-2024-122 | 04 SOUTHEAST | G04 29SP | 337643 8SHERIDAN% 500 337651 8WHT BLUFF% 500 1 | P23:500:EES:WRIGHTSVILLE:B8214::EHV: | 0.05604 | Yes
GEN-2024-122 | 04 SOUTHEAST | G04 29SP | 337909 8ANO% 500 515305 FTSMITH8 500 1 | P23:500:EES-EAI:8P.HILL%:B4335::EHV: | 0.07937 | Yes
GEN-2024-122 | 04 SOUTHEAST | G04 29SP | 337808 8MABELVALE% 500 337909 8ANO% 500 1 | P23:500:EES-EAI:8P.HILL%:B4335::EHV: | 0.08252 | Yes
GEN-2024-122 | 04 SOUTHEAST | G04 29SP | 337651 8WHT BLUFF% 500 337957 8KEO% 500 1 | P23:500:EES-EAI:8WRIGHTSVLE%:2::EHV: | 0.05701 | Yes
GEN-2024-122 | 04 SOUTHEAST | G04 29SP | 337643 8SHERIDAN% 500 337651 8WHT BLUFF% 500 1 | P23:500:EES-EAI:8WRIGHTSVLE%:2::EHV: | 0.056 | Yes
GEN-2024-122 | 04 SOUTHEAST | G04 29SP | 337651 8WHT BLUFF% 500 337957 8KEO% 500 1 | P23:500:EES-EAI:8WRIGHTSVLE%:6::EHV: | 0.05707 | Yes
GEN-2024-122 | 04 SOUTHEAST | G04 29SP | 337643 8SHERIDAN% 500 337651 8WHT BLUFF% 500 1 | P23:500:EES-EAI:8WRIGHTSVLE%:6::EHV: | 0.05604 | Yes
GEN-2024-122 | 04 SOUTHEAST | G04 29SP | 337643 8SHERIDAN% 500 337808 8MABELVALE% 500 1 | P23:500:EES-EAI:KEO:B4911::EHV: | 0.13706 | Yes
GEN-2024-122 | 04 SOUTHEAST | G04 29SP | 337808 8MABELVALE% 500 337937 8MAYFLOWER% 500 1 | P23:500:EES-EAI:KEO:B4911::EHV: | 0.06007 | Yes
GEN-2024-122 | 04 SOUTHEAST | G04 29SP | 337909 8ANO% 500 515305 FTSMITH8 500 1 | P23:500:EES-EAI:KEO:B4921::EHV: | 0.09341 | Yes
GEN-2024-122 | 04 SOUTHEAST | G04 29SP | 337643 8SHERIDAN% 500 337808 8MABELVALE% 500 1 | P23:500:EES-EAI:KEO:B4921::EHV: | 0.12522 | Yes
GEN-2024-122 | 04 SOUTHEAST | G04 29SP | 337808 8MABELVALE% 500 337937 8MAYFLOWER% 500 1 | P23:500:EES-EAI:KEO:B4921::EHV: | 0.06555 | Yes
GEN-2024-122 | 04 SOUTHEAST | G04 29SP | 337561 8EL DORADO% 500 998422 8EL DORADO% 345 2 | P23:500:EES-EAI:KEO:B4921::EHV: | 0.0967 | Yes
GEN-2024-122 | 04 SOUTHEAST | G04 29SP | 337562 7EL DORADO 345 998422 8EL DORADO% 345 2 | P23:500:EES-EAI:KEO:B4921::EHV: | 0.0967 | Yes
GEN-2024-122 | 04 SOUTHEAST | G04 29SP | 337515 8MCNEIL% 500 337754 8ETTA% 500 1 | P23:500:EES-EAI:KEO:B4921::EHV: | 0.05175 | Yes
GEN-2024-122 | 04 SOUTHEAST | G04 29SP | 337376 7SAREPTA% 345 337562 7EL DORADO 345 1 | P23:500:EES-EAI:KEO:B4921::EHV: | 0.0967 | Yes
GEN-2024-122 | 04 SOUTHEAST | G04 29SP | 337909 8ANO% 500 515305 FTSMITH8 500 1 | P23:500:EES-EAI:KEO:B4931::EHV: | 0.08934 | Yes
GEN-2024-122 | 04 SOUTHEAST | G04 29SP | 337808 8MABELVALE% 500 337937 8MAYFLOWER% 500 1 | P23:500:EES-EAI:KEO:B4931::EHV: | 0.05414 | Yes
GEN-2024-122 | 04 SOUTHEAST | G04 29SP | 337368 8MT_OLIVE% 500 337561 8EL DORADO% 500 1 | P23:500:EES-EAI:KEO:B4941::EHV: | 0.05296 | Yes
GEN-2024-122 | 04 SOUTHEAST | G04 29SP | 337909 8ANO% 500 515305 FTSMITH8 500 1 | P23:500:EES-EAI:KEO:B4941::EHV: | 0.09441 | Yes
GEN-2024-122 | 04 SOUTHEAST | G04 29SP | 337808 8MABELVALE% 500 337937 8MAYFLOWER% 500 1 | P23:500:EES-EAI:KEO:B4941::EHV: | 0.06681 | Yes
GEN-2024-122 | 04 SOUTHEAST | G04 29SP | 337561 8EL DORADO% 500 998422 8EL DORADO% 345 2 | P23:500:EES-EAI:KEO:B4941::EHV: | 0.09697 | Yes
GEN-2024-122 | 04 SOUTHEAST | G04 29SP | 337562 7EL DORADO 345 998422 8EL DORADO% 345 2 | P23:500:EES-EAI:KEO:B4941::EHV: | 0.09697 | Yes
GEN-2024-122 | 04 SOUTHEAST | G04 29SP | 337515 8MCNEIL% 500 337754 8ETTA% 500 1 | P23:500:EES-EAI:KEO:B4941::EHV: | 0.05198 | Yes
GEN-2024-122 | 04 SOUTHEAST | G04 29SP | 337376 7SAREPTA% 345 337562 7EL DORADO 345 1 | P23:500:EES-EAI:KEO:B4941::EHV: | 0.09697 | Yes
GEN-2024-122 | 04 SOUTHEAST | G04 29SP | 337651 8WHT BLUFF% 500 337957 8KEO% 500 1 | P23:500:EES-EAI:MABELV:B5918::EHV: | 0.09947 | Yes
GEN-2024-122 | 04 SOUTHEAST | G04 29SP | 337643 8SHERIDAN% 500 337651 8WHT BLUFF% 500 1 | P23:500:EES-EAI:MABELV:B5918::EHV: | 0.11633 | Yes
GEN-2024-122 | 04 SOUTHEAST | G04 29SP | 337651 8WHT BLUFF% 500 337957 8KEO% 500 1 | P23:500:EES-EAI:MABELV:B5922::EHV: | 0.12549 | Yes
GEN-2024-122 | 04 SOUTHEAST | G04 29SP | 337909 8ANO% 500 337922 8P.HILL% 500 1 | P23:500:EES-EAI:MABELV:B5922::EHV: | 0.07434 | Yes
GEN-2024-122 | 04 SOUTHEAST | G04 29SP | 337643 8SHERIDAN% 500 337651 8WHT BLUFF% 500 1 | P23:500:EES-EAI:MABELV:B5922::EHV: | 0.13131 | Yes
GEN-2024-122 | 04 SOUTHEAST | G04 29SP | 337922 8P.HILL% 500 337937 8MAYFLOWER% 500 1 | P23:500:EES-EAI:MABELV:B5922::EHV: | 0.0787 | Yes
GEN-2024-122 | 04 SOUTHEAST | G04 29SP | 337808 8MABELVALE% 500 337937 8MAYFLOWER% 500 1 | P23:500:EES-EAI:MABELV:B5922::EHV: | 0.07347 | Yes
GEN-2024-122 | 04 SOUTHEAST | G04 29SP | 337753 8HS EHV% 500 337754 8ETTA% 500 1 | P23:500:EES-EAI:ND:8MAGNETCOVE%:FK10710:EHV: | 0.05741 | Yes
GEN-2024-122 | 04 SOUTHEAST | G04 29SP | 337753 8HS EHV% 500 337763 8MAGNETCOVE% 500 1 | P23:500:EES-EAI:ND:8MAGNETCOVE%:FK10710:EHV: | 0.05486 | Yes
GEN-2024-122 | 04 SOUTHEAST | G04 29SP | 337561 8EL DORADO% 500 337643 8SHERIDAN% 500 1 | P23:500:EES-EAI:PD_2:MAGNET:XF:EHV: | 0.12958 | Yes
GEN-2024-122 | 04 SOUTHEAST | G04 29SP | 337643 8SHERIDAN% 500 337763 8MAGNETCOVE% 500 1 | P23:500:EES-EAI:SH_EHV:B5014::EHV: | 0.10432 | Yes
GEN-2024-122 | 04 SOUTHEAST | G04 29SP | 337643 8SHERIDAN% 500 337808 8MABELVALE% 500 1 | P23:500:EES-EAI:SH_EHV:B5014::EHV: | 0.10432 | Yes
GEN-2024-122 | 04 SOUTHEAST | G04 29SP | 337753 8HS EHV% 500 337754 8ETTA% 500 1 | P23:500:EES-EAI:SH_EHV:B5014::EHV: | 0.10824 | Yes
GEN-2024-122 | 04 SOUTHEAST | G04 29SP | 337515 8MCNEIL% 500 337561 8EL DORADO% 500 1 | P23:500:EES-EAI:SH_EHV:B5014::EHV: | 0.08545 | Yes
GEN-2024-122 | 04 SOUTHEAST | G04 29SP | 337753 8HS EHV% 500 337763 8MAGNETCOVE% 500 1 | P23:500:EES-EAI:SH_EHV:B5014::EHV: | 0.10432 | Yes
GEN-2024-122 | 04 SOUTHEAST | G04 29SP | 337561 8EL DORADO% 500 337643 8SHERIDAN% 500 1 | P23:500:EES-EAI:SH_EHV:B5018::EHV: | 0.12298 | Yes
GEN-2024-122 | 04 SOUTHEAST | G04 29SP | 337651 8WHT BLUFF% 500 337957 8KEO% 500 1 | P23:500:EES-EAI:SH_EHV:B5022::EHV: | 0.09941 | Yes
GEN-2024-122 | 04 SOUTHEAST | G04 29SP | 337753 8HS EHV% 500 337754 8ETTA% 500 1 | P23:500:EES-EAI:SH_EHV:B5022::EHV: | 0.10414 | Yes
GEN-2024-122 | 04 SOUTHEAST | G04 29SP | 337643 8SHERIDAN% 500 337651 8WHT BLUFF% 500 1 | P23:500:EES-EAI:SH_EHV:B5022::EHV: | 0.09553 | Yes
GEN-2024-122 | 04 SOUTHEAST | G04 29SP | 337515 8MCNEIL% 500 337561 8EL DORADO% 500 1 | P23:500:EES-EAI:SH_EHV:B5022::EHV: | 0.08205 | Yes
GEN-2024-122 | 04 SOUTHEAST | G04 29SP | 337651 8WHT BLUFF% 500 337957 8KEO% 500 1 | P23:500:EES-EAI:SH_EHV:B5026::EHV: | 0.11583 | Yes
GEN-2024-122 | 04 SOUTHEAST | G04 29SP | 337561 8EL DORADO% 500 337643 8SHERIDAN% 500 1 | P23:500:EES-EAI:SH_EHV:B5026::EHV: | 0.11503 | Yes
GEN-2024-122 | 04 SOUTHEAST | G04 29SP | 337643 8SHERIDAN% 500 337651 8WHT BLUFF% 500 1 | P23:500:EES-EAI:SH_EHV:B5026::EHV: | 0.11503 | Yes
GEN-2024-122 | 04 SOUTHEAST | G04 29SP | 337561 8EL DORADO% 500 998422 8EL DORADO% 345 2 | P41:345:AEPW:WELSH CB 11680 NBTB+FAULT:::: | 0.10784 | Yes
GEN-2024-122 | 04 SOUTHEAST | G04 29SP | 337562 7EL DORADO 345 998422 8EL DORADO% 345 2 | P41:345:AEPW:WELSH CB 11680 NBTB+FAULT:::: | 0.10784 | Yes
GEN-2024-122 | 04 SOUTHEAST | G04 29SP | 337376 7SAREPTA% 345 337562 7EL DORADO 345 1 | P41:345:AEPW:WELSH CB 11680 NBTB+FAULT:::: | 0.10784 | Yes
GEN-2024-122 | 04 SOUTHEAST | G04 29SP | 337376 7SAREPTA% 345 788340 G24-379-TAP 345 1 | P42:345:AEPW:SW SHREVEPORT CB 10500 NBTB+FAULT:::: | 0.16963 | Yes
GEN-2024-122 | 04 SOUTHEAST | G04 29SP | 337368 8MT_OLIVE% 500 337561 8EL DORADO% 500 1 | P42:345:AEPW:TENASKA CB 12840 NBTB+FAULT:::: | 0.0542 | Yes
GEN-2024-122 | 04 SOUTHEAST | G04 29SP | 337368 8MT_OLIVE% 500 337561 8EL DORADO% 500 1 | P42:345:AEPW:TENASKA CB 12850 NBTB+FAULT:::: | 0.0545 | Yes
GEN-2024-122 | 04 SOUTHEAST | G04 29SP | 337922 8P.HILL% 500 337937 8MAYFLOWER% 500 1 | P42:345:OKGE:SB_GRIN7312:::EHV: | 0.0526 | Yes
GEN-2024-122 | 04 SOUTHEAST | G04 29SP | 337922 8P.HILL% 500 337937 8MAYFLOWER% 500 1 | P42:345:OKGE:SB_GRIN7382:::EHV: | 0.0526 | Yes
GEN-2024-122 | 04 SOUTHEAST | G04 29SP | 337368 8MT_OLIVE% 500 337561 8EL DORADO% 500 1 | P52:345:AEPW:NR3TENRUSK7:::: | 0.0542 | Yes
GEN-2024-122 | 04 SOUTHEAST | G04 29SP | 337909 8ANO% 500 515305 FTSMITH8 500 1 | P52:345:AEPW:NR4PITTSB-7:::: | 0.09619 | Yes
GEN-2024-122 | 04 SOUTHEAST | G04 29SP | 337368 8MT_OLIVE% 500 337561 8EL DORADO% 500 1 | P55:345:AEPW:NR3TENRUSK7:::: | 0.0542 | Yes
GEN-2024-122 | 04 SOUTHEAST | G04 29SP | 337909 8ANO% 500 515305 FTSMITH8 500 1 | P55:345:AEPW:NR4PITTSB-7:::: | 0.09619 | Yes
GEN-2024-122 | 04 SOUTHEAST | G04 29SP | 500260 DOLHILL6 230 500250 DOLHILL7 345 1 | 334197 7ROCKYCRK% 345 783930 G24-232-TAP 345 1 | 0.05608 | Yes
GEN-2024-122 | 04 SOUTHEAST | G04 29SP | 500250 DOLHILL7 345 507760 SW SHV 7 345 1 | 334197 7ROCKYCRK% 345 783930 G24-232-TAP 345 1 | 0.05608 | Yes
GEN-2024-122 | 04 SOUTHEAST | G04 29SP | 500140 CARROLL6 230 500465 6LAYFLD 230 1 | 334197 7ROCKYCRK% 345 783930 G24-232-TAP 345 1 | 0.06178 | Yes
GEN-2024-122 | 04 SOUTHEAST | G04 29SP | 337376 7SAREPTA% 345 788340 G24-379-TAP 345 1 | 334197 7ROCKYCRK% 345 783930 G24-232-TAP 345 1 | 0.13735 | Yes
GEN-2024-122 | 04 SOUTHEAST | G04 29SP | 500465 6LAYFLD 230 997454 LAYFLD AUTO 230 1 | 334197 7ROCKYCRK% 345 783930 G24-232-TAP 345 1 | 0.05126 | Yes
GEN-2024-122 | 04 SOUTHEAST | G04 29SP | 509366 LAYFLD8 500 997454 LAYFLD AUTO 230 1 | 334197 7ROCKYCRK% 345 783930 G24-232-TAP 345 1 | 0.05126 | Yes
GEN-2024-122 | 04 SOUTHEAST | G04 29SP | 337643 8SHERIDAN% 500 337763 8MAGNETCOVE% 500 1 | 337741 3BUTTERFIELD 115 337800 3HASKELL 115 1 | 0.05736 | Yes
GEN-2024-122 | 04 SOUTHEAST | G04 29SP | 337376 7SAREPTA% 345 788340 G24-379-TAP 345 1 | 507768 SWSHRV9 765 515049 SEMINOLE9 765 1 | 0.21916 | Yes
GEN-2024-122 | 04 SOUTHEAST | G04 29SP | 500260 DOLHILL6 230 500250 DOLHILL7 345 1 | 509241 CROCKET7 345 783930 G24-232-TAP 345 1 | 0.05608 | Yes
GEN-2024-122 | 04 SOUTHEAST | G04 29SP | 500250 DOLHILL7 345 507760 SW SHV 7 345 1 | 509241 CROCKET7 345 783930 G24-232-TAP 345 1 | 0.05608 | Yes
GEN-2024-122 | 04 SOUTHEAST | G04 29SP | 500140 CARROLL6 230 500465 6LAYFLD 230 1 | 509241 CROCKET7 345 783930 G24-232-TAP 345 1 | 0.06178 | Yes
GEN-2024-122 | 04 SOUTHEAST | G04 29SP | 337376 7SAREPTA% 345 788340 G24-379-TAP 345 1 | 509241 CROCKET7 345 783930 G24-232-TAP 345 1 | 0.13735 | Yes
GEN-2024-122 | 04 SOUTHEAST | G04 29SP | 500465 6LAYFLD 230 997454 LAYFLD AUTO 230 1 | 509241 CROCKET7 345 783930 G24-232-TAP 345 1 | 0.05126 | Yes
GEN-2024-122 | 04 SOUTHEAST | G04 29SP | 509366 LAYFLD8 500 997454 LAYFLD AUTO 230 1 | 509241 CROCKET7 345 783930 G24-232-TAP 345 1 | 0.05126 | Yes
GEN-2024-122 | 04 SOUTHEAST | G04 29SP | 337909 8ANO% 500 515305 FTSMITH8 500 1 | 509782 R.S.S.-7 345 588040 G16133G16146 345 1 | 0.08762 | Yes
GEN-2024-122 | 04 SOUTHEAST | G04 29SP | 337909 8ANO% 500 515305 FTSMITH8 500 1 | 515497 MATHWSN7 345 900001 TRAVERSE1 345 1 | 0.08762 | Yes
GEN-2024-122 | 04 SOUTHEAST | G04 29SP | 337909 8ANO% 500 515305 FTSMITH8 500 1 | 588041 G16133_765TN 765 588042 G16133_765R1 765 1 | 0.08762 | Yes
GEN-2024-122 | 04 SOUTHEAST | G04 29SP | 337909 8ANO% 500 515305 FTSMITH8 500 1 | 588042 G16133_765R1 765 588043 G16133_765R2 765 1 | 0.08762 | Yes
GEN-2024-122 | 04 SOUTHEAST | G04 29SP | 337909 8ANO% 500 515305 FTSMITH8 500 1 | 588043 G16133_765R2 765 588044 G16133_765R3 765 1 | 0.08762 | Yes
GEN-2024-122 | 04 SOUTHEAST | G04 29SP | 337909 8ANO% 500 515305 FTSMITH8 500 1 | 588044 G16133_765R3 765 588045 G16133_765CS 765 1 | 0.08762 | Yes
GEN-2024-122 | 04 SOUTHEAST | G04 29SP | 337651 8WHT BLUFF% 500 337957 8KEO% 500 1 | Base Case | 0.05687 | Yes
GEN-2024-122 | 04 SOUTHEAST | G04 29SP | 337368 8MT_OLIVE% 500 337561 8EL DORADO% 500 1 | Base Case | 0.05728 | Yes
GEN-2024-122 | 04 SOUTHEAST | G04 29SP | 337909 8ANO% 500 515305 FTSMITH8 500 1 | Base Case | 0.08762 | Yes
GEN-2024-122 | 04 SOUTHEAST | G04 29SP | 337643 8SHERIDAN% 500 337763 8MAGNETCOVE% 500 1 | Base Case | 0.05486 | Yes
GEN-2024-122 | 04 SOUTHEAST | G04 29SP | 337643 8SHERIDAN% 500 337808 8MABELVALE% 500 1 | Base Case | 0.10176 | Yes
GEN-2024-122 | 04 SOUTHEAST | G04 29SP | 337753 8HS EHV% 500 337754 8ETTA% 500 1 | Base Case | 0.05741 | Yes
GEN-2024-122 | 04 SOUTHEAST | G04 29SP | 337368 8MT_OLIVE% 500 509366 LAYFLD8 500 1 | Base Case | 0.05045 | Yes
GEN-2024-122 | 04 SOUTHEAST | G04 29SP | 337922 8P.HILL% 500 337937 8MAYFLOWER% 500 1 | Base Case | 0.05262 | Yes
GEN-2024-122 | 04 SOUTHEAST | G04 29SP | 337561 8EL DORADO% 500 337643 8SHERIDAN% 500 1 | Base Case | 0.10277 | Yes
GEN-2024-122 | 04 SOUTHEAST | G04 29SP | 337376 7SAREPTA% 345 788340 G24-379-TAP 345 1 | Base Case | 0.12988 | Yes
GEN-2024-122 | 04 SOUTHEAST | G04 29SP | 337643 8SHERIDAN% 500 337651 8WHT BLUFF% 500 1 | Base Case | 0.05587 | Yes
GEN-2024-122 | 04 SOUTHEAST | G04 29SP | 500140 CARROLL6 230 500465 6LAYFLD 230 1 | Base Case | 0.0552 | Yes
GEN-2024-122 | 04 SOUTHEAST | G04 29SP | 337808 8MABELVALE% 500 337937 8MAYFLOWER% 500 1 | Base Case | 0.05295 | Yes
GEN-2024-122 | 04 SOUTHEAST | G04 29SP | 337561 8EL DORADO% 500 998422 8EL DORADO% 345 2 | Base Case | 0.09912 | Yes
GEN-2024-122 | 04 SOUTHEAST | G04 29SP | 337562 7EL DORADO 345 998422 8EL DORADO% 345 2 | Base Case | 0.09912 | Yes
GEN-2024-122 | 04 SOUTHEAST | G04 29SP | 337376 7SAREPTA% 345 337562 7EL DORADO 345 1 | Base Case | 0.09912 | Yes
GEN-2024-122 | 04 SOUTHEAST | G04 29SP | 337515 8MCNEIL% 500 337754 8ETTA% 500 1 | Base Case | 0.05741 | Yes
GEN-2024-122 | 04 SOUTHEAST | G04 29SP | 337753 8HS EHV% 500 337763 8MAGNETCOVE% 500 1 | Base Case | 0.05486 | Yes
GEN-2024-122 | 04 SOUTHEAST | G04 29SP | 337561 8EL DORADO% 500 998422 8EL DORADO% 345 2 | GEN509416 1_Dup1 | 0.09912 | Yes
GEN-2024-122 | 04 SOUTHEAST | G04 29SP | 337562 7EL DORADO 345 998422 8EL DORADO% 345 2 | GEN509416 1_Dup1 | 0.09912 | Yes
GEN-2024-122 | 04 SOUTHEAST | G04 29SP | 337376 7SAREPTA% 345 337562 7EL DORADO 345 1 | GEN509416 1_Dup1 | 0.09912 | Yes
GEN-2024-122 | 04 SOUTHEAST | G04 29SP | 337909 8ANO% 500 515305 FTSMITH8 500 1 | GEN532751 1 | 0.08762 | Yes
GEN-2024-122 | 04 SOUTHEAST | G04 29SP | 337909 8ANO% 500 515305 FTSMITH8 500 1 | GEN532751 1_Dup1 | 0.08762 | Yes
GEN-2024-123 | 04 SOUTHEAST | G04 29SP | 337753 8HS EHV% 500 337754 8ETTA% 500 1 | P11:16:EES:1TRACTBEL C1:1::EHV: | 0.06023 | Yes
GEN-2024-123 | 04 SOUTHEAST | G04 29SP | 337808 8MABELVALE% 500 337909 8ANO% 500 1 | P11:16:EES:1TRACTBEL C1:1::EHV: | 0.0555 | Yes
GEN-2024-123 | 04 SOUTHEAST | G04 29SP | 337753 8HS EHV% 500 337763 8MAGNETCOVE% 500 1 | P11:16:EES:1TRACTBEL C1:1::EHV: | 0.05414 | Yes
GEN-2024-123 | 04 SOUTHEAST | G04 29SP | 335192 8NELSON% 500 335367 8RICHARD% 500 1 | P11:18:CLEC:ACADIA:CC | 0.07959 | Yes
GEN-2024-123 | 04 SOUTHEAST | G04 29SP | 337753 8HS EHV% 500 337763 8MAGNETCOVE% 500 1 | P11:18:EES:1DUKE HS C1:1::EHV: | 0.05414 | Yes
GEN-2024-123 | 04 SOUTHEAST | G04 29SP | 337376 7SAREPTA% 345 788340 G24-379-TAP 345 1 | P11:18:EES:1DUKE HS C1:1::EHV: | 0.06606 | Yes
GEN-2024-123 | 04 SOUTHEAST | G04 29SP | 335836 8MCKNIGHT% 500 336562 8FRANKLIN% 500 1 | P11:18:EES:1GOXY U1:1::EHV: | 0.05547 | Yes
GEN-2024-123 | 04 SOUTHEAST | G04 29SP | 335367 8RICHARD% 500 335368 8WELLS% 500 1 | P11:18:EES:1GOXY U1:1::EHV: | 0.07971 | Yes
GEN-2024-123 | 04 SOUTHEAST | G04 29SP | 335368 8WELLS% 500 335500 8WEBRE% 500 1 | P11:18:EES:1GOXY U1:1::EHV: | 0.09524 | Yes
GEN-2024-123 | 04 SOUTHEAST | G04 29SP | 335192 8NELSON% 500 335367 8RICHARD% 500 1 | P11:18:EES:1GOXY U1:1::EHV: | 0.07959 | Yes
GEN-2024-123 | 04 SOUTHEAST | G04 29SP | 335836 8MCKNIGHT% 500 336562 8FRANKLIN% 500 1 | P11:18:EES:1J396SCPS 1A:1::EHV: | 0.05547 | Yes
GEN-2024-123 | 04 SOUTHEAST | G04 29SP | 335367 8RICHARD% 500 335368 8WELLS% 500 1 | P11:18:EES:1J396SCPS 1A:1::EHV: | 0.07971 | Yes
GEN-2024-123 | 04 SOUTHEAST | G04 29SP | 335368 8WELLS% 500 335500 8WEBRE% 500 1 | P11:18:EES:1J396SCPS 1A:1::EHV: | 0.09524 | Yes
GEN-2024-123 | 04 SOUTHEAST | G04 29SP | 335192 8NELSON% 500 335367 8RICHARD% 500 1 | P11:18:EES:1J396SCPS 1A:1::EHV: | 0.07959 | Yes
GEN-2024-123 | 04 SOUTHEAST | G04 29SP | 334197 7ROCKYCRK% 345 783930 G24-232-TAP 345 1 | P11:18:EES:1J472MCPS G2:1::EHV: | 0.0594 | Yes
GEN-2024-123 | 04 SOUTHEAST | G04 29SP | 337368 8MT_OLIVE% 500 337561 8EL DORADO% 500 1 | P11:18:EES:1J472MCPS G2:1::EHV: | 0.10201 | Yes
GEN-2024-123 | 04 SOUTHEAST | G04 29SP | 334325 8HARTBRG% 500 509366 LAYFLD8 500 1 | P11:18:EES:1J472MCPS G2:1::EHV: | 0.06382 | Yes
GEN-2024-123 | 04 SOUTHEAST | G04 29SP | 334334 4LEACH! 138 334335 4TOLEDO% 138 1 | P11:18:EES:1J472MCPS G2:1::EHV: | 0.08846 | Yes
GEN-2024-123 | 04 SOUTHEAST | G04 29SP | 337368 8MT_OLIVE% 500 509366 LAYFLD8 500 1 | P11:18:EES:1J472MCPS G2:1::EHV: | 0.09785 | Yes
GEN-2024-123 | 04 SOUTHEAST | G04 29SP | 334320 8CYPRESS% 500 334325 8HARTBRG% 500 1 | P11:18:EES:1J472MCPS G2:1::EHV: | 0.0656 | Yes
GEN-2024-123 | 04 SOUTHEAST | G04 29SP | 334283 4MILLCR! 138 509693 4HRTNHIL 138 1 | P11:18:EES:1J472MCPS G2:1::EHV: | 0.08624 | Yes
GEN-2024-123 | 04 SOUTHEAST | G04 29SP | 337368 8MT_OLIVE% 500 337561 8EL DORADO% 500 1 | P11:18:EES:1J484LCPS G1:1::EHV: | 0.10201 | Yes
GEN-2024-123 | 04 SOUTHEAST | G04 29SP | 334197 7ROCKYCRK% 345 783930 G24-232-TAP 345 1 | P11:18:EES:1J484LCPS G1:1::EHV: | 0.0594 | Yes
GEN-2024-123 | 04 SOUTHEAST | G04 29SP | 334325 8HARTBRG% 500 509366 LAYFLD8 500 1 | P11:18:EES:1J484LCPS G1:1::EHV: | 0.06382 | Yes
GEN-2024-123 | 04 SOUTHEAST | G04 29SP | 335836 8MCKNIGHT% 500 336562 8FRANKLIN% 500 1 | P11:18:EES:1J484LCPS G1:1::EHV: | 0.05547 | Yes
GEN-2024-123 | 04 SOUTHEAST | G04 29SP | 337368 8MT_OLIVE% 500 509366 LAYFLD8 500 1 | P11:18:EES:1J484LCPS G1:1::EHV: | 0.09785 | Yes
GEN-2024-123 | 04 SOUTHEAST | G04 29SP | 334283 4MILLCR! 138 509693 4HRTNHIL 138 1 | P11:18:EES:1J484LCPS G1:1::EHV: | 0.08624 | Yes
GEN-2024-123 | 04 SOUTHEAST | G04 29SP | 337515 8MCNEIL% 500 337754 8ETTA% 500 1 | P11:18:EES:1J484LCPS G1:1::EHV: | 0.06023 | Yes
GEN-2024-123 | 04 SOUTHEAST | G04 29SP | 337376 7SAREPTA% 345 788340 G24-379-TAP 345 1 | P11:18:EES:1PANDA C1:1::EHV: | 0.06606 | Yes
GEN-2024-123 | 04 SOUTHEAST | G04 29SP | 337515 8MCNEIL% 500 337754 8ETTA% 500 1 | P11:18:EES:1PANDA C1:1::EHV: | 0.06023 | Yes
GEN-2024-123 | 04 SOUTHEAST | G04 29SP | 337376 7SAREPTA% 345 788340 G24-379-TAP 345 1 | P11:18:EES:1PANDA C3:1::EHV: | 0.06606 | Yes
GEN-2024-123 | 04 SOUTHEAST | G04 29SP | 337376 7SAREPTA% 345 788340 G24-379-TAP 345 1 | P11:18:EES:1PANDA C5:1::EHV: | 0.06606 | Yes
GEN-2024-123 | 04 SOUTHEAST | G04 29SP | 337515 8MCNEIL% 500 337754 8ETTA% 500 1 | P11:18:EES:1PANDA C5:1::EHV: | 0.06023 | Yes
GEN-2024-123 | 04 SOUTHEAST | G04 29SP | 337376 7SAREPTA% 345 788340 G24-379-TAP 345 1 | P11:18:EES:1PANDA C7:1::EHV: | 0.06606 | Yes
GEN-2024-123 | 04 SOUTHEAST | G04 29SP | 337515 8MCNEIL% 500 337754 8ETTA% 500 1 | P11:18:EES:1PANDA C7:1::EHV: | 0.06023 | Yes
GEN-2024-123 | 04 SOUTHEAST | G04 29SP | 334197 7ROCKYCRK% 345 783930 G24-232-TAP 345 1 | P11:18:EES:AUTO-SINGLE:1LEWIS_U3 ST:1:EHV: | 0.0594 | Yes
GEN-2024-123 | 04 SOUTHEAST | G04 29SP | 334320 8CYPRESS% 500 334325 8HARTBRG% 500 1 | P11:18:EES:AUTO-SINGLE:1LEWIS_U3 ST:1:EHV: | 0.0656 | Yes
GEN-2024-123 | 04 SOUTHEAST | G04 29SP | 337368 8MT_OLIVE% 500 337561 8EL DORADO% 500 1 | P11:18:EES:J484LCPS:G1::EHV: | 0.10201 | Yes
GEN-2024-123 | 04 SOUTHEAST | G04 29SP | 334197 7ROCKYCRK% 345 783930 G24-232-TAP 345 1 | P11:18:EES:J484LCPS:G1::EHV: | 0.0594 | Yes
GEN-2024-123 | 04 SOUTHEAST | G04 29SP | 334325 8HARTBRG% 500 509366 LAYFLD8 500 1 | P11:18:EES:J484LCPS:G1::EHV: | 0.06382 | Yes
GEN-2024-123 | 04 SOUTHEAST | G04 29SP | 337368 8MT_OLIVE% 500 509366 LAYFLD8 500 1 | P11:18:EES:J484LCPS:G1::EHV: | 0.09785 | Yes
GEN-2024-123 | 04 SOUTHEAST | G04 29SP | 334283 4MILLCR! 138 509693 4HRTNHIL 138 1 | P11:18:EES:J484LCPS:G1::EHV: | 0.08624 | Yes
GEN-2024-123 | 04 SOUTHEAST | G04 29SP | 337368 8MT_OLIVE% 500 337561 8EL DORADO% 500 1 | P11:18:EES:J484LCPS:G2::EHV: | 0.10201 | Yes
GEN-2024-123 | 04 SOUTHEAST | G04 29SP | 334197 7ROCKYCRK% 345 783930 G24-232-TAP 345 1 | P11:18:EES:J484LCPS:G2::EHV: | 0.0594 | Yes
GEN-2024-123 | 04 SOUTHEAST | G04 29SP | 334325 8HARTBRG% 500 509366 LAYFLD8 500 1 | P11:18:EES:J484LCPS:G2::EHV: | 0.06382 | Yes
GEN-2024-123 | 04 SOUTHEAST | G04 29SP | 337368 8MT_OLIVE% 500 509366 LAYFLD8 500 1 | P11:18:EES:J484LCPS:G2::EHV: | 0.09785 | Yes
GEN-2024-123 | 04 SOUTHEAST | G04 29SP | 334283 4MILLCR! 138 509693 4HRTNHIL 138 1 | P11:18:EES:J484LCPS:G2::EHV: | 0.08624 | Yes
GEN-2024-123 | 04 SOUTHEAST | G04 29SP | 334197 7ROCKYCRK% 345 783930 G24-232-TAP 345 1 | P11:21:EES:AUTO-SINGLE:1LEWIS_U3 G1:1:EHV: | 0.0594 | Yes
GEN-2024-123 | 04 SOUTHEAST | G04 29SP | 334197 7ROCKYCRK% 345 783930 G24-232-TAP 345 1 | P11:21:EES:AUTO-SINGLE:1LEWIS_U3 G2:1:EHV: | 0.0594 | Yes
GEN-2024-123 | 04 SOUTHEAST | G04 29SP | 335836 8MCKNIGHT% 500 336562 8FRANKLIN% 500 1 | P11:21:EES:GYPSY:4 | 0.05547 | Yes
GEN-2024-123 | 04 SOUTHEAST | G04 29SP | 335367 8RICHARD% 500 335368 8WELLS% 500 1 | P11:21:EES:GYPSY:4 | 0.07971 | Yes
GEN-2024-123 | 04 SOUTHEAST | G04 29SP | 335368 8WELLS% 500 335500 8WEBRE% 500 1 | P11:21:EES:GYPSY:4 | 0.09524 | Yes
GEN-2024-123 | 04 SOUTHEAST | G04 29SP | 335192 8NELSON% 500 335367 8RICHARD% 500 1 | P11:21:EES:GYPSY:4 | 0.07959 | Yes
GEN-2024-123 | 04 SOUTHEAST | G04 29SP | 335836 8MCKNIGHT% 500 336562 8FRANKLIN% 500 1 | P11:21:EES:RVB:1 | 0.05547 | Yes
GEN-2024-123 | 04 SOUTHEAST | G04 29SP | 335367 8RICHARD% 500 335368 8WELLS% 500 1 | P11:21:EES:RVB:1 | 0.07971 | Yes
GEN-2024-123 | 04 SOUTHEAST | G04 29SP | 335368 8WELLS% 500 335500 8WEBRE% 500 1 | P11:21:EES:RVB:1 | 0.09524 | Yes
GEN-2024-123 | 04 SOUTHEAST | G04 29SP | 335192 8NELSON% 500 335367 8RICHARD% 500 1 | P11:21:EES:RVB:1 | 0.07959 | Yes
GEN-2024-123 | 04 SOUTHEAST | G04 29SP | 337368 8MT_OLIVE% 500 337561 8EL DORADO% 500 1 | P11:22:CLEC::G3MADISN:1 | 0.10201 | Yes
GEN-2024-123 | 04 SOUTHEAST | G04 29SP | 334197 7ROCKYCRK% 345 783930 G24-232-TAP 345 1 | P11:22:EES::1G2LEWIS!:1:EHV: | 0.0594 | Yes
GEN-2024-123 | 04 SOUTHEAST | G04 29SP | 337643 8SHERIDAN% 500 337808 8MABELVALE% 500 1 | P11:22:EES:1ANO U2:1::EHV: | 0.1097 | Yes
GEN-2024-123 | 04 SOUTHEAST | G04 29SP | 337643 8SHERIDAN% 500 337763 8MAGNETCOVE% 500 1 | P11:22:EES:1ANO U2:1::EHV: | 0.05414 | Yes
GEN-2024-123 | 04 SOUTHEAST | G04 29SP | 337753 8HS EHV% 500 337754 8ETTA% 500 1 | P11:22:EES:1ANO U2:1::EHV: | 0.06023 | Yes
GEN-2024-123 | 04 SOUTHEAST | G04 29SP | 337808 8MABELVALE% 500 337937 8MAYFLOWER% 500 1 | P11:22:EES:1ANO U2:1::EHV: | 0.05922 | Yes
GEN-2024-123 | 04 SOUTHEAST | G04 29SP | 337561 8EL DORADO% 500 337643 8SHERIDAN% 500 1 | P11:22:EES:1ANO U2:1::EHV: | 0.11195 | Yes
GEN-2024-123 | 04 SOUTHEAST | G04 29SP | 335836 8MCKNIGHT% 500 336562 8FRANKLIN% 500 1 | P11:22:EES:1RVR_BND_G1!:1::EHV: | 0.05547 | Yes
GEN-2024-123 | 04 SOUTHEAST | G04 29SP | 335367 8RICHARD% 500 335368 8WELLS% 500 1 | P11:22:EES:1RVR_BND_G1!:1::EHV: | 0.07971 | Yes
GEN-2024-123 | 04 SOUTHEAST | G04 29SP | 335368 8WELLS% 500 335500 8WEBRE% 500 1 | P11:22:EES:1RVR_BND_G1!:1::EHV: | 0.09524 | Yes
GEN-2024-123 | 04 SOUTHEAST | G04 29SP | 335192 8NELSON% 500 335367 8RICHARD% 500 1 | P11:22:EES:1RVR_BND_G1!:1::EHV: | 0.07959 | Yes
GEN-2024-123 | 04 SOUTHEAST | G04 29SP | 334197 7ROCKYCRK% 345 783930 G24-232-TAP 345 1 | P11:22:EES:AUTO-SINGLE:1G1LEWIS:1:EHV: | 0.0594 | Yes
GEN-2024-123 | 04 SOUTHEAST | G04 29SP | 337561 8EL DORADO% 500 998422 8EL DORADO% 345 2 | P11:24:AEPW:TURKCOAL:::: | 0.0524 | Yes
GEN-2024-123 | 04 SOUTHEAST | G04 29SP | 337562 7EL DORADO 345 998422 8EL DORADO% 345 2 | P11:24:EES:TURKCOAL:1::EHV: | 0.0524 | Yes
GEN-2024-123 | 04 SOUTHEAST | G04 29SP | 337376 7SAREPTA% 345 337562 7EL DORADO 345 1 | P11:24:EES:TURKCOAL:1::EHV: | 0.0524 | Yes
GEN-2024-123 | 04 SOUTHEAST | G04 29SP | 335836 8MCKNIGHT% 500 336562 8FRANKLIN% 500 1 | P11:25:EES:1WAT U3!:1 & P12:HVEES6EXXON%6DOWNTOWN!1:HV: | 0.05546 | Yes
GEN-2024-123 | 04 SOUTHEAST | G04 29SP | 335367 8RICHARD% 500 335368 8WELLS% 500 1 | P11:25:EES:1WAT U3!:1 & P12:HVEES6EXXON%6DOWNTOWN!1:HV: | 0.07971 | Yes
GEN-2024-123 | 04 SOUTHEAST | G04 29SP | 335368 8WELLS% 500 335500 8WEBRE% 500 1 | P11:25:EES:1WAT U3!:1 & P12:HVEES6EXXON%6DOWNTOWN!1:HV: | 0.09524 | Yes
GEN-2024-123 | 04 SOUTHEAST | G04 29SP | 335192 8NELSON% 500 335367 8RICHARD% 500 1 | P11:25:EES:1WAT U3!:1 & P12:HVEES6EXXON%6DOWNTOWN!1:HV: | 0.07959 | Yes
GEN-2024-123 | 04 SOUTHEAST | G04 29SP | 335836 8MCKNIGHT% 500 336562 8FRANKLIN% 500 1 | P11:25:EES:1WAT U3!:1::HV: | 0.05547 | Yes
GEN-2024-123 | 04 SOUTHEAST | G04 29SP | 335367 8RICHARD% 500 335368 8WELLS% 500 1 | P11:25:EES:1WAT U3!:1::HV: | 0.07971 | Yes
GEN-2024-123 | 04 SOUTHEAST | G04 29SP | 335368 8WELLS% 500 335500 8WEBRE% 500 1 | P11:25:EES:1WAT U3!:1::HV: | 0.09524 | Yes
GEN-2024-123 | 04 SOUTHEAST | G04 29SP | 335192 8NELSON% 500 335367 8RICHARD% 500 1 | P11:25:EES:1WAT U3!:1::HV: | 0.07959 | Yes
GEN-2024-123 | 04 SOUTHEAST | G04 29SP | 335836 8MCKNIGHT% 500 336562 8FRANKLIN% 500 1 | P11:25:EES:WATERF:1 | 0.05547 | Yes
GEN-2024-123 | 04 SOUTHEAST | G04 29SP | 335367 8RICHARD% 500 335368 8WELLS% 500 1 | P11:25:EES:WATERF:1 | 0.07971 | Yes
GEN-2024-123 | 04 SOUTHEAST | G04 29SP | 335368 8WELLS% 500 335500 8WEBRE% 500 1 | P11:25:EES:WATERF:1 | 0.09524 | Yes
GEN-2024-123 | 04 SOUTHEAST | G04 29SP | 335192 8NELSON% 500 335367 8RICHARD% 500 1 | P11:25:EES:WATERF:1 | 0.07959 | Yes
GEN-2024-123 | 04 SOUTHEAST | G04 29SP | 337515 8MCNEIL% 500 337754 8ETTA% 500 1 | P11:25:EES:WATERF:1 | 0.06023 | Yes
GEN-2024-123 | 04 SOUTHEAST | G04 29SP | 337651 8WHT BLUFF% 500 337957 8KEO% 500 1 | P11:26:EES:1ISES U1:1::HV: | 0.05857 | Yes
GEN-2024-123 | 04 SOUTHEAST | G04 29SP | 335836 8MCKNIGHT% 500 336562 8FRANKLIN% 500 1 | P11:26:EES:1NMIL U4:1::HV: | 0.05547 | Yes
GEN-2024-123 | 04 SOUTHEAST | G04 29SP | 335368 8WELLS% 500 335500 8WEBRE% 500 1 | P11:26:EES:1NMIL U4:1::HV: | 0.09524 | Yes
GEN-2024-123 | 04 SOUTHEAST | G04 29SP | 337643 8SHERIDAN% 500 337763 8MAGNETCOVE% 500 1 | P11:26:EES:1WHT BLUF U1:1::HV: | 0.05414 | Yes
GEN-2024-123 | 04 SOUTHEAST | G04 29SP | 337909 8ANO% 500 337922 8P.HILL% 500 1 | P11:26:EES:1WHT BLUF U1:1::HV: | 0.05068 | Yes
GEN-2024-123 | 04 SOUTHEAST | G04 29SP | 337753 8HS EHV% 500 337754 8ETTA% 500 1 | P11:26:EES:1WHT BLUF U1:1::HV: | 0.06023 | Yes
GEN-2024-123 | 04 SOUTHEAST | G04 29SP | 337643 8SHERIDAN% 500 337651 8WHT BLUFF% 500 1 | P11:26:EES:1WHT BLUF U1:1::HV: | 0.05639 | Yes
GEN-2024-123 | 04 SOUTHEAST | G04 29SP | 337922 8P.HILL% 500 337937 8MAYFLOWER% 500 1 | P11:26:EES:1WHT BLUF U1:1::HV: | 0.05933 | Yes
GEN-2024-123 | 04 SOUTHEAST | G04 29SP | 337808 8MABELVALE% 500 337909 8ANO% 500 1 | P11:26:EES:1WHT BLUF U1:1::HV: | 0.0555 | Yes
GEN-2024-123 | 04 SOUTHEAST | G04 29SP | 337561 8EL DORADO% 500 337643 8SHERIDAN% 500 1 | P11:26:EES:1WHT BLUF U1:1::HV: | 0.11195 | Yes
GEN-2024-123 | 04 SOUTHEAST | G04 29SP | 337643 8SHERIDAN% 500 337763 8MAGNETCOVE% 500 1 | P11:26:EES:1WHT BLUF U2:1::HV: | 0.05414 | Yes
GEN-2024-123 | 04 SOUTHEAST | G04 29SP | 337909 8ANO% 500 337922 8P.HILL% 500 1 | P11:26:EES:1WHT BLUF U2:1::HV: | 0.05068 | Yes
GEN-2024-123 | 04 SOUTHEAST | G04 29SP | 337753 8HS EHV% 500 337754 8ETTA% 500 1 | P11:26:EES:1WHT BLUF U2:1::HV: | 0.06023 | Yes
GEN-2024-123 | 04 SOUTHEAST | G04 29SP | 337643 8SHERIDAN% 500 337651 8WHT BLUFF% 500 1 | P11:26:EES:1WHT BLUF U2:1::HV: | 0.05639 | Yes
GEN-2024-123 | 04 SOUTHEAST | G04 29SP | 337922 8P.HILL% 500 337937 8MAYFLOWER% 500 1 | P11:26:EES:1WHT BLUF U2:1::HV: | 0.05933 | Yes
GEN-2024-123 | 04 SOUTHEAST | G04 29SP | 337808 8MABELVALE% 500 337909 8ANO% 500 1 | P11:26:EES:1WHT BLUF U2:1::HV: | 0.0555 | Yes
GEN-2024-123 | 04 SOUTHEAST | G04 29SP | 337561 8EL DORADO% 500 337643 8SHERIDAN% 500 1 | P11:26:EES:1WHT BLUF U2:1::HV: | 0.11195 | Yes
GEN-2024-123 | 04 SOUTHEAST | G04 29SP | 337376 7SAREPTA% 345 788340 G24-379-TAP 345 1 | P11:26:EES:1WHT BLUF U2:1::HV: | 0.06606 | Yes
GEN-2024-123 | 04 SOUTHEAST | G04 29SP | 337753 8HS EHV% 500 337763 8MAGNETCOVE% 500 1 | P11:26:EES:1WHT BLUF U2:1::HV: | 0.05414 | Yes
GEN-2024-123 | 04 SOUTHEAST | G04 29SP | 337651 8WHT BLUFF% 500 337957 8KEO% 500 1 | P11:26:EES:5ISES%:1ISES U1:1:HV: | 0.05857 | Yes
GEN-2024-123 | 04 SOUTHEAST | G04 29SP | 335368 8WELLS% 500 335500 8WEBRE% 500 1 | P11:26:EES:NINEMILE:U5 | 0.09524 | Yes
GEN-2024-123 | 04 SOUTHEAST | G04 29SP | 337909 8ANO% 500 515305 FTSMITH8 500 1 | P11:345:WERE:WOLFU1-GEN:EHV: | 0.0999 | Yes
GEN-2024-123 | 04 SOUTHEAST | G04 29SP | 337643 8SHERIDAN% 500 337763 8MAGNETCOVE% 500 1 | P12:115:EES:3HS EHV-E!:3WOODLAWN%:1:HV: | 0.05664 | Yes
GEN-2024-123 | 04 SOUTHEAST | G04 29SP | 337643 8SHERIDAN% 500 337763 8MAGNETCOVE% 500 1 | P12:115:EES-EAI:ARKOMA:TIGRBX:1 | 0.05604 | Yes
GEN-2024-123 | 04 SOUTHEAST | G04 29SP | 337643 8SHERIDAN% 500 337763 8MAGNETCOVE% 500 1 | P12:115:EES-EAI:HS_EHV:BUTERF:1 | 0.05664 | Yes
GEN-2024-123 | 04 SOUTHEAST | G04 29SP | 334320 8CYPRESS% 500 334319 4CYPRESS% 138 1 | P12:13.8:EES:8CYPRESS%:6CYPRESS%:1:EHV: | 0.05618 | Yes
GEN-2024-123 | 04 SOUTHEAST | G04 29SP | 334334 4LEACH! 138 334335 4TOLEDO% 138 1 | P12:138:AEPW:LOGANSP4:CARTPOD4::: | 0.21591 | Yes
GEN-2024-123 | 04 SOUTHEAST | G04 29SP | 334282 4RAYBURN% 138 334283 4MILLCR! 138 1 | P12:138:AEPW:LOGANSP4:CARTPOD4::: | 0.14991 | Yes
GEN-2024-123 | 04 SOUTHEAST | G04 29SP | 334334 4LEACH! 138 509128 FAIRMNT4 138 1 | P12:138:AEPW:LOGANSP4:CARTPOD4::: | 0.23136 | Yes
GEN-2024-123 | 04 SOUTHEAST | G04 29SP | 334340 4BONWIER 138 500220 COOPER 4 138 1 | P12:138:AEPW:LOGANSP4:CARTPOD4::: | 0.06125 | Yes
GEN-2024-123 | 04 SOUTHEAST | G04 29SP | 334308 4JNE EVA 138 334309 4EVADALE! 138 1 | P12:138:AEPW:LOGANSP4:CARTPOD4::: | 0.07107 | Yes
GEN-2024-123 | 04 SOUTHEAST | G04 29SP | 334339 4FAWIL! 138 334340 4BONWIER 138 1 | P12:138:AEPW:LOGANSP4:CARTPOD4::: | 0.06125 | Yes
GEN-2024-123 | 04 SOUTHEAST | G04 29SP | 334307 4BUNA! 138 334308 4JNE EVA 138 1 | P12:138:AEPW:LOGANSP4:CARTPOD4::: | 0.07107 | Yes
GEN-2024-123 | 04 SOUTHEAST | G04 29SP | 334338 4TX.ENEW 138 334339 4FAWIL! 138 1 | P12:138:AEPW:LOGANSP4:CARTPOD4::: | 0.06947 | Yes
GEN-2024-123 | 04 SOUTHEAST | G04 29SP | 334320 8CYPRESS% 500 998521 8CYPRESS% 230 1 | P12:138:EES:4CYPRESS%:8CYPRESS%:1:HV: | 0.0519 | Yes
GEN-2024-123 | 04 SOUTHEAST | G04 29SP | 334326 6CYPRESS% 230 998521 8CYPRESS% 230 1 | P12:138:EES:4CYPRESS%:8CYPRESS%:1:HV: | 0.0519 | Yes
GEN-2024-123 | 04 SOUTHEAST | G04 29SP | 334282 4RAYBURN% 138 334283 4MILLCR! 138 1 | P12:138:EES:4EVADALE_5!:4KOUNTZE%:1:HV: | 0.06163 | Yes
GEN-2024-123 | 04 SOUTHEAST | G04 29SP | 334340 4BONWIER 138 500220 COOPER 4 138 1 | P12:138:EES:4LEACH!:4TOLEDO%:1:HV: | 0.05852 | Yes
GEN-2024-123 | 04 SOUTHEAST | G04 29SP | 334339 4FAWIL! 138 334340 4BONWIER 138 1 | P12:138:EES:4LEACH!:4TOLEDO%:1:HV: | 0.05852 | Yes
GEN-2024-123 | 04 SOUTHEAST | G04 29SP | 334338 4TX.ENEW 138 334339 4FAWIL! 138 1 | P12:138:EES:4LEACH!:4TOLEDO%:1:HV: | 0.06426 | Yes
GEN-2024-123 | 04 SOUTHEAST | G04 29SP | 334337 4JASPNEW 138 334338 4TX.ENEW 138 1 | P12:138:EES:4LEACH!:4TOLEDO%:1:HV: | 0.06426 | Yes
GEN-2024-123 | 04 SOUTHEAST | G04 29SP | 334336 4NEWTONS 138 334337 4JASPNEW 138 1 | P12:138:EES:4LEACH!:4TOLEDO%:1:HV: | 0.06426 | Yes
GEN-2024-123 | 04 SOUTHEAST | G04 29SP | 334333 4NEWTONB! 138 334336 4NEWTONS 138 1 | P12:138:EES:4LEACH!:4TOLEDO%:1:HV: | 0.06426 | Yes
GEN-2024-123 | 04 SOUTHEAST | G04 29SP | 334334 4LEACH! 138 509128 FAIRMNT4 138 1 | P12:138:EES:4LEACH!:4TOLEDO%:1:HV: | 0.06345 | Yes
GEN-2024-123 | 04 SOUTHEAST | G04 29SP | 334197 7ROCKYCRK% 345 783930 G24-232-TAP 345 1 | P12:138:EES:4LEWIS%:1J472MCPS G1:1:HV: | 0.0594 | Yes
GEN-2024-123 | 04 SOUTHEAST | G04 29SP | 334197 7ROCKYCRK% 345 783930 G24-232-TAP 345 1 | P12:138:EES:4LEWIS%:1J472MCPS G2:1:HV: | 0.0594 | Yes
GEN-2024-123 | 04 SOUTHEAST | G04 29SP | 334334 4LEACH! 138 509128 FAIRMNT4 138 1 | P12:138:EES:4PINELND!:4BROADUS:1:HV: | 0.11719 | Yes
GEN-2024-123 | 04 SOUTHEAST | G04 29SP | 337909 8ANO% 500 515305 FTSMITH8 500 1 | P12:138:EES:8W.MEMPHIS%:8FREEPORTTN%:4BHAM STEEL1:HV: | 0.10101 | Yes
GEN-2024-123 | 04 SOUTHEAST | G04 29SP | 337808 8MABELVALE% 500 337937 8MAYFLOWER% 500 1 | P12:138:EES:8W.MEMPHIS%:8FREEPORTTN%:4BHAM STEEL1:HV: | 0.06004 | Yes
GEN-2024-123 | 04 SOUTHEAST | G04 29SP | 337515 8MCNEIL% 500 337754 8ETTA% 500 1 | P12:138:EES:8W.MEMPHIS%:8FREEPORTTN%:4BHAM STEEL1:HV: | 0.05929 | Yes
GEN-2024-123 | 04 SOUTHEAST | G04 29SP | 334334 4LEACH! 138 334335 4TOLEDO% 138 1 | P12:138:EES:HILLTOP4:CENTRSO4!:1:HV: | 0.05849 | Yes
GEN-2024-123 | 04 SOUTHEAST | G04 29SP | 334334 4LEACH! 138 509128 FAIRMNT4 138 1 | P12:138:EES:HILLTOP4:CENTRSO4!:1:HV: | 0.05878 | Yes
GEN-2024-123 | 04 SOUTHEAST | G04 29SP | 334282 4RAYBURN% 138 334283 4MILLCR! 138 1 | P12:138:EES:HOLLY 4!:CHIRENO4:1:HV: | 0.05528 | Yes
GEN-2024-123 | 04 SOUTHEAST | G04 29SP | 334334 4LEACH! 138 334335 4TOLEDO% 138 1 | P12:138:EES:HOLLY 4!:HILLTOP4:1:HV: | 0.05849 | Yes
GEN-2024-123 | 04 SOUTHEAST | G04 29SP | 334334 4LEACH! 138 509128 FAIRMNT4 138 1 | P12:138:EES:HOLLY 4!:HILLTOP4:1:HV: | 0.05878 | Yes
GEN-2024-123 | 04 SOUTHEAST | G04 29SP | 337922 8P.HILL% 500 337937 8MAYFLOWER% 500 1 | P12:161:EES:5MORILTON.E!:5P.HILL%:1:HV: | 0.05784 | Yes
GEN-2024-123 | 04 SOUTHEAST | G04 29SP | 337808 8MABELVALE% 500 337909 8ANO% 500 1 | P12:161:EES:8ANO%:5ANO%:1:HV: | 0.05415 | Yes
GEN-2024-123 | 04 SOUTHEAST | G04 29SP | 337922 8P.HILL% 500 337937 8MAYFLOWER% 500 1 | P12:161:EES:8P.HILL%:5P.HILL%:1:HV: | 0.055 | Yes
GEN-2024-123 | 04 SOUTHEAST | G04 29SP | 337922 8P.HILL% 500 337937 8MAYFLOWER% 500 1 | P12:161:EES-EAI:5QUITMAN!:5P.HILL:1 | 0.05849 | Yes
GEN-2024-123 | 04 SOUTHEAST | G04 29SP | 334197 7ROCKYCRK% 345 783930 G24-232-TAP 345 1 | P12:22:EES:1G1LEWIS:4LEWIS%:1:EHV: | 0.0594 | Yes
GEN-2024-123 | 04 SOUTHEAST | G04 29SP | 334197 7ROCKYCRK% 345 783930 G24-232-TAP 345 1 | P12:22:EES:1G2LEWIS:4LEWIS%:1:EHV: | 0.0594 | Yes
GEN-2024-123 | 04 SOUTHEAST | G04 29SP | 337643 8SHERIDAN% 500 337808 8MABELVALE% 500 1 | P12:22:EES:8ANO%:1ANO U1:1:EHV: | 0.1097 | Yes
GEN-2024-123 | 04 SOUTHEAST | G04 29SP | 337643 8SHERIDAN% 500 337763 8MAGNETCOVE% 500 1 | P12:22:EES:8ANO%:1ANO U1:1:EHV: | 0.05414 | Yes
GEN-2024-123 | 04 SOUTHEAST | G04 29SP | 337753 8HS EHV% 500 337754 8ETTA% 500 1 | P12:22:EES:8ANO%:1ANO U1:1:EHV: | 0.06023 | Yes
GEN-2024-123 | 04 SOUTHEAST | G04 29SP | 337808 8MABELVALE% 500 337937 8MAYFLOWER% 500 1 | P12:22:EES:8ANO%:1ANO U1:1:EHV: | 0.05922 | Yes
GEN-2024-123 | 04 SOUTHEAST | G04 29SP | 337561 8EL DORADO% 500 337643 8SHERIDAN% 500 1 | P12:22:EES:8ANO%:1ANO U1:1:EHV: | 0.11195 | Yes
GEN-2024-123 | 04 SOUTHEAST | G04 29SP | 337643 8SHERIDAN% 500 337808 8MABELVALE% 500 1 | P12:22:EES:8ANO%:1ANO U2:1:EHV: | 0.1097 | Yes
GEN-2024-123 | 04 SOUTHEAST | G04 29SP | 337643 8SHERIDAN% 500 337763 8MAGNETCOVE% 500 1 | P12:22:EES:8ANO%:1ANO U2:1:EHV: | 0.05414 | Yes
GEN-2024-123 | 04 SOUTHEAST | G04 29SP | 337753 8HS EHV% 500 337754 8ETTA% 500 1 | P12:22:EES:8ANO%:1ANO U2:1:EHV: | 0.06023 | Yes
GEN-2024-123 | 04 SOUTHEAST | G04 29SP | 337808 8MABELVALE% 500 337937 8MAYFLOWER% 500 1 | P12:22:EES:8ANO%:1ANO U2:1:EHV: | 0.05922 | Yes
GEN-2024-123 | 04 SOUTHEAST | G04 29SP | 337561 8EL DORADO% 500 337643 8SHERIDAN% 500 1 | P12:22:EES:8ANO%:1ANO U2:1:EHV: | 0.11195 | Yes
GEN-2024-123 | 04 SOUTHEAST | G04 29SP | 335367 8RICHARD% 500 335368 8WELLS% 500 1 | P12:230:CLEC::COCODR 6:VILPLT 61:HV: | 0.08608 | Yes
GEN-2024-123 | 04 SOUTHEAST | G04 29SP | 335192 8NELSON% 500 335367 8RICHARD% 500 1 | P12:230:CLEC::COCODR 6:VILPLT 61:HV: | 0.08506 | Yes
GEN-2024-123 | 04 SOUTHEAST | G04 29SP | 500320 FISHER 4 138 500860 VP TAP 4 138 1 | P12:230:CLEC::ELEESV 6:LEESV 61:HV: | 0.05346 | Yes
GEN-2024-123 | 04 SOUTHEAST | G04 29SP | 334335 4TOLEDO% 138 500860 VP TAP 4 138 1 | P12:230:CLEC::ELEESV 6:LEESV 61:HV: | 0.05346 | Yes
GEN-2024-123 | 04 SOUTHEAST | G04 29SP | 500320 FISHER 4 138 500860 VP TAP 4 138 1 | P12:230:CLEC::ELEESV 6:RODEMR 61:HV: | 0.05346 | Yes
GEN-2024-123 | 04 SOUTHEAST | G04 29SP | 334335 4TOLEDO% 138 500860 VP TAP 4 138 1 | P12:230:CLEC::ELEESV 6:RODEMR 61:HV: | 0.05346 | Yes
GEN-2024-123 | 04 SOUTHEAST | G04 29SP | 335367 8RICHARD% 500 335368 8WELLS% 500 1 | P12:230:CLEC::RORK 6:SELLRD61:HV: | 0.08223 | Yes
GEN-2024-123 | 04 SOUTHEAST | G04 29SP | 335367 8RICHARD% 500 335368 8WELLS% 500 1 | P12:230:CLEC::VILPLT 6:WSTFORK61:HV: | 0.08608 | Yes
GEN-2024-123 | 04 SOUTHEAST | G04 29SP | 335192 8NELSON% 500 335367 8RICHARD% 500 1 | P12:230:CLEC::VILPLT 6:WSTFORK61:HV: | 0.08506 | Yes
GEN-2024-123 | 04 SOUTHEAST | G04 29SP | 335367 8RICHARD% 500 335368 8WELLS% 500 1 | P12:230:CLEC::WSTFORK6:WELLS 61:HV: | 0.08608 | Yes
GEN-2024-123 | 04 SOUTHEAST | G04 29SP | 335192 8NELSON% 500 335367 8RICHARD% 500 1 | P12:230:CLEC::WSTFORK6:WELLS 61:HV: | 0.08506 | Yes
GEN-2024-123 | 04 SOUTHEAST | G04 29SP | 335367 8RICHARD% 500 335368 8WELLS% 500 1 | P12:230:CLEC:VILPLT:WSTFRK:WELLS | 0.08608 | Yes
GEN-2024-123 | 04 SOUTHEAST | G04 29SP | 335192 8NELSON% 500 335367 8RICHARD% 500 1 | P12:230:CLEC:VILPLT:WSTFRK:WELLS | 0.08506 | Yes
GEN-2024-123 | 04 SOUTHEAST | G04 29SP | 335836 8MCKNIGHT% 500 336562 8FRANKLIN% 500 1 | P12:230:EES:6ADMSCRK%:8FRANKLIN%:1:HV: | 0.05793 | Yes
GEN-2024-123 | 04 SOUTHEAST | G04 29SP | 337643 8SHERIDAN% 500 337808 8MABELVALE% 500 1 | P12:230:EES:6BOGALUS%:6SLIDEL!:6FAIRVW!6HAMMND!1:HV: | 0.10975 | Yes
GEN-2024-123 | 04 SOUTHEAST | G04 29SP | 334197 7ROCKYCRK% 345 783930 G24-232-TAP 345 1 | P12:230:EES:6LEWISCREEK!:1J472MCPS ST:1:HV: | 0.0594 | Yes
GEN-2024-123 | 04 SOUTHEAST | G04 29SP | 334028 7GRIMES% 345 334197 7ROCKYCRK% 345 1 | P12:230:EES:6LEWISCREEK!:6VETERANS%:1:HV: | 0.05117 | Yes
GEN-2024-123 | 04 SOUTHEAST | G04 29SP | 334028 7GRIMES% 345 334197 7ROCKYCRK% 345 1 | P12:230:EES:6VETERANS%:7ROCKYCRK%:1:HV: | 0.05117 | Yes
GEN-2024-123 | 04 SOUTHEAST | G04 29SP | 337651 8WHT BLUFF% 500 337957 8KEO% 500 1 | P12:230:EES:6WOODWARD%:6WHT BLUFF!:1:HV: | 0.05799 | Yes
GEN-2024-123 | 04 SOUTHEAST | G04 29SP | 335836 8MCKNIGHT% 500 336562 8FRANKLIN% 500 1 | P12:230:EES:8HARTBRG%:8MT_OLIVE%:6LAYFLDLAYFLD11:HV: | 0.08257 | Yes
GEN-2024-123 | 04 SOUTHEAST | G04 29SP | 500320 FISHER 4 138 500860 VP TAP 4 138 1 | P12:230:EES:8HARTBRG%:8MT_OLIVE%:6LAYFLDLAYFLD11:HV: | 0.05047 | Yes
GEN-2024-123 | 04 SOUTHEAST | G04 29SP | 334335 4TOLEDO% 138 500860 VP TAP 4 138 1 | P12:230:EES:8HARTBRG%:8MT_OLIVE%:6LAYFLDLAYFLD11:HV: | 0.05047 | Yes
GEN-2024-123 | 04 SOUTHEAST | G04 29SP | 337643 8SHERIDAN% 500 337808 8MABELVALE% 500 1 | P12:230:EES:8HARTBRG%:8MT_OLIVE%:6LAYFLDLAYFLD11:HV: | 0.09661 | Yes
GEN-2024-123 | 04 SOUTHEAST | G04 29SP | 334283 4MILLCR! 138 509693 4HRTNHIL 138 1 | P12:230:EES:8HARTBRG%:8MT_OLIVE%:6LAYFLDLAYFLD11:HV: | 0.08402 | Yes
GEN-2024-123 | 04 SOUTHEAST | G04 29SP | 336562 8FRANKLIN% 500 336839 8R.BRASWELL% 500 1 | P12:230:EES:8HARTBRG%:8MT_OLIVE%:6LAYFLDLAYFLD11:HV: | 0.05137 | Yes
GEN-2024-123 | 04 SOUTHEAST | G04 29SP | 303005 8BIG_CAJUN2% 500 335500 8WEBRE% 500 1 | P12:230:EES:8HARTBRG%:8MT_OLIVE%:6LAYFLDLAYFLD11:HV: | 0.06744 | Yes
GEN-2024-123 | 04 SOUTHEAST | G04 29SP | 337561 8EL DORADO% 500 998422 8EL DORADO% 345 2 | P12:230:EES:8HARTBRG%:8MT_OLIVE%:6LAYFLDLAYFLD11:HV: | 0.06743 | Yes
GEN-2024-123 | 04 SOUTHEAST | G04 29SP | 337562 7EL DORADO 345 998422 8EL DORADO% 345 2 | P12:230:EES:8HARTBRG%:8MT_OLIVE%:6LAYFLDLAYFLD11:HV: | 0.06743 | Yes
GEN-2024-123 | 04 SOUTHEAST | G04 29SP | 337376 7SAREPTA% 345 337562 7EL DORADO 345 1 | P12:230:EES:8HARTBRG%:8MT_OLIVE%:6LAYFLDLAYFLD11:HV: | 0.06743 | Yes
GEN-2024-123 | 04 SOUTHEAST | G04 29SP | 337651 8WHT BLUFF% 500 337957 8KEO% 500 1 | P12:230:EES:8WHT BLUFF%:6WHT BLUFF!:1:HV: | 0.05799 | Yes
GEN-2024-123 | 04 SOUTHEAST | G04 29SP | 335836 8MCKNIGHT% 500 336562 8FRANKLIN% 500 1 | P12:230-21:EES:FCY:RVB | 0.05547 | Yes
GEN-2024-123 | 04 SOUTHEAST | G04 29SP | 335367 8RICHARD% 500 335368 8WELLS% 500 1 | P12:230-21:EES:FCY:RVB | 0.07971 | Yes
GEN-2024-123 | 04 SOUTHEAST | G04 29SP | 335368 8WELLS% 500 335500 8WEBRE% 500 1 | P12:230-21:EES:FCY:RVB | 0.09524 | Yes
GEN-2024-123 | 04 SOUTHEAST | G04 29SP | 335192 8NELSON% 500 335367 8RICHARD% 500 1 | P12:230-21:EES:FCY:RVB | 0.07959 | Yes
GEN-2024-123 | 04 SOUTHEAST | G04 29SP | 335836 8MCKNIGHT% 500 336562 8FRANKLIN% 500 1 | P12:26:EES:69MILE%:1NMIL U4:1:HV: | 0.05547 | Yes
GEN-2024-123 | 04 SOUTHEAST | G04 29SP | 335368 8WELLS% 500 335500 8WEBRE% 500 1 | P12:26:EES:69MILE%:1NMIL U4:1:HV: | 0.09524 | Yes
GEN-2024-123 | 04 SOUTHEAST | G04 29SP | 337643 8SHERIDAN% 500 337763 8MAGNETCOVE% 500 1 | P12:26:EES:8WHT BLUFF%:1WHT BLUF U1:1:HV: | 0.05414 | Yes
GEN-2024-123 | 04 SOUTHEAST | G04 29SP | 337909 8ANO% 500 337922 8P.HILL% 500 1 | P12:26:EES:8WHT BLUFF%:1WHT BLUF U1:1:HV: | 0.05068 | Yes
GEN-2024-123 | 04 SOUTHEAST | G04 29SP | 337753 8HS EHV% 500 337754 8ETTA% 500 1 | P12:26:EES:8WHT BLUFF%:1WHT BLUF U1:1:HV: | 0.06023 | Yes
GEN-2024-123 | 04 SOUTHEAST | G04 29SP | 337643 8SHERIDAN% 500 337651 8WHT BLUFF% 500 1 | P12:26:EES:8WHT BLUFF%:1WHT BLUF U1:1:HV: | 0.05639 | Yes
GEN-2024-123 | 04 SOUTHEAST | G04 29SP | 337922 8P.HILL% 500 337937 8MAYFLOWER% 500 1 | P12:26:EES:8WHT BLUFF%:1WHT BLUF U1:1:HV: | 0.05933 | Yes
GEN-2024-123 | 04 SOUTHEAST | G04 29SP | 337808 8MABELVALE% 500 337909 8ANO% 500 1 | P12:26:EES:8WHT BLUFF%:1WHT BLUF U1:1:HV: | 0.0555 | Yes
GEN-2024-123 | 04 SOUTHEAST | G04 29SP | 337561 8EL DORADO% 500 337643 8SHERIDAN% 500 1 | P12:26:EES:8WHT BLUFF%:1WHT BLUF U1:1:HV: | 0.11195 | Yes
GEN-2024-123 | 04 SOUTHEAST | G04 29SP | 337643 8SHERIDAN% 500 337763 8MAGNETCOVE% 500 1 | P12:26:EES:8WHT BLUFF%:1WHT BLUF U2:1:HV: | 0.05414 | Yes
GEN-2024-123 | 04 SOUTHEAST | G04 29SP | 337909 8ANO% 500 337922 8P.HILL% 500 1 | P12:26:EES:8WHT BLUFF%:1WHT BLUF U2:1:HV: | 0.05068 | Yes
GEN-2024-123 | 04 SOUTHEAST | G04 29SP | 337753 8HS EHV% 500 337754 8ETTA% 500 1 | P12:26:EES:8WHT BLUFF%:1WHT BLUF U2:1:HV: | 0.06023 | Yes
GEN-2024-123 | 04 SOUTHEAST | G04 29SP | 337643 8SHERIDAN% 500 337651 8WHT BLUFF% 500 1 | P12:26:EES:8WHT BLUFF%:1WHT BLUF U2:1:HV: | 0.05639 | Yes
GEN-2024-123 | 04 SOUTHEAST | G04 29SP | 337922 8P.HILL% 500 337937 8MAYFLOWER% 500 1 | P12:26:EES:8WHT BLUFF%:1WHT BLUF U2:1:HV: | 0.05933 | Yes
GEN-2024-123 | 04 SOUTHEAST | G04 29SP | 337808 8MABELVALE% 500 337909 8ANO% 500 1 | P12:26:EES:8WHT BLUFF%:1WHT BLUF U2:1:HV: | 0.0555 | Yes
GEN-2024-123 | 04 SOUTHEAST | G04 29SP | 337561 8EL DORADO% 500 337643 8SHERIDAN% 500 1 | P12:26:EES:8WHT BLUFF%:1WHT BLUF U2:1:HV: | 0.11195 | Yes
GEN-2024-123 | 04 SOUTHEAST | G04 29SP | 337376 7SAREPTA% 345 788340 G24-379-TAP 345 1 | P12:345:AEPW:SWSHV7:LONGWD7::: | 0.06986 | Yes
GEN-2024-123 | 04 SOUTHEAST | G04 29SP | 337561 8EL DORADO% 500 998422 8EL DORADO% 345 2 | P12:345:AEPW:TENRUSK7:TENGEN7::: | 0.05718 | Yes
GEN-2024-123 | 04 SOUTHEAST | G04 29SP | 337562 7EL DORADO 345 998422 8EL DORADO% 345 2 | P12:345:AEPW:TENRUSK7:TENGEN7::: | 0.05718 | Yes
GEN-2024-123 | 04 SOUTHEAST | G04 29SP | 337376 7SAREPTA% 345 337562 7EL DORADO 345 1 | P12:345:AEPW:TENRUSK7:TENGEN7::: | 0.05718 | Yes
GEN-2024-123 | 04 SOUTHEAST | G04 29SP | 337376 7SAREPTA% 345 788340 G24-379-TAP 345 1 | P12:345:CLEC-AEPW:DOLHILL7:SWSHV7::: | 0.06287 | Yes
GEN-2024-123 | 04 SOUTHEAST | G04 29SP | 334334 4LEACH! 138 509128 FAIRMNT4 138 1 | P12:345:CLEC-AEPW:DOLHILL7:SWSHV7::: | 0.09245 | Yes
GEN-2024-123 | 04 SOUTHEAST | G04 29SP | 334283 4MILLCR! 138 509693 4HRTNHIL 138 1 | P12:345:EES:7GRIMES%:7ROCKYCRK%:1:EHV: | 0.0874 | Yes
GEN-2024-123 | 04 SOUTHEAST | G04 29SP | 334283 4MILLCR! 138 509693 4HRTNHIL 138 1 | P12:345:EES:TENRUSK7!:CROCKET7%:1:EHV: | 0.09048 | Yes
GEN-2024-123 | 04 SOUTHEAST | G04 29SP | 337376 7SAREPTA% 345 788340 G24-379-TAP 345 1 | P12:345:EES:TENRUSK7!:CROCKET7%:1:EHV: | 0.07685 | Yes
GEN-2024-123 | 04 SOUTHEAST | G04 29SP | 334334 4LEACH! 138 509128 FAIRMNT4 138 1 | P12:345:EES:TENRUSK7!:CROCKET7%:1:EHV: | 0.09577 | Yes
GEN-2024-123 | 04 SOUTHEAST | G04 29SP | 337561 8EL DORADO% 500 998422 8EL DORADO% 345 2 | P12:345:EES:TENRUSK7!:TENGEN 7!:1:EHV: | 0.05718 | Yes
GEN-2024-123 | 04 SOUTHEAST | G04 29SP | 337562 7EL DORADO 345 998422 8EL DORADO% 345 2 | P12:345:EES:TENRUSK7!:TENGEN 7!:1:EHV: | 0.05718 | Yes
GEN-2024-123 | 04 SOUTHEAST | G04 29SP | 337376 7SAREPTA% 345 337562 7EL DORADO 345 1 | P12:345:EES:TENRUSK7!:TENGEN 7!:1:EHV: | 0.05718 | Yes
GEN-2024-123 | 04 SOUTHEAST | G04 29SP | 337909 8ANO% 500 515305 FTSMITH8 500 1 | P12:500:EES:8ANO%:8P.HILL%:1:EHV: | 0.09034 | Yes
GEN-2024-123 | 04 SOUTHEAST | G04 29SP | 337808 8MABELVALE% 500 337909 8ANO% 500 1 | P12:500:EES:8ANO%:8P.HILL%:1:EHV: | 0.08761 | Yes
GEN-2024-123 | 04 SOUTHEAST | G04 29SP | 335500 8WEBRE% 500 336010 8BYULABUTTE% 500 1 | P12:500:EES:8BIG_CAJUN2%:8FANCY_PT%:1:EHV: | 0.08735 | Yes
GEN-2024-123 | 04 SOUTHEAST | G04 29SP | 335618 8WILLOW_GL% 500 336010 8BYULABUTTE% 500 1 | P12:500:EES:8BIG_CAJUN2%:8FANCY_PT%:1:EHV: | 0.07289 | Yes
GEN-2024-123 | 04 SOUTHEAST | G04 29SP | 335618 8WILLOW_GL% 500 335837 8COLY% 500 1 | P12:500:EES:8BIG_CAJUN2%:8WEBRE%:1:EHV: | 0.0587 | Yes
GEN-2024-123 | 04 SOUTHEAST | G04 29SP | 337368 8MT_OLIVE% 500 337561 8EL DORADO% 500 1 | P12:500:EES:8BXTRWILSON%:8PERRYVILLE%:1:EHV: | 0.10194 | Yes
GEN-2024-123 | 04 SOUTHEAST | G04 29SP | 337651 8WHT BLUFF% 500 337957 8KEO% 500 1 | P12:500:EES:8BXTRWILSON%:8PERRYVILLE%:1:EHV: | 0.05861 | Yes
GEN-2024-123 | 04 SOUTHEAST | G04 29SP | 334325 8HARTBRG% 500 509366 LAYFLD8 500 1 | P12:500:EES:8BXTRWILSON%:8PERRYVILLE%:1:EHV: | 0.06376 | Yes
GEN-2024-123 | 04 SOUTHEAST | G04 29SP | 335367 8RICHARD% 500 335368 8WELLS% 500 1 | P12:500:EES:8BXTRWILSON%:8PERRYVILLE%:1:EHV: | 0.07978 | Yes
GEN-2024-123 | 04 SOUTHEAST | G04 29SP | 335368 8WELLS% 500 335500 8WEBRE% 500 1 | P12:500:EES:8BXTRWILSON%:8PERRYVILLE%:1:EHV: | 0.09533 | Yes
GEN-2024-123 | 04 SOUTHEAST | G04 29SP | 337643 8SHERIDAN% 500 337763 8MAGNETCOVE% 500 1 | P12:500:EES:8BXTRWILSON%:8PERRYVILLE%:1:EHV: | 0.05417 | Yes
GEN-2024-123 | 04 SOUTHEAST | G04 29SP | 337368 8MT_OLIVE% 500 509366 LAYFLD8 500 1 | P12:500:EES:8BXTRWILSON%:8PERRYVILLE%:1:EHV: | 0.09777 | Yes
GEN-2024-123 | 04 SOUTHEAST | G04 29SP | 337643 8SHERIDAN% 500 337808 8MABELVALE% 500 1 | P12:500:EES:8BXTRWILSON%:8PERRYVILLE%:1:EHV: | 0.10975 | Yes
GEN-2024-123 | 04 SOUTHEAST | G04 29SP | 335192 8NELSON% 500 335367 8RICHARD% 500 1 | P12:500:EES:8BXTRWILSON%:8PERRYVILLE%:1:EHV: | 0.07967 | Yes
GEN-2024-123 | 04 SOUTHEAST | G04 29SP | 337753 8HS EHV% 500 337754 8ETTA% 500 1 | P12:500:EES:8BXTRWILSON%:8PERRYVILLE%:1:EHV: | 0.06027 | Yes
GEN-2024-123 | 04 SOUTHEAST | G04 29SP | 337561 8EL DORADO% 500 337643 8SHERIDAN% 500 1 | P12:500:EES:8BXTRWILSON%:8PERRYVILLE%:1:EHV: | 0.11203 | Yes
GEN-2024-123 | 04 SOUTHEAST | G04 29SP | 337643 8SHERIDAN% 500 337651 8WHT BLUFF% 500 1 | P12:500:EES:8BXTRWILSON%:8PERRYVILLE%:1:EHV: | 0.05644 | Yes
GEN-2024-123 | 04 SOUTHEAST | G04 29SP | 337561 8EL DORADO% 500 998422 8EL DORADO% 345 2 | P12:500:EES:8BXTRWILSON%:8PERRYVILLE%:1:EHV: | 0.05237 | Yes
GEN-2024-123 | 04 SOUTHEAST | G04 29SP | 337562 7EL DORADO 345 998422 8EL DORADO% 345 2 | P12:500:EES:8BXTRWILSON%:8PERRYVILLE%:1:EHV: | 0.05237 | Yes
GEN-2024-123 | 04 SOUTHEAST | G04 29SP | 337376 7SAREPTA% 345 337562 7EL DORADO 345 1 | P12:500:EES:8BXTRWILSON%:8PERRYVILLE%:1:EHV: | 0.05237 | Yes
GEN-2024-123 | 04 SOUTHEAST | G04 29SP | 337753 8HS EHV% 500 337763 8MAGNETCOVE% 500 1 | P12:500:EES:8BXTRWILSON%:8PERRYVILLE%:1:EHV: | 0.05417 | Yes
GEN-2024-123 | 04 SOUTHEAST | G04 29SP | 334325 8HARTBRG% 500 509366 LAYFLD8 500 1 | P12:500:EES:8COTNWOOD2!:8HARTBRG%:1:EHV: | 0.06382 | Yes
GEN-2024-123 | 04 SOUTHEAST | G04 29SP | 334334 4LEACH! 138 334335 4TOLEDO% 138 1 | P12:500:EES:8CYPRESS%:8HARTBRG%:1:EHV: | 0.09095 | Yes
GEN-2024-123 | 04 SOUTHEAST | G04 29SP | 334283 4MILLCR! 138 509693 4HRTNHIL 138 1 | P12:500:EES:8CYPRESS%:8HARTBRG%:1:EHV: | 0.0846 | Yes
GEN-2024-123 | 04 SOUTHEAST | G04 29SP | 337643 8SHERIDAN% 500 337763 8MAGNETCOVE% 500 1 | P12:500:EES:8EL DORADO%:8SHERIDAN%:1:EHV: | 0.11387 | Yes
GEN-2024-123 | 04 SOUTHEAST | G04 29SP | 337753 8HS EHV% 500 337754 8ETTA% 500 1 | P12:500:EES:8EL DORADO%:8SHERIDAN%:1:EHV: | 0.1188 | Yes
GEN-2024-123 | 04 SOUTHEAST | G04 29SP | 337515 8MCNEIL% 500 337561 8EL DORADO% 500 1 | P12:500:EES:8EL DORADO%:8SHERIDAN%:1:EHV: | 0.10522 | Yes
GEN-2024-123 | 04 SOUTHEAST | G04 29SP | 337753 8HS EHV% 500 337763 8MAGNETCOVE% 500 1 | P12:500:EES:8EL DORADO%:8SHERIDAN%:1:EHV: | 0.11387 | Yes
GEN-2024-123 | 04 SOUTHEAST | G04 29SP | 337753 8HS EHV% 500 337763 8MAGNETCOVE% 500 1 | P12:500:EES:8ETTA%:8DUKE HS-1!:1:EHV: | 0.05414 | Yes
GEN-2024-123 | 04 SOUTHEAST | G04 29SP | 334320 8CYPRESS% 500 334325 8HARTBRG% 500 1 | P12:500:EES:8HARTBRG%:8RHODES%:1:EHV: | 0.056 | Yes
GEN-2024-123 | 04 SOUTHEAST | G04 29SP | 337561 8EL DORADO% 500 337643 8SHERIDAN% 500 1 | P12:500:EES:8HS EHV%:8ETTA%:1:EHV: | 0.1508 | Yes
GEN-2024-123 | 04 SOUTHEAST | G04 29SP | 337808 8MABELVALE% 500 337937 8MAYFLOWER% 500 1 | P12:500:EES:8KEO%:8HOLND BTM%:1:EHV: | 0.067 | Yes
GEN-2024-123 | 04 SOUTHEAST | G04 29SP | 337909 8ANO% 500 337922 8P.HILL% 500 1 | P12:500:EES:8MABELVALE%:8ANO%:1:EHV: | 0.09226 | Yes
GEN-2024-123 | 04 SOUTHEAST | G04 29SP | 337922 8P.HILL% 500 337937 8MAYFLOWER% 500 1 | P12:500:EES:8MABELVALE%:8ANO%:1:EHV: | 0.09894 | Yes
GEN-2024-123 | 04 SOUTHEAST | G04 29SP | 337651 8WHT BLUFF% 500 337957 8KEO% 500 1 | P12:500:EES:8MABELVALE%:8WRIGHTSVLE%:1:EHV: | 0.0554 | Yes
GEN-2024-123 | 04 SOUTHEAST | G04 29SP | 337643 8SHERIDAN% 500 337651 8WHT BLUFF% 500 1 | P12:500:EES:8MABELVALE%:8WRIGHTSVLE%:1:EHV: | 0.05334 | Yes
GEN-2024-123 | 04 SOUTHEAST | G04 29SP | 303005 8BIG_CAJUN2% 500 335500 8WEBRE% 500 1 | P12:500:EES:8MCKNIGHT%:8COLY%:1:EHV: | 0.06384 | Yes
GEN-2024-123 | 04 SOUTHEAST | G04 29SP | 335835 8FANCY_PT% 500 335836 8MCKNIGHT% 500 1 | P12:500:EES:8MCKNIGHT%:8COLY%:1:EHV: | 0.07421 | Yes
GEN-2024-123 | 04 SOUTHEAST | G04 29SP | 303005 8BIG_CAJUN2% 500 335835 8FANCY_PT% 500 1 | P12:500:EES:8MCKNIGHT%:8COLY%:1:EHV: | 0.06384 | Yes
GEN-2024-123 | 04 SOUTHEAST | G04 29SP | 335367 8RICHARD% 500 335368 8WELLS% 500 1 | P12:500:EES:8MCKNIGHT%:8FRANKLIN%:1:EHV: | 0.06775 | Yes
GEN-2024-123 | 04 SOUTHEAST | G04 29SP | 335368 8WELLS% 500 335500 8WEBRE% 500 1 | P12:500:EES:8MCKNIGHT%:8FRANKLIN%:1:EHV: | 0.07956 | Yes
GEN-2024-123 | 04 SOUTHEAST | G04 29SP | 337643 8SHERIDAN% 500 337808 8MABELVALE% 500 1 | P12:500:EES:8MT_OLIVE%:8EL DORADO%:1:EHV: | 0.0962 | Yes
GEN-2024-123 | 04 SOUTHEAST | G04 29SP | 337753 8HS EHV% 500 337754 8ETTA% 500 1 | P12:500:EES:8MT_OLIVE%:8EL DORADO%:1:EHV: | 0.05167 | Yes
GEN-2024-123 | 04 SOUTHEAST | G04 29SP | 337561 8EL DORADO% 500 998422 8EL DORADO% 345 2 | P12:500:EES:8MT_OLIVE%:8EL DORADO%:1:EHV: | 0.07141 | Yes
GEN-2024-123 | 04 SOUTHEAST | G04 29SP | 337562 7EL DORADO 345 998422 8EL DORADO% 345 2 | P12:500:EES:8MT_OLIVE%:8EL DORADO%:1:EHV: | 0.07141 | Yes
GEN-2024-123 | 04 SOUTHEAST | G04 29SP | 337376 7SAREPTA% 345 337562 7EL DORADO 345 1 | P12:500:EES:8MT_OLIVE%:8EL DORADO%:1:EHV: | 0.07141 | Yes
GEN-2024-123 | 04 SOUTHEAST | G04 29SP | 337561 8EL DORADO% 500 337643 8SHERIDAN% 500 1 | P12:500:EES:8MT_OLIVE%:8EL DORADO%:1:EHV: | 0.09253 | Yes
GEN-2024-123 | 04 SOUTHEAST | G04 29SP | 303005 8BIG_CAJUN2% 500 335500 8WEBRE% 500 1 | P12:500:EES:8MT_OLIVE%:8EL DORADO%:1:EHV: | 0.06266 | Yes
GEN-2024-123 | 04 SOUTHEAST | G04 29SP | 337808 8MABELVALE% 500 337909 8ANO% 500 1 | P12:500:EES:8P.HILL%:8MAYFLOWER%:1:EHV: | 0.09128 | Yes
GEN-2024-123 | 04 SOUTHEAST | G04 29SP | 335192 8NELSON% 500 335190 6NELSON% 230 1 | P12:500:EES:8RHODES%:8NELSON%:1:EHV: | 0.06864 | Yes
GEN-2024-123 | 04 SOUTHEAST | G04 29SP | 337651 8WHT BLUFF% 500 337957 8KEO% 500 1 | P12:500:EES:8SHERIDAN%:8MABELVALE%:1:EHV: | 0.13647 | Yes
GEN-2024-123 | 04 SOUTHEAST | G04 29SP | 337643 8SHERIDAN% 500 337651 8WHT BLUFF% 500 1 | P12:500:EES:8SHERIDAN%:8MABELVALE%:1:EHV: | 0.14122 | Yes
GEN-2024-123 | 04 SOUTHEAST | G04 29SP | 337561 8EL DORADO% 500 337643 8SHERIDAN% 500 1 | P12:500:EES:8SHERIDAN%:8MAGNETCOVE%:1:EHV: | 0.13841 | Yes
GEN-2024-123 | 04 SOUTHEAST | G04 29SP | 337643 8SHERIDAN% 500 337808 8MABELVALE% 500 1 | P12:500:EES:8SHERIDAN%:8WHT BLUFF%:1:EHV: | 0.15452 | Yes
GEN-2024-123 | 04 SOUTHEAST | G04 29SP | 337368 8MT_OLIVE% 500 337561 8EL DORADO% 500 1 | P12:500:EES:8STERLING%:8EL DORADO%:1:EHV: | 0.10369 | Yes
GEN-2024-123 | 04 SOUTHEAST | G04 29SP | 337643 8SHERIDAN% 500 337808 8MABELVALE% 500 1 | P12:500:EES:8STERLING%:8EL DORADO%:1:EHV: | 0.10891 | Yes
GEN-2024-123 | 04 SOUTHEAST | G04 29SP | 337376 7SAREPTA% 345 788340 G24-379-TAP 345 1 | P12:500:EES:8STERLING2%:8OUACHITA!:1:EHV: | 0.06606 | Yes
GEN-2024-123 | 04 SOUTHEAST | G04 29SP | 337515 8MCNEIL% 500 337754 8ETTA% 500 1 | P12:500:EES:8STERLING2%:8OUACHITA!:1:EHV: | 0.06023 | Yes
GEN-2024-123 | 04 SOUTHEAST | G04 29SP | 337808 8MABELVALE% 500 337937 8MAYFLOWER% 500 1 | P12:500:EES:8W.MEMPHIS%:8BHAM STEEL:1:EHV: | 0.06004 | Yes
GEN-2024-123 | 04 SOUTHEAST | G04 29SP | 337515 8MCNEIL% 500 337754 8ETTA% 500 1 | P12:500:EES:8W.MEMPHIS%:8BHAM STEEL:1:EHV: | 0.05929 | Yes
GEN-2024-123 | 04 SOUTHEAST | G04 29SP | 303005 8BIG_CAJUN2% 500 335835 8FANCY_PT% 500 1 | P12:500:EES:8WEBRE%:8BYULABUTTE%:1:EHV: | 0.08588 | Yes
GEN-2024-123 | 04 SOUTHEAST | G04 29SP | 335835 8FANCY_PT% 500 335836 8MCKNIGHT% 500 1 | P12:500:EES:8WEBRE%:8BYULABUTTE%:1:EHV: | 0.07062 | Yes
GEN-2024-123 | 04 SOUTHEAST | G04 29SP | 337643 8SHERIDAN% 500 337808 8MABELVALE% 500 1 | P12:500:EES:8WHT BLUFF%:8KEO%:1:EHV: | 0.15221 | Yes
GEN-2024-123 | 04 SOUTHEAST | G04 29SP | 303005 8BIG_CAJUN2% 500 335835 8FANCY_PT% 500 1 | P12:500:EES:8WILLOW_GL%:8BYULABUTTE%:1:EHV: | 0.06188 | Yes
GEN-2024-123 | 04 SOUTHEAST | G04 29SP | 335835 8FANCY_PT% 500 335836 8MCKNIGHT% 500 1 | P12:500:EES:8WILLOW_GL%:8BYULABUTTE%:1:EHV: | 0.05782 | Yes
GEN-2024-123 | 04 SOUTHEAST | G04 29SP | 303005 8BIG_CAJUN2% 500 335500 8WEBRE% 500 1 | P12:500:EES:8WILLOW_GL%:8COLY%:1:EHV: | 0.06091 | Yes
GEN-2024-123 | 04 SOUTHEAST | G04 29SP | 337643 8SHERIDAN% 500 337763 8MAGNETCOVE% 500 1 | P12:500:EES:8WRIGHTSVLE%:1OSWALD C1:1OSWALD C31OSWALD C51OSWALD S11OSWALD C71OSWALD S21:EHV: | 0.05414 | Yes
GEN-2024-123 | 04 SOUTHEAST | G04 29SP | 337643 8SHERIDAN% 500 337808 8MABELVALE% 500 1 | P12:500:EES:8WRIGHTSVLE%:1OSWALD C1:1OSWALD C31OSWALD C51OSWALD S11OSWALD C71OSWALD S21:EHV: | 0.1097 | Yes
GEN-2024-123 | 04 SOUTHEAST | G04 29SP | 337651 8WHT BLUFF% 500 337957 8KEO% 500 1 | P12:500:EES:8WRIGHTSVLE%:8KEO%:1:EHV: | 0.05513 | Yes
GEN-2024-123 | 04 SOUTHEAST | G04 29SP | 337643 8SHERIDAN% 500 337651 8WHT BLUFF% 500 1 | P12:500:EES:8WRIGHTSVLE%:8KEO%:1:EHV: | 0.05334 | Yes
GEN-2024-123 | 04 SOUTHEAST | G04 29SP | 337368 8MT_OLIVE% 500 337561 8EL DORADO% 500 1 | P12:500:EES:FCY:MCKNIT:DANIEL1:EHV: | 0.11849 | Yes
GEN-2024-123 | 04 SOUTHEAST | G04 29SP | 334325 8HARTBRG% 500 509366 LAYFLD8 500 1 | P12:500:EES:FCY:MCKNIT:DANIEL1:EHV: | 0.08008 | Yes
GEN-2024-123 | 04 SOUTHEAST | G04 29SP | 335500 8WEBRE% 500 336010 8BYULABUTTE% 500 1 | P12:500:EES:FCY:MCKNIT:DANIEL1:EHV: | 0.05059 | Yes
GEN-2024-123 | 04 SOUTHEAST | G04 29SP | 335367 8RICHARD% 500 335368 8WELLS% 500 1 | P12:500:EES:FCY:MCKNIT:DANIEL1:EHV: | 0.05674 | Yes
GEN-2024-123 | 04 SOUTHEAST | G04 29SP | 335368 8WELLS% 500 335500 8WEBRE% 500 1 | P12:500:EES:FCY:MCKNIT:DANIEL1:EHV: | 0.06498 | Yes
GEN-2024-123 | 04 SOUTHEAST | G04 29SP | 335192 8NELSON% 500 335367 8RICHARD% 500 1 | P12:500:EES:FCY:MCKNIT:DANIEL1:EHV: | 0.05829 | Yes
GEN-2024-123 | 04 SOUTHEAST | G04 29SP | 337368 8MT_OLIVE% 500 509366 LAYFLD8 500 1 | P12:500:EES:FCY:MCKNIT:DANIEL1:EHV: | 0.11496 | Yes
GEN-2024-123 | 04 SOUTHEAST | G04 29SP | 337808 8MABELVALE% 500 337937 8MAYFLOWER% 500 1 | P12:500:EES-EAI:KEO:WMPEHV | 0.06061 | Yes
GEN-2024-123 | 04 SOUTHEAST | G04 29SP | 337909 8ANO% 500 515305 FTSMITH8 500 1 | P12:500:EES-EAI:WMPEHV:BHMSTL:BHMSTLNEWPORT:EHV: | 0.10101 | Yes
GEN-2024-123 | 04 SOUTHEAST | G04 29SP | 337808 8MABELVALE% 500 337937 8MAYFLOWER% 500 1 | P12:500:EES-EAI:WMPEHV:BHMSTL:BHMSTLNEWPORT:EHV: | 0.06004 | Yes
GEN-2024-123 | 04 SOUTHEAST | G04 29SP | 337515 8MCNEIL% 500 337754 8ETTA% 500 1 | P12:500:EES-EAI:WMPEHV:BHMSTL:BHMSTLNEWPORT:EHV: | 0.05929 | Yes
GEN-2024-123 | 04 SOUTHEAST | G04 29SP | 500320 FISHER 4 138 500860 VP TAP 4 138 1 | P13:138:CLEC::LEESV:1:HV: | 0.05346 | Yes
GEN-2024-123 | 04 SOUTHEAST | G04 29SP | 334335 4TOLEDO% 138 500860 VP TAP 4 138 1 | P13:138:CLEC::LEESV:1:HV: | 0.05346 | Yes
GEN-2024-123 | 04 SOUTHEAST | G04 29SP | 500320 FISHER 4 138 500860 VP TAP 4 138 1 | P13:230,138:CLEC::LEESV::1 | 0.05346 | Yes
GEN-2024-123 | 04 SOUTHEAST | G04 29SP | 334335 4TOLEDO% 138 500860 VP TAP 4 138 1 | P13:230,138:CLEC::LEESV::1 | 0.05346 | Yes
GEN-2024-123 | 04 SOUTHEAST | G04 29SP | 337376 7SAREPTA% 345 788340 G24-379-TAP 345 1 | P13:230:CLEC::DOLHILL:1:HV: | 0.06287 | Yes
GEN-2024-123 | 04 SOUTHEAST | G04 29SP | 334334 4LEACH! 138 509128 FAIRMNT4 138 1 | P13:230:CLEC::DOLHILL:1:HV: | 0.09245 | Yes
GEN-2024-123 | 04 SOUTHEAST | G04 29SP | 337376 7SAREPTA% 345 788340 G24-379-TAP 345 1 | P13:345,230:CLEC::DOLHILL::1 | 0.06287 | Yes
GEN-2024-123 | 04 SOUTHEAST | G04 29SP | 334334 4LEACH! 138 509128 FAIRMNT4 138 1 | P13:345,230:CLEC::DOLHILL::1 | 0.09245 | Yes
GEN-2024-123 | 04 SOUTHEAST | G04 29SP | 337643 8SHERIDAN% 500 337763 8MAGNETCOVE% 500 1 | P21:115:EES:3HS EHV-E!:3BUTTERFIELD:1:HV: | 0.05664 | Yes
GEN-2024-123 | 04 SOUTHEAST | G04 29SP | 334282 4RAYBURN% 138 334283 4MILLCR! 138 1 | P21:138:EES:4EVADALE_5!:4MCDNALD:1:HV: | 0.06163 | Yes
GEN-2024-123 | 04 SOUTHEAST | G04 29SP | 334283 4MILLCR! 138 509693 4HRTNHIL 138 1 | P21:138:EES:4HLYSPG#:4NEWTONB!:1:HV: | 0.07971 | Yes
GEN-2024-123 | 04 SOUTHEAST | G04 29SP | 334282 4RAYBURN% 138 334283 4MILLCR! 138 1 | P21:138:EES:4KOUNTZE%:4MCDNALD:1:HV: | 0.06163 | Yes
GEN-2024-123 | 04 SOUTHEAST | G04 29SP | 334283 4MILLCR! 138 509693 4HRTNHIL 138 1 | P21:138:EES:4LUMBRTN:4CYPRESS%:1:HV: | 0.08404 | Yes
GEN-2024-123 | 04 SOUTHEAST | G04 29SP | 334283 4MILLCR! 138 509693 4HRTNHIL 138 1 | P21:138:EES:JSP:HOLLYS:1:HV: | 0.07971 | Yes
GEN-2024-123 | 04 SOUTHEAST | G04 29SP | 337909 8ANO% 500 337922 8P.HILL% 500 1 | P21:161:EES:5ANO%:5LONDON.N:1:HV: | 0.05217 | Yes
GEN-2024-123 | 04 SOUTHEAST | G04 29SP | 337922 8P.HILL% 500 337937 8MAYFLOWER% 500 1 | P21:161:EES:5BONO:5P.HILL%:1:HV: | 0.05849 | Yes
GEN-2024-123 | 04 SOUTHEAST | G04 29SP | 335836 8MCKNIGHT% 500 336562 8FRANKLIN% 500 1 | P21:230:EES:6BOGALUSA:6ADMSCRK%:Z1:HV: | 0.05793 | Yes
GEN-2024-123 | 04 SOUTHEAST | G04 29SP | 335836 8MCKNIGHT% 500 336562 8FRANKLIN% 500 1 | P21:230:EES:6FANCY_PT%:6RIVER_BEND:1:HV: | 0.05547 | Yes
GEN-2024-123 | 04 SOUTHEAST | G04 29SP | 335367 8RICHARD% 500 335368 8WELLS% 500 1 | P21:230:EES:6FANCY_PT%:6RIVER_BEND:1:HV: | 0.07971 | Yes
GEN-2024-123 | 04 SOUTHEAST | G04 29SP | 335368 8WELLS% 500 335500 8WEBRE% 500 1 | P21:230:EES:6FANCY_PT%:6RIVER_BEND:1:HV: | 0.09524 | Yes
GEN-2024-123 | 04 SOUTHEAST | G04 29SP | 335192 8NELSON% 500 335367 8RICHARD% 500 1 | P21:230:EES:6FANCY_PT%:6RIVER_BEND:1:HV: | 0.07959 | Yes
GEN-2024-123 | 04 SOUTHEAST | G04 29SP | 334028 7GRIMES% 345 334197 7ROCKYCRK% 345 1 | P21:230:EES:6VETERANS%:6ROCKYCRK:1:HV: | 0.05117 | Yes
GEN-2024-123 | 04 SOUTHEAST | G04 29SP | 334028 7GRIMES% 345 334197 7ROCKYCRK% 345 1 | P21:230:EES:7ROCKYCRK%:6ROCKYCRK:1:HV: | 0.05117 | Yes
GEN-2024-123 | 04 SOUTHEAST | G04 29SP | 335836 8MCKNIGHT% 500 336562 8FRANKLIN% 500 1 | P21:500:EES:8BOGALUS:8FRANKLIN%:1:EHV: | 0.05793 | Yes
GEN-2024-123 | 04 SOUTHEAST | G04 29SP | 500320 FISHER 4 138 500860 VP TAP 4 138 1 | P21:500:EES:8HARTBRG%:LAYFLD8:1:EHV: | 0.05371 | Yes
GEN-2024-123 | 04 SOUTHEAST | G04 29SP | 334334 4LEACH! 138 334335 4TOLEDO% 138 1 | P21:500:EES:8HARTBRG%:LAYFLD8:1:EHV: | 0.09137 | Yes
GEN-2024-123 | 04 SOUTHEAST | G04 29SP | 334335 4TOLEDO% 138 500860 VP TAP 4 138 1 | P21:500:EES:8HARTBRG%:LAYFLD8:1:EHV: | 0.05371 | Yes
GEN-2024-123 | 04 SOUTHEAST | G04 29SP | 509366 LAYFLD8 500 997454 LAYFLD AUTO 230 1 | P21:500:EES:8HARTBRG%:LAYFLD8:1:EHV: | 0.05865 | Yes
GEN-2024-123 | 04 SOUTHEAST | G04 29SP | 500465 6LAYFLD 230 997454 LAYFLD AUTO 230 1 | P21:500:EES:8HARTBRG%:LAYFLD8:1:EHV: | 0.05865 | Yes
GEN-2024-123 | 04 SOUTHEAST | G04 29SP | 334283 4MILLCR! 138 509693 4HRTNHIL 138 1 | P21:500:EES:8HARTBRG%:LAYFLD8:1:EHV: | 0.08407 | Yes
GEN-2024-123 | 04 SOUTHEAST | G04 29SP | 303005 8BIG_CAJUN2% 500 335500 8WEBRE% 500 1 | P21:500:EES:8HARTBRG%:LAYFLD8:1:EHV: | 0.06159 | Yes
GEN-2024-123 | 04 SOUTHEAST | G04 29SP | 337808 8MABELVALE% 500 337937 8MAYFLOWER% 500 1 | P21:500:EES:8KEO%:CHALKBLUFFPV:1:EHV: | 0.06061 | Yes
GEN-2024-123 | 04 SOUTHEAST | G04 29SP | 337515 8MCNEIL% 500 337754 8ETTA% 500 1 | P21:500:EES:8KEO%:CHALKBLUFFPV:1:EHV: | 0.05887 | Yes
GEN-2024-123 | 04 SOUTHEAST | G04 29SP | 337643 8SHERIDAN% 500 337808 8MABELVALE% 500 1 | P21:500:EES:8MT_OLIVE%:LAYFLD8:1:EHV: | 0.09659 | Yes
GEN-2024-123 | 04 SOUTHEAST | G04 29SP | 337561 8EL DORADO% 500 998422 8EL DORADO% 345 2 | P21:500:EES:8MT_OLIVE%:LAYFLD8:1:EHV: | 0.06846 | Yes
GEN-2024-123 | 04 SOUTHEAST | G04 29SP | 337562 7EL DORADO 345 998422 8EL DORADO% 345 2 | P21:500:EES:8MT_OLIVE%:LAYFLD8:1:EHV: | 0.06846 | Yes
GEN-2024-123 | 04 SOUTHEAST | G04 29SP | 303005 8BIG_CAJUN2% 500 335500 8WEBRE% 500 1 | P21:500:EES:8MT_OLIVE%:LAYFLD8:1:EHV: | 0.06523 | Yes
GEN-2024-123 | 04 SOUTHEAST | G04 29SP | 337376 7SAREPTA% 345 337562 7EL DORADO 345 1 | P21:500:EES:8MT_OLIVE%:LAYFLD8:1:EHV: | 0.06846 | Yes
GEN-2024-123 | 04 SOUTHEAST | G04 29SP | 337909 8ANO% 500 515305 FTSMITH8 500 1 | P21:500:EES:CHALKBLUFFPV:8W.MEMPHIS%:1:EHV: | 0.10156 | Yes
GEN-2024-123 | 04 SOUTHEAST | G04 29SP | 337808 8MABELVALE% 500 337937 8MAYFLOWER% 500 1 | P21:500:EES:CHALKBLUFFPV:8W.MEMPHIS%:1:EHV: | 0.06061 | Yes
GEN-2024-123 | 04 SOUTHEAST | G04 29SP | 337515 8MCNEIL% 500 337754 8ETTA% 500 1 | P21:500:EES:CHALKBLUFFPV:8W.MEMPHIS%:1:EHV: | 0.05887 | Yes
GEN-2024-123 | 04 SOUTHEAST | G04 29SP | 337909 8ANO% 500 515305 FTSMITH8 500 1 | P22:345:EES:MUSKOGE7!:::EHV: | 0.07431 | Yes
GEN-2024-123 | 04 SOUTHEAST | G04 29SP | 337561 8EL DORADO% 500 998422 8EL DORADO% 345 2 | P22:345:EES:TENGEN 7!:::EHV: | 0.05718 | Yes
GEN-2024-123 | 04 SOUTHEAST | G04 29SP | 337562 7EL DORADO 345 998422 8EL DORADO% 345 2 | P22:345:EES:TENGEN 7!:::EHV: | 0.05718 | Yes
GEN-2024-123 | 04 SOUTHEAST | G04 29SP | 337376 7SAREPTA% 345 337562 7EL DORADO 345 1 | P22:345:EES:TENGEN 7!:::EHV: | 0.05718 | Yes
GEN-2024-123 | 04 SOUTHEAST | G04 29SP | 334281 4FORK CK 138 334282 4RAYBURN% 138 1 | P22:345:EES:TENRUSK7!:::EHV: | 0.05209 | Yes
GEN-2024-123 | 04 SOUTHEAST | G04 29SP | 334279 4TURKEYCRK 138 334281 4FORK CK 138 1 | P22:345:EES:TENRUSK7!:::EHV: | 0.05209 | Yes
GEN-2024-123 | 04 SOUTHEAST | G04 29SP | 334279 4TURKEYCRK 138 334280 4DOUCETT! 138 1 | P22:345:EES:TENRUSK7!:::EHV: | 0.05209 | Yes
GEN-2024-123 | 04 SOUTHEAST | G04 29SP | 337368 8MT_OLIVE% 500 337561 8EL DORADO% 500 1 | P22:345:EES:TENRUSK7!:::EHV: | 0.11075 | Yes
GEN-2024-123 | 04 SOUTHEAST | G04 29SP | 334325 8HARTBRG% 500 509366 LAYFLD8 500 1 | P22:345:EES:TENRUSK7!:::EHV: | 0.05977 | Yes
GEN-2024-123 | 04 SOUTHEAST | G04 29SP | 334334 4LEACH! 138 334335 4TOLEDO% 138 1 | P22:345:EES:TENRUSK7!:::EHV: | 0.12152 | Yes
GEN-2024-123 | 04 SOUTHEAST | G04 29SP | 500320 FISHER 4 138 500860 VP TAP 4 138 1 | P22:345:EES:TENRUSK7!:::EHV: | 0.06438 | Yes
GEN-2024-123 | 04 SOUTHEAST | G04 29SP | 337368 8MT_OLIVE% 500 509366 LAYFLD8 500 1 | P22:345:EES:TENRUSK7!:::EHV: | 0.10502 | Yes
GEN-2024-123 | 04 SOUTHEAST | G04 29SP | 334335 4TOLEDO% 138 500860 VP TAP 4 138 1 | P22:345:EES:TENRUSK7!:::EHV: | 0.06438 | Yes
GEN-2024-123 | 04 SOUTHEAST | G04 29SP | 334320 8CYPRESS% 500 334325 8HARTBRG% 500 1 | P22:345:EES:TENRUSK7!:::EHV: | 0.0611 | Yes
GEN-2024-123 | 04 SOUTHEAST | G04 29SP | 334325 8HARTBRG% 500 509366 LAYFLD8 500 1 | P22:500:EES::8COTNWOOD2!::EHV: | 0.06382 | Yes
GEN-2024-123 | 04 SOUTHEAST | G04 29SP | 337376 7SAREPTA% 345 788340 G24-379-TAP 345 1 | P22:500:EES:8OUACHITA!:::EHV: | 0.06606 | Yes
GEN-2024-123 | 04 SOUTHEAST | G04 29SP | 337515 8MCNEIL% 500 337754 8ETTA% 500 1 | P22:500:EES:8OUACHITA!:::EHV: | 0.06023 | Yes
GEN-2024-123 | 04 SOUTHEAST | G04 29SP | 337643 8SHERIDAN% 500 337808 8MABELVALE% 500 1 | P22:500:EES:MOUNTOLIVE:WESTBUS::EHV: | 0.09659 | Yes
GEN-2024-123 | 04 SOUTHEAST | G04 29SP | 337561 8EL DORADO% 500 998422 8EL DORADO% 345 2 | P22:500:EES:MOUNTOLIVE:WESTBUS::EHV: | 0.06846 | Yes
GEN-2024-123 | 04 SOUTHEAST | G04 29SP | 337562 7EL DORADO 345 998422 8EL DORADO% 345 2 | P22:500:EES:MOUNTOLIVE:WESTBUS::EHV: | 0.06846 | Yes
GEN-2024-123 | 04 SOUTHEAST | G04 29SP | 303005 8BIG_CAJUN2% 500 335500 8WEBRE% 500 1 | P22:500:EES:MOUNTOLIVE:WESTBUS::EHV: | 0.06523 | Yes
GEN-2024-123 | 04 SOUTHEAST | G04 29SP | 337376 7SAREPTA% 345 337562 7EL DORADO 345 1 | P22:500:EES:MOUNTOLIVE:WESTBUS::EHV: | 0.06846 | Yes
GEN-2024-123 | 04 SOUTHEAST | G04 29SP | 337753 8HS EHV% 500 337763 8MAGNETCOVE% 500 1 | P22:500:EES-EAI:8DUKE HS-1!:::EHV: | 0.05414 | Yes
GEN-2024-123 | 04 SOUTHEAST | G04 29SP | 337376 7SAREPTA% 345 788340 G24-379-TAP 345 1 | P23:345:AEPW:SW SHREVEPORT CB 10500 NBTB:::: | 0.0749 | Yes
GEN-2024-123 | 04 SOUTHEAST | G04 29SP | 334281 4FORK CK 138 334282 4RAYBURN% 138 1 | P23:345:AEPW:TENASKA CB 12840 NBTB:::: | 0.05209 | Yes
GEN-2024-123 | 04 SOUTHEAST | G04 29SP | 334279 4TURKEYCRK 138 334281 4FORK CK 138 1 | P23:345:AEPW:TENASKA CB 12840 NBTB:::: | 0.05209 | Yes
GEN-2024-123 | 04 SOUTHEAST | G04 29SP | 334279 4TURKEYCRK 138 334280 4DOUCETT! 138 1 | P23:345:AEPW:TENASKA CB 12840 NBTB:::: | 0.05209 | Yes
GEN-2024-123 | 04 SOUTHEAST | G04 29SP | 337368 8MT_OLIVE% 500 337561 8EL DORADO% 500 1 | P23:345:AEPW:TENASKA CB 12840 NBTB:::: | 0.11075 | Yes
GEN-2024-123 | 04 SOUTHEAST | G04 29SP | 334325 8HARTBRG% 500 509366 LAYFLD8 500 1 | P23:345:AEPW:TENASKA CB 12840 NBTB:::: | 0.05977 | Yes
GEN-2024-123 | 04 SOUTHEAST | G04 29SP | 334334 4LEACH! 138 334335 4TOLEDO% 138 1 | P23:345:AEPW:TENASKA CB 12840 NBTB:::: | 0.12152 | Yes
GEN-2024-123 | 04 SOUTHEAST | G04 29SP | 500320 FISHER 4 138 500860 VP TAP 4 138 1 | P23:345:AEPW:TENASKA CB 12840 NBTB:::: | 0.06438 | Yes
GEN-2024-123 | 04 SOUTHEAST | G04 29SP | 337368 8MT_OLIVE% 500 509366 LAYFLD8 500 1 | P23:345:AEPW:TENASKA CB 12840 NBTB:::: | 0.10502 | Yes
GEN-2024-123 | 04 SOUTHEAST | G04 29SP | 334335 4TOLEDO% 138 500860 VP TAP 4 138 1 | P23:345:AEPW:TENASKA CB 12840 NBTB:::: | 0.06438 | Yes
GEN-2024-123 | 04 SOUTHEAST | G04 29SP | 334320 8CYPRESS% 500 334325 8HARTBRG% 500 1 | P23:345:AEPW:TENASKA CB 12840 NBTB:::: | 0.0611 | Yes
GEN-2024-123 | 04 SOUTHEAST | G04 29SP | 337368 8MT_OLIVE% 500 337561 8EL DORADO% 500 1 | P23:345:AEPW:TENASKA CB 12850 NBTB:::: | 0.09313 | Yes
GEN-2024-123 | 04 SOUTHEAST | G04 29SP | 334334 4LEACH! 138 334335 4TOLEDO% 138 1 | P23:345:AEPW:TENASKA CB 12850 NBTB:::: | 0.08947 | Yes
GEN-2024-123 | 04 SOUTHEAST | G04 29SP | 337368 8MT_OLIVE% 500 509366 LAYFLD8 500 1 | P23:345:AEPW:TENASKA CB 12850 NBTB:::: | 0.08736 | Yes
GEN-2024-123 | 04 SOUTHEAST | G04 29SP | 334283 4MILLCR! 138 509693 4HRTNHIL 138 1 | P23:345:AEPW:TENASKA CB 12850 NBTB:::: | 0.09205 | Yes
GEN-2024-123 | 04 SOUTHEAST | G04 29SP | 334320 8CYPRESS% 500 334319 4CYPRESS% 138 1 | P23:345:AEPW:TENASKA CB 12860 NBTB:::: | 0.06864 | Yes
GEN-2024-123 | 04 SOUTHEAST | G04 29SP | 334334 4LEACH! 138 334335 4TOLEDO% 138 1 | P23:345:AEPW:TENASKA CB 12860 NBTB:::: | 0.10469 | Yes
GEN-2024-123 | 04 SOUTHEAST | G04 29SP | 334320 8CYPRESS% 500 998521 8CYPRESS% 230 1 | P23:345:AEPW:TENASKA CB 12860 NBTB:::: | 0.05131 | Yes
GEN-2024-123 | 04 SOUTHEAST | G04 29SP | 334326 6CYPRESS% 230 998521 8CYPRESS% 230 1 | P23:345:AEPW:TENASKA CB 12860 NBTB:::: | 0.05131 | Yes
GEN-2024-123 | 04 SOUTHEAST | G04 29SP | 500320 FISHER 4 138 500860 VP TAP 4 138 1 | P23:345:AEPW:TENASKA CB 12860 NBTB:::: | 0.06336 | Yes
GEN-2024-123 | 04 SOUTHEAST | G04 29SP | 334335 4TOLEDO% 138 500860 VP TAP 4 138 1 | P23:345:AEPW:TENASKA CB 12860 NBTB:::: | 0.06336 | Yes
GEN-2024-123 | 04 SOUTHEAST | G04 29SP | 337368 8MT_OLIVE% 500 509366 LAYFLD8 500 1 | P23:345:AEPW:TENASKA CB 12860 NBTB:::: | 0.14019 | Yes
GEN-2024-123 | 04 SOUTHEAST | G04 29SP | 334320 8CYPRESS% 500 334325 8HARTBRG% 500 1 | P23:345:AEPW:TENASKA CB 12860 NBTB:::: | 0.11995 | Yes
GEN-2024-123 | 04 SOUTHEAST | G04 29SP | 334204 6CHINA% 230 334240 6BATISTE% 230 1 | P23:345:AEPW:TENASKA CB 12860 NBTB:::: | 0.09064 | Yes
GEN-2024-123 | 04 SOUTHEAST | G04 29SP | 334199 6JACINSPLT 230 334205 6CHJC_SER 230 1 | P23:345:AEPW:TENASKA CB 12860 NBTB:::: | 0.09064 | Yes
GEN-2024-123 | 04 SOUTHEAST | G04 29SP | 334205 6CHJC_SER 230 334240 6BATISTE% 230 1 | P23:345:AEPW:TENASKA CB 12860 NBTB:::: | 0.09064 | Yes
GEN-2024-123 | 04 SOUTHEAST | G04 29SP | 334199 6JACINSPLT 230 334206 6JACINTO% 230 Z1 | P23:345:AEPW:TENASKA CB 12860 NBTB:::: | 0.09064 | Yes
GEN-2024-123 | 04 SOUTHEAST | G04 29SP | 334282 4RAYBURN% 138 334283 4MILLCR! 138 1 | P23:345:AEPW:TENASKA CB 12860 NBTB:::: | 0.06276 | Yes
GEN-2024-123 | 04 SOUTHEAST | G04 29SP | 334334 4LEACH! 138 509128 FAIRMNT4 138 1 | P23:345:AEPW:TENASKA CB 12860 NBTB:::: | 0.10322 | Yes
GEN-2024-123 | 04 SOUTHEAST | G04 29SP | 337561 8EL DORADO% 500 998422 8EL DORADO% 345 2 | P23:345:AEPW:WELSH CB 11680 NBTB:::: | 0.06133 | Yes
GEN-2024-123 | 04 SOUTHEAST | G04 29SP | 337562 7EL DORADO 345 998422 8EL DORADO% 345 2 | P23:345:AEPW:WELSH CB 11680 NBTB:::: | 0.06133 | Yes
GEN-2024-123 | 04 SOUTHEAST | G04 29SP | 337376 7SAREPTA% 345 337562 7EL DORADO 345 1 | P23:345:AEPW:WELSH CB 11680 NBTB:::: | 0.06133 | Yes
GEN-2024-123 | 04 SOUTHEAST | G04 29SP | 334283 4MILLCR! 138 509693 4HRTNHIL 138 1 | P23:345:EES::7ROCKYCRK%:1:EHV: | 0.09133 | Yes
GEN-2024-123 | 04 SOUTHEAST | G04 29SP | 337368 8MT_OLIVE% 500 509366 LAYFLD8 500 1 | P23:345:EES::7ROCKYCRK%:1:EHV: | 0.08223 | Yes
GEN-2024-123 | 04 SOUTHEAST | G04 29SP | 334334 4LEACH! 138 509128 FAIRMNT4 138 1 | P23:345:EES::7ROCKYCRK%:1:EHV: | 0.09627 | Yes
GEN-2024-123 | 04 SOUTHEAST | G04 29SP | 337376 7SAREPTA% 345 788340 G24-379-TAP 345 1 | P23:345:EES::7ROCKYCRK%:1:EHV: | 0.07945 | Yes
GEN-2024-123 | 04 SOUTHEAST | G04 29SP | 303005 8BIG_CAJUN2% 500 335835 8FANCY_PT% 500 1 | P23:500:EES:BYULAB:S8172::EHV: | 0.08588 | Yes
GEN-2024-123 | 04 SOUTHEAST | G04 29SP | 335835 8FANCY_PT% 500 335836 8MCKNIGHT% 500 1 | P23:500:EES:BYULAB:S8172::EHV: | 0.0709 | Yes
GEN-2024-123 | 04 SOUTHEAST | G04 29SP | 337643 8SHERIDAN% 500 337763 8MAGNETCOVE% 500 1 | P23:500:EES:EL DORADO EHV:B9242::EHV: | 0.11387 | Yes
GEN-2024-123 | 04 SOUTHEAST | G04 29SP | 337753 8HS EHV% 500 337754 8ETTA% 500 1 | P23:500:EES:EL DORADO EHV:B9242::EHV: | 0.1188 | Yes
GEN-2024-123 | 04 SOUTHEAST | G04 29SP | 337515 8MCNEIL% 500 337561 8EL DORADO% 500 1 | P23:500:EES:EL DORADO EHV:B9242::EHV: | 0.10522 | Yes
GEN-2024-123 | 04 SOUTHEAST | G04 29SP | 337753 8HS EHV% 500 337763 8MAGNETCOVE% 500 1 | P23:500:EES:EL DORADO EHV:B9242::EHV: | 0.11387 | Yes
GEN-2024-123 | 04 SOUTHEAST | G04 29SP | 334334 4LEACH! 138 334335 4TOLEDO% 138 1 | P23:500:EES:HARTBURG:13670::EHV: | 0.09325 | Yes
GEN-2024-123 | 04 SOUTHEAST | G04 29SP | 500320 FISHER 4 138 500860 VP TAP 4 138 1 | P23:500:EES:HARTBURG:13670::EHV: | 0.05413 | Yes
GEN-2024-123 | 04 SOUTHEAST | G04 29SP | 334335 4TOLEDO% 138 500860 VP TAP 4 138 1 | P23:500:EES:HARTBURG:13670::EHV: | 0.05413 | Yes
GEN-2024-123 | 04 SOUTHEAST | G04 29SP | 509366 LAYFLD8 500 997454 LAYFLD AUTO 230 1 | P23:500:EES:HARTBURG:13670::EHV: | 0.05896 | Yes
GEN-2024-123 | 04 SOUTHEAST | G04 29SP | 500465 6LAYFLD 230 997454 LAYFLD AUTO 230 1 | P23:500:EES:HARTBURG:13670::EHV: | 0.05896 | Yes
GEN-2024-123 | 04 SOUTHEAST | G04 29SP | 334283 4MILLCR! 138 509693 4HRTNHIL 138 1 | P23:500:EES:HARTBURG:13670::EHV: | 0.08285 | Yes
GEN-2024-123 | 04 SOUTHEAST | G04 29SP | 303005 8BIG_CAJUN2% 500 335500 8WEBRE% 500 1 | P23:500:EES:HARTBURG:13670::EHV: | 0.05937 | Yes
GEN-2024-123 | 04 SOUTHEAST | G04 29SP | 337922 8P.HILL% 500 337937 8MAYFLOWER% 500 1 | P23:500:EES:MAGNETCOVE:B7435::EHV: | 0.05691 | Yes
GEN-2024-123 | 04 SOUTHEAST | G04 29SP | 337561 8EL DORADO% 500 337643 8SHERIDAN% 500 1 | P23:500:EES:MAGNETCOVE:B7435::EHV: | 0.13841 | Yes
GEN-2024-123 | 04 SOUTHEAST | G04 29SP | 337808 8MABELVALE% 500 337909 8ANO% 500 1 | P23:500:EES:MAGNETCOVE:B7435::EHV: | 0.05296 | Yes
GEN-2024-123 | 04 SOUTHEAST | G04 29SP | 337922 8P.HILL% 500 337937 8MAYFLOWER% 500 1 | P23:500:EES:MAGNETCOVE:B7446::EHV: | 0.05691 | Yes
GEN-2024-123 | 04 SOUTHEAST | G04 29SP | 337561 8EL DORADO% 500 337643 8SHERIDAN% 500 1 | P23:500:EES:MAGNETCOVE:B7446::EHV: | 0.13841 | Yes
GEN-2024-123 | 04 SOUTHEAST | G04 29SP | 337808 8MABELVALE% 500 337909 8ANO% 500 1 | P23:500:EES:MAGNETCOVE:B7446::EHV: | 0.05296 | Yes
GEN-2024-123 | 04 SOUTHEAST | G04 29SP | 335368 8WELLS% 500 335500 8WEBRE% 500 1 | P23:500:EES:MCKNIT:21105::EHV: | 0.0797 | Yes
GEN-2024-123 | 04 SOUTHEAST | G04 29SP | 335192 8NELSON% 500 335367 8RICHARD% 500 1 | P23:500:EES:MCKNIT:21105::EHV: | 0.06829 | Yes
GEN-2024-123 | 04 SOUTHEAST | G04 29SP | 335500 8WEBRE% 500 336010 8BYULABUTTE% 500 1 | P23:500:EES:MCKNIT:21110::EHV: | 0.06015 | Yes
GEN-2024-123 | 04 SOUTHEAST | G04 29SP | 335618 8WILLOW_GL% 500 336010 8BYULABUTTE% 500 1 | P23:500:EES:MCKNIT:21110::EHV: | 0.05273 | Yes
GEN-2024-123 | 04 SOUTHEAST | G04 29SP | 335368 8WELLS% 500 335500 8WEBRE% 500 1 | P23:500:EES:MCKNIT:21110::EHV: | 0.07704 | Yes
GEN-2024-123 | 04 SOUTHEAST | G04 29SP | 303005 8BIG_CAJUN2% 500 335500 8WEBRE% 500 1 | P23:500:EES:MCKNIT:21125::EHV: | 0.05649 | Yes
GEN-2024-123 | 04 SOUTHEAST | G04 29SP | 335835 8FANCY_PT% 500 335836 8MCKNIGHT% 500 1 | P23:500:EES:MCKNIT:21125::EHV: | 0.063 | Yes
GEN-2024-123 | 04 SOUTHEAST | G04 29SP | 303005 8BIG_CAJUN2% 500 335835 8FANCY_PT% 500 1 | P23:500:EES:MCKNIT:21125::EHV: | 0.05649 | Yes
GEN-2024-123 | 04 SOUTHEAST | G04 29SP | 335836 8MCKNIGHT% 500 336562 8FRANKLIN% 500 1 | P23:500:EES:MOUNTSOLIVE:R3976::EHV: | 0.08164 | Yes
GEN-2024-123 | 04 SOUTHEAST | G04 29SP | 337643 8SHERIDAN% 500 337808 8MABELVALE% 500 1 | P23:500:EES:MOUNTSOLIVE:R3976::EHV: | 0.09426 | Yes
GEN-2024-123 | 04 SOUTHEAST | G04 29SP | 337753 8HS EHV% 500 337754 8ETTA% 500 1 | P23:500:EES:MOUNTSOLIVE:R3976::EHV: | 0.05028 | Yes
GEN-2024-123 | 04 SOUTHEAST | G04 29SP | 337561 8EL DORADO% 500 998422 8EL DORADO% 345 2 | P23:500:EES:MOUNTSOLIVE:R3976::EHV: | 0.07261 | Yes
GEN-2024-123 | 04 SOUTHEAST | G04 29SP | 337562 7EL DORADO 345 998422 8EL DORADO% 345 2 | P23:500:EES:MOUNTSOLIVE:R3976::EHV: | 0.07261 | Yes
GEN-2024-123 | 04 SOUTHEAST | G04 29SP | 334283 4MILLCR! 138 509693 4HRTNHIL 138 1 | P23:500:EES:MOUNTSOLIVE:R3976::EHV: | 0.08442 | Yes
GEN-2024-123 | 04 SOUTHEAST | G04 29SP | 336562 8FRANKLIN% 500 336839 8R.BRASWELL% 500 1 | P23:500:EES:MOUNTSOLIVE:R3976::EHV: | 0.05099 | Yes
GEN-2024-123 | 04 SOUTHEAST | G04 29SP | 337376 7SAREPTA% 345 337562 7EL DORADO 345 1 | P23:500:EES:MOUNTSOLIVE:R3976::EHV: | 0.07261 | Yes
GEN-2024-123 | 04 SOUTHEAST | G04 29SP | 337561 8EL DORADO% 500 337643 8SHERIDAN% 500 1 | P23:500:EES:MOUNTSOLIVE:R3976::EHV: | 0.09014 | Yes
GEN-2024-123 | 04 SOUTHEAST | G04 29SP | 303005 8BIG_CAJUN2% 500 335500 8WEBRE% 500 1 | P23:500:EES:MOUNTSOLIVE:R3976::EHV: | 0.06662 | Yes
GEN-2024-123 | 04 SOUTHEAST | G04 29SP | 337368 8MT_OLIVE% 500 337561 8EL DORADO% 500 1 | P23:500:EES:PERRYVILLE:R7372::EHV: | 0.10194 | Yes
GEN-2024-123 | 04 SOUTHEAST | G04 29SP | 335367 8RICHARD% 500 335368 8WELLS% 500 1 | P23:500:EES:PERRYVILLE:R7372::EHV: | 0.07978 | Yes
GEN-2024-123 | 04 SOUTHEAST | G04 29SP | 335368 8WELLS% 500 335500 8WEBRE% 500 1 | P23:500:EES:PERRYVILLE:R7372::EHV: | 0.09533 | Yes
GEN-2024-123 | 04 SOUTHEAST | G04 29SP | 337368 8MT_OLIVE% 500 509366 LAYFLD8 500 1 | P23:500:EES:PERRYVILLE:R7372::EHV: | 0.09777 | Yes
GEN-2024-123 | 04 SOUTHEAST | G04 29SP | 335192 8NELSON% 500 335367 8RICHARD% 500 1 | P23:500:EES:PERRYVILLE:R7372::EHV: | 0.07967 | Yes
GEN-2024-123 | 04 SOUTHEAST | G04 29SP | 337368 8MT_OLIVE% 500 337561 8EL DORADO% 500 1 | P23:500:EES:PERRYVILLE:R9872::EHV: | 0.10194 | Yes
GEN-2024-123 | 04 SOUTHEAST | G04 29SP | 337651 8WHT BLUFF% 500 337957 8KEO% 500 1 | P23:500:EES:PERRYVILLE:R9872::EHV: | 0.05861 | Yes
GEN-2024-123 | 04 SOUTHEAST | G04 29SP | 334325 8HARTBRG% 500 509366 LAYFLD8 500 1 | P23:500:EES:PERRYVILLE:R9872::EHV: | 0.06376 | Yes
GEN-2024-123 | 04 SOUTHEAST | G04 29SP | 335367 8RICHARD% 500 335368 8WELLS% 500 1 | P23:500:EES:PERRYVILLE:R9872::EHV: | 0.07978 | Yes
GEN-2024-123 | 04 SOUTHEAST | G04 29SP | 335368 8WELLS% 500 335500 8WEBRE% 500 1 | P23:500:EES:PERRYVILLE:R9872::EHV: | 0.09533 | Yes
GEN-2024-123 | 04 SOUTHEAST | G04 29SP | 337643 8SHERIDAN% 500 337763 8MAGNETCOVE% 500 1 | P23:500:EES:PERRYVILLE:R9872::EHV: | 0.05417 | Yes
GEN-2024-123 | 04 SOUTHEAST | G04 29SP | 337368 8MT_OLIVE% 500 509366 LAYFLD8 500 1 | P23:500:EES:PERRYVILLE:R9872::EHV: | 0.09777 | Yes
GEN-2024-123 | 04 SOUTHEAST | G04 29SP | 337643 8SHERIDAN% 500 337808 8MABELVALE% 500 1 | P23:500:EES:PERRYVILLE:R9872::EHV: | 0.10975 | Yes
GEN-2024-123 | 04 SOUTHEAST | G04 29SP | 335192 8NELSON% 500 335367 8RICHARD% 500 1 | P23:500:EES:PERRYVILLE:R9872::EHV: | 0.07967 | Yes
GEN-2024-123 | 04 SOUTHEAST | G04 29SP | 337753 8HS EHV% 500 337754 8ETTA% 500 1 | P23:500:EES:PERRYVILLE:R9872::EHV: | 0.06027 | Yes
GEN-2024-123 | 04 SOUTHEAST | G04 29SP | 337561 8EL DORADO% 500 337643 8SHERIDAN% 500 1 | P23:500:EES:PERRYVILLE:R9872::EHV: | 0.11202 | Yes
GEN-2024-123 | 04 SOUTHEAST | G04 29SP | 337643 8SHERIDAN% 500 337651 8WHT BLUFF% 500 1 | P23:500:EES:PERRYVILLE:R9872::EHV: | 0.05644 | Yes
GEN-2024-123 | 04 SOUTHEAST | G04 29SP | 337561 8EL DORADO% 500 998422 8EL DORADO% 345 2 | P23:500:EES:PERRYVILLE:R9872::EHV: | 0.05237 | Yes
GEN-2024-123 | 04 SOUTHEAST | G04 29SP | 337562 7EL DORADO 345 998422 8EL DORADO% 345 2 | P23:500:EES:PERRYVILLE:R9872::EHV: | 0.05237 | Yes
GEN-2024-123 | 04 SOUTHEAST | G04 29SP | 337376 7SAREPTA% 345 337562 7EL DORADO 345 1 | P23:500:EES:PERRYVILLE:R9872::EHV: | 0.05237 | Yes
GEN-2024-123 | 04 SOUTHEAST | G04 29SP | 337753 8HS EHV% 500 337763 8MAGNETCOVE% 500 1 | P23:500:EES:PERRYVILLE:R9872::EHV: | 0.05417 | Yes
GEN-2024-123 | 04 SOUTHEAST | G04 29SP | 334320 8CYPRESS% 500 334325 8HARTBRG% 500 1 | P23:500:EES:RHODES:27530::EHV: | 0.05629 | Yes
GEN-2024-123 | 04 SOUTHEAST | G04 29SP | 335192 8NELSON% 500 335190 6NELSON% 230 1 | P23:500:EES:RHODES:27530::EHV: | 0.06361 | Yes
GEN-2024-123 | 04 SOUTHEAST | G04 29SP | 334320 8CYPRESS% 500 334325 8HARTBRG% 500 1 | P23:500:EES:RHODES:27535::EHV: | 0.05629 | Yes
GEN-2024-123 | 04 SOUTHEAST | G04 29SP | 335192 8NELSON% 500 335190 6NELSON% 230 1 | P23:500:EES:RHODES:27535::EHV: | 0.06361 | Yes
GEN-2024-123 | 04 SOUTHEAST | G04 29SP | 334320 8CYPRESS% 500 334325 8HARTBRG% 500 1 | P23:500:EES:RHODES:27540::EHV: | 0.05629 | Yes
GEN-2024-123 | 04 SOUTHEAST | G04 29SP | 335192 8NELSON% 500 335190 6NELSON% 230 1 | P23:500:EES:RHODES:27540::EHV: | 0.06361 | Yes
GEN-2024-123 | 04 SOUTHEAST | G04 29SP | 337376 7SAREPTA% 345 788340 G24-379-TAP 345 1 | P23:500:EES:STERLINGTON:R2092::EHV: | 0.06607 | Yes
GEN-2024-123 | 04 SOUTHEAST | G04 29SP | 337515 8MCNEIL% 500 337754 8ETTA% 500 1 | P23:500:EES:STERLINGTON:R2092::EHV: | 0.06023 | Yes
GEN-2024-123 | 04 SOUTHEAST | G04 29SP | 337368 8MT_OLIVE% 500 337561 8EL DORADO% 500 1 | P23:500:EES:STERLINGTON:R2196::EHV: | 0.10369 | Yes
GEN-2024-123 | 04 SOUTHEAST | G04 29SP | 337643 8SHERIDAN% 500 337808 8MABELVALE% 500 1 | P23:500:EES:STERLINGTON:R2196::EHV: | 0.10891 | Yes
GEN-2024-123 | 04 SOUTHEAST | G04 29SP | 337561 8EL DORADO% 500 337643 8SHERIDAN% 500 1 | P23:500:EES:STERLINGTON:R2196::EHV: | 0.11069 | Yes
GEN-2024-123 | 04 SOUTHEAST | G04 29SP | 337368 8MT_OLIVE% 500 337561 8EL DORADO% 500 1 | P23:500:EES:STERLINGTON:R3594::EHV: | 0.10369 | Yes
GEN-2024-123 | 04 SOUTHEAST | G04 29SP | 337643 8SHERIDAN% 500 337808 8MABELVALE% 500 1 | P23:500:EES:STERLINGTON:R3594::EHV: | 0.10891 | Yes
GEN-2024-123 | 04 SOUTHEAST | G04 29SP | 337753 8HS EHV% 500 337754 8ETTA% 500 1 | P23:500:EES:STERLINGTON:R3594::EHV: | 0.05963 | Yes
GEN-2024-123 | 04 SOUTHEAST | G04 29SP | 337561 8EL DORADO% 500 337643 8SHERIDAN% 500 1 | P23:500:EES:STERLINGTON:R3594::EHV: | 0.11069 | Yes
GEN-2024-123 | 04 SOUTHEAST | G04 29SP | 337651 8WHT BLUFF% 500 337957 8KEO% 500 1 | P23:500:EES:WRIGHTSVILLE:B8206::EHV: | 0.0554 | Yes
GEN-2024-123 | 04 SOUTHEAST | G04 29SP | 337643 8SHERIDAN% 500 337651 8WHT BLUFF% 500 1 | P23:500:EES:WRIGHTSVILLE:B8206::EHV: | 0.05334 | Yes
GEN-2024-123 | 04 SOUTHEAST | G04 29SP | 337651 8WHT BLUFF% 500 337957 8KEO% 500 1 | P23:500:EES:WRIGHTSVILLE:B8214::EHV: | 0.05513 | Yes
GEN-2024-123 | 04 SOUTHEAST | G04 29SP | 337643 8SHERIDAN% 500 337651 8WHT BLUFF% 500 1 | P23:500:EES:WRIGHTSVILLE:B8214::EHV: | 0.05334 | Yes
GEN-2024-123 | 04 SOUTHEAST | G04 29SP | 337909 8ANO% 500 515305 FTSMITH8 500 1 | P23:500:EES-EAI:8P.HILL%:B4335::EHV: | 0.09048 | Yes
GEN-2024-123 | 04 SOUTHEAST | G04 29SP | 337808 8MABELVALE% 500 337909 8ANO% 500 1 | P23:500:EES-EAI:8P.HILL%:B4335::EHV: | 0.09334 | Yes
GEN-2024-123 | 04 SOUTHEAST | G04 29SP | 337651 8WHT BLUFF% 500 337957 8KEO% 500 1 | P23:500:EES-EAI:8WRIGHTSVLE%:2::EHV: | 0.0554 | Yes
GEN-2024-123 | 04 SOUTHEAST | G04 29SP | 337643 8SHERIDAN% 500 337651 8WHT BLUFF% 500 1 | P23:500:EES-EAI:8WRIGHTSVLE%:2::EHV: | 0.05334 | Yes
GEN-2024-123 | 04 SOUTHEAST | G04 29SP | 337651 8WHT BLUFF% 500 337957 8KEO% 500 1 | P23:500:EES-EAI:8WRIGHTSVLE%:6::EHV: | 0.05513 | Yes
GEN-2024-123 | 04 SOUTHEAST | G04 29SP | 337643 8SHERIDAN% 500 337651 8WHT BLUFF% 500 1 | P23:500:EES-EAI:8WRIGHTSVLE%:6::EHV: | 0.05334 | Yes
GEN-2024-123 | 04 SOUTHEAST | G04 29SP | 337643 8SHERIDAN% 500 337808 8MABELVALE% 500 1 | P23:500:EES-EAI:KEO:B4911::EHV: | 0.14624 | Yes
GEN-2024-123 | 04 SOUTHEAST | G04 29SP | 337808 8MABELVALE% 500 337937 8MAYFLOWER% 500 1 | P23:500:EES-EAI:KEO:B4911::EHV: | 0.06636 | Yes
GEN-2024-123 | 04 SOUTHEAST | G04 29SP | 337909 8ANO% 500 515305 FTSMITH8 500 1 | P23:500:EES-EAI:KEO:B4921::EHV: | 0.10522 | Yes
GEN-2024-123 | 04 SOUTHEAST | G04 29SP | 337643 8SHERIDAN% 500 337808 8MABELVALE% 500 1 | P23:500:EES-EAI:KEO:B4921::EHV: | 0.13575 | Yes
GEN-2024-123 | 04 SOUTHEAST | G04 29SP | 337808 8MABELVALE% 500 337937 8MAYFLOWER% 500 1 | P23:500:EES-EAI:KEO:B4921::EHV: | 0.07094 | Yes
GEN-2024-123 | 04 SOUTHEAST | G04 29SP | 337561 8EL DORADO% 500 998422 8EL DORADO% 345 2 | P23:500:EES-EAI:KEO:B4921::EHV: | 0.05006 | Yes
GEN-2024-123 | 04 SOUTHEAST | G04 29SP | 337562 7EL DORADO 345 998422 8EL DORADO% 345 2 | P23:500:EES-EAI:KEO:B4921::EHV: | 0.05006 | Yes
GEN-2024-123 | 04 SOUTHEAST | G04 29SP | 337515 8MCNEIL% 500 337754 8ETTA% 500 1 | P23:500:EES-EAI:KEO:B4921::EHV: | 0.05484 | Yes
GEN-2024-123 | 04 SOUTHEAST | G04 29SP | 337376 7SAREPTA% 345 337562 7EL DORADO 345 1 | P23:500:EES-EAI:KEO:B4921::EHV: | 0.05006 | Yes
GEN-2024-123 | 04 SOUTHEAST | G04 29SP | 337909 8ANO% 500 515305 FTSMITH8 500 1 | P23:500:EES-EAI:KEO:B4931::EHV: | 0.1011 | Yes
GEN-2024-123 | 04 SOUTHEAST | G04 29SP | 337808 8MABELVALE% 500 337937 8MAYFLOWER% 500 1 | P23:500:EES-EAI:KEO:B4931::EHV: | 0.05978 | Yes
GEN-2024-123 | 04 SOUTHEAST | G04 29SP | 337368 8MT_OLIVE% 500 337561 8EL DORADO% 500 1 | P23:500:EES-EAI:KEO:B4941::EHV: | 0.09798 | Yes
GEN-2024-123 | 04 SOUTHEAST | G04 29SP | 337909 8ANO% 500 515305 FTSMITH8 500 1 | P23:500:EES-EAI:KEO:B4941::EHV: | 0.10624 | Yes
GEN-2024-123 | 04 SOUTHEAST | G04 29SP | 337808 8MABELVALE% 500 337937 8MAYFLOWER% 500 1 | P23:500:EES-EAI:KEO:B4941::EHV: | 0.07248 | Yes
GEN-2024-123 | 04 SOUTHEAST | G04 29SP | 337561 8EL DORADO% 500 998422 8EL DORADO% 345 2 | P23:500:EES-EAI:KEO:B4941::EHV: | 0.05038 | Yes
GEN-2024-123 | 04 SOUTHEAST | G04 29SP | 337562 7EL DORADO 345 998422 8EL DORADO% 345 2 | P23:500:EES-EAI:KEO:B4941::EHV: | 0.05038 | Yes
GEN-2024-123 | 04 SOUTHEAST | G04 29SP | 337515 8MCNEIL% 500 337754 8ETTA% 500 1 | P23:500:EES-EAI:KEO:B4941::EHV: | 0.05518 | Yes
GEN-2024-123 | 04 SOUTHEAST | G04 29SP | 337376 7SAREPTA% 345 337562 7EL DORADO 345 1 | P23:500:EES-EAI:KEO:B4941::EHV: | 0.05038 | Yes
GEN-2024-123 | 04 SOUTHEAST | G04 29SP | 337651 8WHT BLUFF% 500 337957 8KEO% 500 1 | P23:500:EES-EAI:MABELV:B5918::EHV: | 0.1026 | Yes
GEN-2024-123 | 04 SOUTHEAST | G04 29SP | 337643 8SHERIDAN% 500 337651 8WHT BLUFF% 500 1 | P23:500:EES-EAI:MABELV:B5918::EHV: | 0.12041 | Yes
GEN-2024-123 | 04 SOUTHEAST | G04 29SP | 337651 8WHT BLUFF% 500 337957 8KEO% 500 1 | P23:500:EES-EAI:MABELV:B5922::EHV: | 0.13233 | Yes
GEN-2024-123 | 04 SOUTHEAST | G04 29SP | 337909 8ANO% 500 337922 8P.HILL% 500 1 | P23:500:EES-EAI:MABELV:B5922::EHV: | 0.08483 | Yes
GEN-2024-123 | 04 SOUTHEAST | G04 29SP | 337643 8SHERIDAN% 500 337651 8WHT BLUFF% 500 1 | P23:500:EES-EAI:MABELV:B5922::EHV: | 0.13753 | Yes
GEN-2024-123 | 04 SOUTHEAST | G04 29SP | 337922 8P.HILL% 500 337937 8MAYFLOWER% 500 1 | P23:500:EES-EAI:MABELV:B5922::EHV: | 0.08924 | Yes
GEN-2024-123 | 04 SOUTHEAST | G04 29SP | 337808 8MABELVALE% 500 337937 8MAYFLOWER% 500 1 | P23:500:EES-EAI:MABELV:B5922::EHV: | 0.08306 | Yes
GEN-2024-123 | 04 SOUTHEAST | G04 29SP | 337753 8HS EHV% 500 337754 8ETTA% 500 1 | P23:500:EES-EAI:ND:8MAGNETCOVE%:FK10710:EHV: | 0.06023 | Yes
GEN-2024-123 | 04 SOUTHEAST | G04 29SP | 337753 8HS EHV% 500 337763 8MAGNETCOVE% 500 1 | P23:500:EES-EAI:ND:8MAGNETCOVE%:FK10710:EHV: | 0.05414 | Yes
GEN-2024-123 | 04 SOUTHEAST | G04 29SP | 337808 8MABELVALE% 500 337909 8ANO% 500 1 | P23:500:EES-EAI:PD_1:ETTA:LN:EHV: | 0.05332 | Yes
GEN-2024-123 | 04 SOUTHEAST | G04 29SP | 337808 8MABELVALE% 500 337909 8ANO% 500 1 | P23:500:EES-EAI:PD_2:ETTA:LN:EHV: | 0.05332 | Yes
GEN-2024-123 | 04 SOUTHEAST | G04 29SP | 337561 8EL DORADO% 500 337643 8SHERIDAN% 500 1 | P23:500:EES-EAI:PD_2:MAGNET:XF:EHV: | 0.13841 | Yes
GEN-2024-123 | 04 SOUTHEAST | G04 29SP | 337643 8SHERIDAN% 500 337763 8MAGNETCOVE% 500 1 | P23:500:EES-EAI:SH_EHV:B5014::EHV: | 0.10875 | Yes
GEN-2024-123 | 04 SOUTHEAST | G04 29SP | 337643 8SHERIDAN% 500 337808 8MABELVALE% 500 1 | P23:500:EES-EAI:SH_EHV:B5014::EHV: | 0.10875 | Yes
GEN-2024-123 | 04 SOUTHEAST | G04 29SP | 337753 8HS EHV% 500 337754 8ETTA% 500 1 | P23:500:EES-EAI:SH_EHV:B5014::EHV: | 0.116 | Yes
GEN-2024-123 | 04 SOUTHEAST | G04 29SP | 337515 8MCNEIL% 500 337561 8EL DORADO% 500 1 | P23:500:EES-EAI:SH_EHV:B5014::EHV: | 0.10286 | Yes
GEN-2024-123 | 04 SOUTHEAST | G04 29SP | 337753 8HS EHV% 500 337763 8MAGNETCOVE% 500 1 | P23:500:EES-EAI:SH_EHV:B5014::EHV: | 0.10875 | Yes
GEN-2024-123 | 04 SOUTHEAST | G04 29SP | 337561 8EL DORADO% 500 337643 8SHERIDAN% 500 1 | P23:500:EES-EAI:SH_EHV:B5018::EHV: | 0.13171 | Yes
GEN-2024-123 | 04 SOUTHEAST | G04 29SP | 337651 8WHT BLUFF% 500 337957 8KEO% 500 1 | P23:500:EES-EAI:SH_EHV:B5022::EHV: | 0.10405 | Yes
GEN-2024-123 | 04 SOUTHEAST | G04 29SP | 337753 8HS EHV% 500 337754 8ETTA% 500 1 | P23:500:EES-EAI:SH_EHV:B5022::EHV: | 0.11124 | Yes
GEN-2024-123 | 04 SOUTHEAST | G04 29SP | 337643 8SHERIDAN% 500 337651 8WHT BLUFF% 500 1 | P23:500:EES-EAI:SH_EHV:B5022::EHV: | 0.09865 | Yes
GEN-2024-123 | 04 SOUTHEAST | G04 29SP | 337515 8MCNEIL% 500 337561 8EL DORADO% 500 1 | P23:500:EES-EAI:SH_EHV:B5022::EHV: | 0.0989 | Yes
GEN-2024-123 | 04 SOUTHEAST | G04 29SP | 337651 8WHT BLUFF% 500 337957 8KEO% 500 1 | P23:500:EES-EAI:SH_EHV:B5026::EHV: | 0.12371 | Yes
GEN-2024-123 | 04 SOUTHEAST | G04 29SP | 337561 8EL DORADO% 500 337643 8SHERIDAN% 500 1 | P23:500:EES-EAI:SH_EHV:B5026::EHV: | 0.12249 | Yes
GEN-2024-123 | 04 SOUTHEAST | G04 29SP | 337643 8SHERIDAN% 500 337651 8WHT BLUFF% 500 1 | P23:500:EES-EAI:SH_EHV:B5026::EHV: | 0.12249 | Yes
GEN-2024-123 | 04 SOUTHEAST | G04 29SP | 337561 8EL DORADO% 500 998422 8EL DORADO% 345 2 | P41:345:AEPW:WELSH CB 11680 NBTB+FAULT:::: | 0.06133 | Yes
GEN-2024-123 | 04 SOUTHEAST | G04 29SP | 337562 7EL DORADO 345 998422 8EL DORADO% 345 2 | P41:345:AEPW:WELSH CB 11680 NBTB+FAULT:::: | 0.06133 | Yes
GEN-2024-123 | 04 SOUTHEAST | G04 29SP | 337376 7SAREPTA% 345 337562 7EL DORADO 345 1 | P41:345:AEPW:WELSH CB 11680 NBTB+FAULT:::: | 0.06133 | Yes
GEN-2024-123 | 04 SOUTHEAST | G04 29SP | 337376 7SAREPTA% 345 788340 G24-379-TAP 345 1 | P42:345:AEPW:SW SHREVEPORT CB 10500 NBTB+FAULT:::: | 0.0749 | Yes
GEN-2024-123 | 04 SOUTHEAST | G04 29SP | 334281 4FORK CK 138 334282 4RAYBURN% 138 1 | P42:345:AEPW:TENASKA CB 12840 NBTB+FAULT:::: | 0.05209 | Yes
GEN-2024-123 | 04 SOUTHEAST | G04 29SP | 334279 4TURKEYCRK 138 334281 4FORK CK 138 1 | P42:345:AEPW:TENASKA CB 12840 NBTB+FAULT:::: | 0.05209 | Yes
GEN-2024-123 | 04 SOUTHEAST | G04 29SP | 334279 4TURKEYCRK 138 334280 4DOUCETT! 138 1 | P42:345:AEPW:TENASKA CB 12840 NBTB+FAULT:::: | 0.05209 | Yes
GEN-2024-123 | 04 SOUTHEAST | G04 29SP | 337368 8MT_OLIVE% 500 337561 8EL DORADO% 500 1 | P42:345:AEPW:TENASKA CB 12840 NBTB+FAULT:::: | 0.11075 | Yes
GEN-2024-123 | 04 SOUTHEAST | G04 29SP | 334325 8HARTBRG% 500 509366 LAYFLD8 500 1 | P42:345:AEPW:TENASKA CB 12840 NBTB+FAULT:::: | 0.05977 | Yes
GEN-2024-123 | 04 SOUTHEAST | G04 29SP | 334334 4LEACH! 138 334335 4TOLEDO% 138 1 | P42:345:AEPW:TENASKA CB 12840 NBTB+FAULT:::: | 0.12152 | Yes
GEN-2024-123 | 04 SOUTHEAST | G04 29SP | 500320 FISHER 4 138 500860 VP TAP 4 138 1 | P42:345:AEPW:TENASKA CB 12840 NBTB+FAULT:::: | 0.06438 | Yes
GEN-2024-123 | 04 SOUTHEAST | G04 29SP | 337368 8MT_OLIVE% 500 509366 LAYFLD8 500 1 | P42:345:AEPW:TENASKA CB 12840 NBTB+FAULT:::: | 0.10502 | Yes
GEN-2024-123 | 04 SOUTHEAST | G04 29SP | 334335 4TOLEDO% 138 500860 VP TAP 4 138 1 | P42:345:AEPW:TENASKA CB 12840 NBTB+FAULT:::: | 0.06438 | Yes
GEN-2024-123 | 04 SOUTHEAST | G04 29SP | 334320 8CYPRESS% 500 334325 8HARTBRG% 500 1 | P42:345:AEPW:TENASKA CB 12840 NBTB+FAULT:::: | 0.0611 | Yes
GEN-2024-123 | 04 SOUTHEAST | G04 29SP | 337368 8MT_OLIVE% 500 337561 8EL DORADO% 500 1 | P42:345:AEPW:TENASKA CB 12850 NBTB+FAULT:::: | 0.09313 | Yes
GEN-2024-123 | 04 SOUTHEAST | G04 29SP | 337368 8MT_OLIVE% 500 509366 LAYFLD8 500 1 | P42:345:AEPW:TENASKA CB 12850 NBTB+FAULT:::: | 0.08736 | Yes
GEN-2024-123 | 04 SOUTHEAST | G04 29SP | 334283 4MILLCR! 138 509693 4HRTNHIL 138 1 | P42:345:AEPW:TENASKA CB 12850 NBTB+FAULT:::: | 0.09205 | Yes
GEN-2024-123 | 04 SOUTHEAST | G04 29SP | 334320 8CYPRESS% 500 334319 4CYPRESS% 138 1 | P42:345:AEPW:TENASKA CB 12860 NBTB+FAULT:::: | 0.06864 | Yes
GEN-2024-123 | 04 SOUTHEAST | G04 29SP | 334334 4LEACH! 138 334335 4TOLEDO% 138 1 | P42:345:AEPW:TENASKA CB 12860 NBTB+FAULT:::: | 0.10469 | Yes
GEN-2024-123 | 04 SOUTHEAST | G04 29SP | 334320 8CYPRESS% 500 998521 8CYPRESS% 230 1 | P42:345:AEPW:TENASKA CB 12860 NBTB+FAULT:::: | 0.05131 | Yes
GEN-2024-123 | 04 SOUTHEAST | G04 29SP | 334326 6CYPRESS% 230 998521 8CYPRESS% 230 1 | P42:345:AEPW:TENASKA CB 12860 NBTB+FAULT:::: | 0.05131 | Yes
GEN-2024-123 | 04 SOUTHEAST | G04 29SP | 500320 FISHER 4 138 500860 VP TAP 4 138 1 | P42:345:AEPW:TENASKA CB 12860 NBTB+FAULT:::: | 0.06336 | Yes
GEN-2024-123 | 04 SOUTHEAST | G04 29SP | 334335 4TOLEDO% 138 500860 VP TAP 4 138 1 | P42:345:AEPW:TENASKA CB 12860 NBTB+FAULT:::: | 0.06336 | Yes
GEN-2024-123 | 04 SOUTHEAST | G04 29SP | 337368 8MT_OLIVE% 500 509366 LAYFLD8 500 1 | P42:345:AEPW:TENASKA CB 12860 NBTB+FAULT:::: | 0.14019 | Yes
GEN-2024-123 | 04 SOUTHEAST | G04 29SP | 334320 8CYPRESS% 500 334325 8HARTBRG% 500 1 | P42:345:AEPW:TENASKA CB 12860 NBTB+FAULT:::: | 0.11995 | Yes
GEN-2024-123 | 04 SOUTHEAST | G04 29SP | 334204 6CHINA% 230 334240 6BATISTE% 230 1 | P42:345:AEPW:TENASKA CB 12860 NBTB+FAULT:::: | 0.09064 | Yes
GEN-2024-123 | 04 SOUTHEAST | G04 29SP | 334199 6JACINSPLT 230 334205 6CHJC_SER 230 1 | P42:345:AEPW:TENASKA CB 12860 NBTB+FAULT:::: | 0.09064 | Yes
GEN-2024-123 | 04 SOUTHEAST | G04 29SP | 334205 6CHJC_SER 230 334240 6BATISTE% 230 1 | P42:345:AEPW:TENASKA CB 12860 NBTB+FAULT:::: | 0.09064 | Yes
GEN-2024-123 | 04 SOUTHEAST | G04 29SP | 334199 6JACINSPLT 230 334206 6JACINTO% 230 Z1 | P42:345:AEPW:TENASKA CB 12860 NBTB+FAULT:::: | 0.09064 | Yes
GEN-2024-123 | 04 SOUTHEAST | G04 29SP | 334282 4RAYBURN% 138 334283 4MILLCR! 138 1 | P42:345:AEPW:TENASKA CB 12860 NBTB+FAULT:::: | 0.06276 | Yes
GEN-2024-123 | 04 SOUTHEAST | G04 29SP | 334334 4LEACH! 138 509128 FAIRMNT4 138 1 | P42:345:AEPW:TENASKA CB 12860 NBTB+FAULT:::: | 0.10322 | Yes
GEN-2024-123 | 04 SOUTHEAST | G04 29SP | 337909 8ANO% 500 337922 8P.HILL% 500 1 | P42:345:OKGE:SB_GRIN7312:::EHV: | 0.05066 | Yes
GEN-2024-123 | 04 SOUTHEAST | G04 29SP | 337922 8P.HILL% 500 337937 8MAYFLOWER% 500 1 | P42:345:OKGE:SB_GRIN7312:::EHV: | 0.05931 | Yes
GEN-2024-123 | 04 SOUTHEAST | G04 29SP | 337808 8MABELVALE% 500 337909 8ANO% 500 1 | P42:345:OKGE:SB_GRIN7312:::EHV: | 0.05548 | Yes
GEN-2024-123 | 04 SOUTHEAST | G04 29SP | 337909 8ANO% 500 337922 8P.HILL% 500 1 | P42:345:OKGE:SB_GRIN7382:::EHV: | 0.05066 | Yes
GEN-2024-123 | 04 SOUTHEAST | G04 29SP | 337922 8P.HILL% 500 337937 8MAYFLOWER% 500 1 | P42:345:OKGE:SB_GRIN7382:::EHV: | 0.05931 | Yes
GEN-2024-123 | 04 SOUTHEAST | G04 29SP | 337808 8MABELVALE% 500 337909 8ANO% 500 1 | P42:345:OKGE:SB_GRIN7382:::EHV: | 0.05548 | Yes
GEN-2024-123 | 04 SOUTHEAST | G04 29SP | 334281 4FORK CK 138 334282 4RAYBURN% 138 1 | P52:345:AEPW:NR3TENRUSK7:::: | 0.05209 | Yes
GEN-2024-123 | 04 SOUTHEAST | G04 29SP | 334279 4TURKEYCRK 138 334281 4FORK CK 138 1 | P52:345:AEPW:NR3TENRUSK7:::: | 0.05209 | Yes
GEN-2024-123 | 04 SOUTHEAST | G04 29SP | 334279 4TURKEYCRK 138 334280 4DOUCETT! 138 1 | P52:345:AEPW:NR3TENRUSK7:::: | 0.05209 | Yes
GEN-2024-123 | 04 SOUTHEAST | G04 29SP | 337368 8MT_OLIVE% 500 337561 8EL DORADO% 500 1 | P52:345:AEPW:NR3TENRUSK7:::: | 0.11075 | Yes
GEN-2024-123 | 04 SOUTHEAST | G04 29SP | 334325 8HARTBRG% 500 509366 LAYFLD8 500 1 | P52:345:AEPW:NR3TENRUSK7:::: | 0.05977 | Yes
GEN-2024-123 | 04 SOUTHEAST | G04 29SP | 334334 4LEACH! 138 334335 4TOLEDO% 138 1 | P52:345:AEPW:NR3TENRUSK7:::: | 0.12152 | Yes
GEN-2024-123 | 04 SOUTHEAST | G04 29SP | 500320 FISHER 4 138 500860 VP TAP 4 138 1 | P52:345:AEPW:NR3TENRUSK7:::: | 0.06438 | Yes
GEN-2024-123 | 04 SOUTHEAST | G04 29SP | 337368 8MT_OLIVE% 500 509366 LAYFLD8 500 1 | P52:345:AEPW:NR3TENRUSK7:::: | 0.10502 | Yes
GEN-2024-123 | 04 SOUTHEAST | G04 29SP | 334335 4TOLEDO% 138 500860 VP TAP 4 138 1 | P52:345:AEPW:NR3TENRUSK7:::: | 0.06438 | Yes
GEN-2024-123 | 04 SOUTHEAST | G04 29SP | 334320 8CYPRESS% 500 334325 8HARTBRG% 500 1 | P52:345:AEPW:NR3TENRUSK7:::: | 0.0611 | Yes
GEN-2024-123 | 04 SOUTHEAST | G04 29SP | 337909 8ANO% 500 515305 FTSMITH8 500 1 | P52:345:AEPW:NR4PITTSB-7:::: | 0.10782 | Yes
GEN-2024-123 | 04 SOUTHEAST | G04 29SP | 334281 4FORK CK 138 334282 4RAYBURN% 138 1 | P55:345:AEPW:NR3TENRUSK7:::: | 0.05209 | Yes
GEN-2024-123 | 04 SOUTHEAST | G04 29SP | 334279 4TURKEYCRK 138 334281 4FORK CK 138 1 | P55:345:AEPW:NR3TENRUSK7:::: | 0.05209 | Yes
GEN-2024-123 | 04 SOUTHEAST | G04 29SP | 334279 4TURKEYCRK 138 334280 4DOUCETT! 138 1 | P55:345:AEPW:NR3TENRUSK7:::: | 0.05209 | Yes
GEN-2024-123 | 04 SOUTHEAST | G04 29SP | 337368 8MT_OLIVE% 500 337561 8EL DORADO% 500 1 | P55:345:AEPW:NR3TENRUSK7:::: | 0.11075 | Yes
GEN-2024-123 | 04 SOUTHEAST | G04 29SP | 334325 8HARTBRG% 500 509366 LAYFLD8 500 1 | P55:345:AEPW:NR3TENRUSK7:::: | 0.05977 | Yes
GEN-2024-123 | 04 SOUTHEAST | G04 29SP | 334334 4LEACH! 138 334335 4TOLEDO% 138 1 | P55:345:AEPW:NR3TENRUSK7:::: | 0.12152 | Yes
GEN-2024-123 | 04 SOUTHEAST | G04 29SP | 500320 FISHER 4 138 500860 VP TAP 4 138 1 | P55:345:AEPW:NR3TENRUSK7:::: | 0.06438 | Yes
GEN-2024-123 | 04 SOUTHEAST | G04 29SP | 337368 8MT_OLIVE% 500 509366 LAYFLD8 500 1 | P55:345:AEPW:NR3TENRUSK7:::: | 0.10502 | Yes
GEN-2024-123 | 04 SOUTHEAST | G04 29SP | 334335 4TOLEDO% 138 500860 VP TAP 4 138 1 | P55:345:AEPW:NR3TENRUSK7:::: | 0.06438 | Yes
GEN-2024-123 | 04 SOUTHEAST | G04 29SP | 334320 8CYPRESS% 500 334325 8HARTBRG% 500 1 | P55:345:AEPW:NR3TENRUSK7:::: | 0.0611 | Yes
GEN-2024-123 | 04 SOUTHEAST | G04 29SP | 337909 8ANO% 500 515305 FTSMITH8 500 1 | P55:345:AEPW:NR4PITTSB-7:::: | 0.10782 | Yes
GEN-2024-123 | 04 SOUTHEAST | G04 29SP | 334283 4MILLCR! 138 509693 4HRTNHIL 138 1 | 334197 7ROCKYCRK% 345 783930 G24-232-TAP 345 1 | 0.09133 | Yes
GEN-2024-123 | 04 SOUTHEAST | G04 29SP | 337368 8MT_OLIVE% 500 509366 LAYFLD8 500 1 | 334197 7ROCKYCRK% 345 783930 G24-232-TAP 345 1 | 0.08223 | Yes
GEN-2024-123 | 04 SOUTHEAST | G04 29SP | 334334 4LEACH! 138 509128 FAIRMNT4 138 1 | 334197 7ROCKYCRK% 345 783930 G24-232-TAP 345 1 | 0.09627 | Yes
GEN-2024-123 | 04 SOUTHEAST | G04 29SP | 337376 7SAREPTA% 345 788340 G24-379-TAP 345 1 | 334197 7ROCKYCRK% 345 783930 G24-232-TAP 345 1 | 0.07945 | Yes
GEN-2024-123 | 04 SOUTHEAST | G04 29SP | 334283 4MILLCR! 138 509693 4HRTNHIL 138 1 | 334333 4NEWTONB! 138 334334 4LEACH! 138 1 | 0.08696 | Yes
GEN-2024-123 | 04 SOUTHEAST | G04 29SP | 334197 7ROCKYCRK% 345 783930 G24-232-TAP 345 1 | 334994 6MCPS ST 230 334997 1J472MCPS ST 18.0 1 | 0.0594 | Yes
GEN-2024-123 | 04 SOUTHEAST | G04 29SP | 334320 8CYPRESS% 500 334325 8HARTBRG% 500 1 | 334994 6MCPS ST 230 334997 1J472MCPS ST 18.0 1 | 0.0656 | Yes
GEN-2024-123 | 04 SOUTHEAST | G04 29SP | 334197 7ROCKYCRK% 345 783930 G24-232-TAP 345 1 | 334995 4MCPS G2 138 334998 1J472MCPS G2 21.0 1 | 0.0594 | Yes
GEN-2024-123 | 04 SOUTHEAST | G04 29SP | 334197 7ROCKYCRK% 345 783930 G24-232-TAP 345 1 | 334996 4MCPS G1 138 334999 1J472MCPS G1 21.0 1 | 0.0594 | Yes
GEN-2024-123 | 04 SOUTHEAST | G04 29SP | 335836 8MCKNIGHT% 500 336562 8FRANKLIN% 500 1 | 336130 8BOGALUS 500 336129 6BOGALUSA 230 1 | 0.05793 | Yes
GEN-2024-123 | 04 SOUTHEAST | G04 29SP | 337643 8SHERIDAN% 500 337763 8MAGNETCOVE% 500 1 | 337741 3BUTTERFIELD 115 337800 3HASKELL 115 1 | 0.05664 | Yes
GEN-2024-123 | 04 SOUTHEAST | G04 29SP | 334334 4LEACH! 138 334335 4TOLEDO% 138 1 | 500480 LEESV 4 138 500768 ROSEPN 4 138 1 | 0.08479 | Yes
GEN-2024-123 | 04 SOUTHEAST | G04 29SP | 337376 7SAREPTA% 345 788340 G24-379-TAP 345 1 | 507768 SWSHRV9 765 515049 SEMINOLE9 765 1 | 0.14713 | Yes
GEN-2024-123 | 04 SOUTHEAST | G04 29SP | 334334 4LEACH! 138 334335 4TOLEDO% 138 1 | 509048 MURVAULTP 138 509088 TENAHA 4 138 1 | 0.16099 | Yes
GEN-2024-123 | 04 SOUTHEAST | G04 29SP | 334282 4RAYBURN% 138 334283 4MILLCR! 138 1 | 509048 MURVAULTP 138 509088 TENAHA 4 138 1 | 0.11249 | Yes
GEN-2024-123 | 04 SOUTHEAST | G04 29SP | 334334 4LEACH! 138 334335 4TOLEDO% 138 1 | 509058 CENTER 4 138 748611 CNTRDT4 138 1 | 0.06048 | Yes
GEN-2024-123 | 04 SOUTHEAST | G04 29SP | 334334 4LEACH! 138 509128 FAIRMNT4 138 1 | 509058 CENTER 4 138 748611 CNTRDT4 138 1 | 0.06099 | Yes
GEN-2024-123 | 04 SOUTHEAST | G04 29SP | 334334 4LEACH! 138 334335 4TOLEDO% 138 1 | 509121 CENTRSO4 138 748611 CNTRDT4 138 1 | 0.06048 | Yes
GEN-2024-123 | 04 SOUTHEAST | G04 29SP | 334334 4LEACH! 138 509128 FAIRMNT4 138 1 | 509121 CENTRSO4 138 748611 CNTRDT4 138 1 | 0.06099 | Yes
GEN-2024-123 | 04 SOUTHEAST | G04 29SP | 334334 4LEACH! 138 509128 FAIRMNT4 138 1 | 509125 CHIRENO4 138 509692 4ETOIL 138 1 | 0.11719 | Yes
GEN-2024-123 | 04 SOUTHEAST | G04 29SP | 334283 4MILLCR! 138 509693 4HRTNHIL 138 1 | 509241 CROCKET7 345 783930 G24-232-TAP 345 1 | 0.09133 | Yes
GEN-2024-123 | 04 SOUTHEAST | G04 29SP | 337368 8MT_OLIVE% 500 509366 LAYFLD8 500 1 | 509241 CROCKET7 345 783930 G24-232-TAP 345 1 | 0.08223 | Yes
GEN-2024-123 | 04 SOUTHEAST | G04 29SP | 334334 4LEACH! 138 509128 FAIRMNT4 138 1 | 509241 CROCKET7 345 783930 G24-232-TAP 345 1 | 0.09627 | Yes
GEN-2024-123 | 04 SOUTHEAST | G04 29SP | 337376 7SAREPTA% 345 788340 G24-379-TAP 345 1 | 509241 CROCKET7 345 783930 G24-232-TAP 345 1 | 0.07945 | Yes
GEN-2024-123 | 04 SOUTHEAST | G04 29SP | 334334 4LEACH! 138 509128 FAIRMNT4 138 1 | 509691 4BROADUS 138 509692 4ETOIL 138 1 | 0.11719 | Yes
GEN-2024-123 | 04 SOUTHEAST | G04 29SP | 337909 8ANO% 500 515305 FTSMITH8 500 1 | 509782 R.S.S.-7 345 588040 G16133G16146 345 1 | 0.0999 | Yes
GEN-2024-123 | 04 SOUTHEAST | G04 29SP | 337909 8ANO% 500 515305 FTSMITH8 500 1 | 515497 MATHWSN7 345 900001 TRAVERSE1 345 1 | 0.0999 | Yes
GEN-2024-123 | 04 SOUTHEAST | G04 29SP | 337909 8ANO% 500 515305 FTSMITH8 500 1 | 588041 G16133_765TN 765 588042 G16133_765R1 765 1 | 0.0999 | Yes
GEN-2024-123 | 04 SOUTHEAST | G04 29SP | 337909 8ANO% 500 515305 FTSMITH8 500 1 | 588042 G16133_765R1 765 588043 G16133_765R2 765 1 | 0.0999 | Yes
GEN-2024-123 | 04 SOUTHEAST | G04 29SP | 337909 8ANO% 500 515305 FTSMITH8 500 1 | 588043 G16133_765R2 765 588044 G16133_765R3 765 1 | 0.0999 | Yes
GEN-2024-123 | 04 SOUTHEAST | G04 29SP | 337909 8ANO% 500 515305 FTSMITH8 500 1 | 588044 G16133_765R3 765 588045 G16133_765CS 765 1 | 0.0999 | Yes
GEN-2024-123 | 04 SOUTHEAST | G04 29SP | 334282 4RAYBURN% 138 334283 4MILLCR! 138 1 | 712002 TENASK4 138 3WXFMR PROPOSED 3 | 0.08332 | Yes
GEN-2024-123 | 04 SOUTHEAST | G04 29SP | 334197 7ROCKYCRK% 345 783930 G24-232-TAP 345 1 | Base Case | 0.0594 | Yes
GEN-2024-123 | 04 SOUTHEAST | G04 29SP | 337651 8WHT BLUFF% 500 337957 8KEO% 500 1 | Base Case | 0.05857 | Yes
GEN-2024-123 | 04 SOUTHEAST | G04 29SP | 337368 8MT_OLIVE% 500 337561 8EL DORADO% 500 1 | Base Case | 0.10201 | Yes
GEN-2024-123 | 04 SOUTHEAST | G04 29SP | 334325 8HARTBRG% 500 509366 LAYFLD8 500 1 | Base Case | 0.06382 | Yes
GEN-2024-123 | 04 SOUTHEAST | G04 29SP | 335836 8MCKNIGHT% 500 336562 8FRANKLIN% 500 1 | Base Case | 0.05547 | Yes
GEN-2024-123 | 04 SOUTHEAST | G04 29SP | 337909 8ANO% 500 515305 FTSMITH8 500 1 | Base Case | 0.0999 | Yes
GEN-2024-123 | 04 SOUTHEAST | G04 29SP | 337909 8ANO% 500 337922 8P.HILL% 500 1 | Base Case | 0.05068 | Yes
GEN-2024-123 | 04 SOUTHEAST | G04 29SP | 335367 8RICHARD% 500 335368 8WELLS% 500 1 | Base Case | 0.07971 | Yes
GEN-2024-123 | 04 SOUTHEAST | G04 29SP | 337643 8SHERIDAN% 500 337763 8MAGNETCOVE% 500 1 | Base Case | 0.05414 | Yes
GEN-2024-123 | 04 SOUTHEAST | G04 29SP | 334334 4LEACH! 138 334335 4TOLEDO% 138 1 | Base Case | 0.08846 | Yes
GEN-2024-123 | 04 SOUTHEAST | G04 29SP | 337643 8SHERIDAN% 500 337808 8MABELVALE% 500 1 | Base Case | 0.1097 | Yes
GEN-2024-123 | 04 SOUTHEAST | G04 29SP | 337753 8HS EHV% 500 337754 8ETTA% 500 1 | Base Case | 0.06023 | Yes
GEN-2024-123 | 04 SOUTHEAST | G04 29SP | 337368 8MT_OLIVE% 500 509366 LAYFLD8 500 1 | Base Case | 0.09785 | Yes
GEN-2024-123 | 04 SOUTHEAST | G04 29SP | 335368 8WELLS% 500 335500 8WEBRE% 500 1 | Base Case | 0.09524 | Yes
GEN-2024-123 | 04 SOUTHEAST | G04 29SP | 334320 8CYPRESS% 500 334325 8HARTBRG% 500 1 | Base Case | 0.0656 | Yes
GEN-2024-123 | 04 SOUTHEAST | G04 29SP | 335192 8NELSON% 500 335367 8RICHARD% 500 1 | Base Case | 0.07959 | Yes
GEN-2024-123 | 04 SOUTHEAST | G04 29SP | 337922 8P.HILL% 500 337937 8MAYFLOWER% 500 1 | Base Case | 0.05933 | Yes
GEN-2024-123 | 04 SOUTHEAST | G04 29SP | 337808 8MABELVALE% 500 337909 8ANO% 500 1 | Base Case | 0.0555 | Yes
GEN-2024-123 | 04 SOUTHEAST | G04 29SP | 334283 4MILLCR! 138 509693 4HRTNHIL 138 1 | Base Case | 0.08624 | Yes
GEN-2024-123 | 04 SOUTHEAST | G04 29SP | 334282 4RAYBURN% 138 334283 4MILLCR! 138 1 | Base Case | 0.05838 | Yes
GEN-2024-123 | 04 SOUTHEAST | G04 29SP | 337561 8EL DORADO% 500 337643 8SHERIDAN% 500 1 | Base Case | 0.11195 | Yes
GEN-2024-123 | 04 SOUTHEAST | G04 29SP | 337376 7SAREPTA% 345 788340 G24-379-TAP 345 1 | Base Case | 0.06606 | Yes
GEN-2024-123 | 04 SOUTHEAST | G04 29SP | 337643 8SHERIDAN% 500 337651 8WHT BLUFF% 500 1 | Base Case | 0.05639 | Yes
GEN-2024-123 | 04 SOUTHEAST | G04 29SP | 337808 8MABELVALE% 500 337937 8MAYFLOWER% 500 1 | Base Case | 0.05922 | Yes
GEN-2024-123 | 04 SOUTHEAST | G04 29SP | 337561 8EL DORADO% 500 998422 8EL DORADO% 345 2 | Base Case | 0.0524 | Yes
GEN-2024-123 | 04 SOUTHEAST | G04 29SP | 337562 7EL DORADO 345 998422 8EL DORADO% 345 2 | Base Case | 0.0524 | Yes
GEN-2024-123 | 04 SOUTHEAST | G04 29SP | 337376 7SAREPTA% 345 337562 7EL DORADO 345 1 | Base Case | 0.0524 | Yes
GEN-2024-123 | 04 SOUTHEAST | G04 29SP | 337515 8MCNEIL% 500 337754 8ETTA% 500 1 | Base Case | 0.06023 | Yes
GEN-2024-123 | 04 SOUTHEAST | G04 29SP | 337753 8HS EHV% 500 337763 8MAGNETCOVE% 500 1 | Base Case | 0.05414 | Yes
GEN-2024-123 | 04 SOUTHEAST | G04 29SP | 334334 4LEACH! 138 509128 FAIRMNT4 138 1 | Base Case | 0.09305 | Yes
GEN-2024-123 | 04 SOUTHEAST | G04 29SP | 337561 8EL DORADO% 500 998422 8EL DORADO% 345 2 | GEN509416 1_Dup1 | 0.0524 | Yes
GEN-2024-123 | 04 SOUTHEAST | G04 29SP | 337562 7EL DORADO 345 998422 8EL DORADO% 345 2 | GEN509416 1_Dup1 | 0.0524 | Yes
GEN-2024-123 | 04 SOUTHEAST | G04 29SP | 337376 7SAREPTA% 345 337562 7EL DORADO 345 1 | GEN509416 1_Dup1 | 0.0524 | Yes
GEN-2024-123 | 04 SOUTHEAST | G04 29SP | 337909 8ANO% 500 515305 FTSMITH8 500 1 | GEN532751 1 | 0.0999 | Yes
GEN-2024-123 | 04 SOUTHEAST | G04 29SP | 337909 8ANO% 500 515305 FTSMITH8 500 1 | GEN532751 1_Dup1 | 0.0999 | Yes
GEN-2024-128 | 04 SOUTHEAST | G00ALL 29SP | 345203 5MINER 1 161 345205 5COMS 161 1 | 505428 SIKESTN5 161 505432 SIKGEN 1 13.8 1 | 0.08304 | Yes
GEN-2024-132 | 04 SOUTHEAST | G00ALL 29SP | 337643 8SHERIDAN% 500 337808 8MABELVALE% 500 1 | P11:13.8:EES:1OSWALD C1:2::EHV: | 0.05586 | Yes
GEN-2024-132 | 04 SOUTHEAST | G00ALL 29SP | 337643 8SHERIDAN% 500 337808 8MABELVALE% 500 1 | P11:22:EES:1ANO U2:1::EHV: | 0.05586 | Yes
GEN-2024-132 | 04 SOUTHEAST | G00ALL 29SP | 337561 8EL DORADO% 500 337643 8SHERIDAN% 500 1 | P11:22:EES:1ANO U2:1::EHV: | 0.05594 | Yes
GEN-2024-132 | 04 SOUTHEAST | G00ALL 29SP | 337376 7SAREPTA% 345 788340 G24-379-TAP 345 1 | P11:24:AEPW:TURKCOAL:::: | 0.05591 | Yes
GEN-2024-132 | 04 SOUTHEAST | G00ALL 29SP | 337376 7SAREPTA% 345 788340 G24-379-TAP 345 1 | P11:24:EES:TURKCOAL:1::EHV: | 0.05591 | Yes
GEN-2024-132 | 04 SOUTHEAST | G00ALL 29SP | 337561 8EL DORADO% 500 337643 8SHERIDAN% 500 1 | P11:26:EES:1WHT BLUF U1:1::HV: | 0.05594 | Yes
GEN-2024-132 | 04 SOUTHEAST | G00ALL 29SP | 337561 8EL DORADO% 500 337643 8SHERIDAN% 500 1 | P11:26:EES:1WHT BLUF U2:1::HV: | 0.05594 | Yes
GEN-2024-132 | 04 SOUTHEAST | G00ALL 29SP | 337643 8SHERIDAN% 500 337808 8MABELVALE% 500 1 | P12:22:EES:8ANO%:1ANO U1:1:EHV: | 0.05586 | Yes
GEN-2024-132 | 04 SOUTHEAST | G00ALL 29SP | 337643 8SHERIDAN% 500 337808 8MABELVALE% 500 1 | P12:22:EES:8ANO%:1ANO U2:1:EHV: | 0.05586 | Yes
GEN-2024-132 | 04 SOUTHEAST | G00ALL 29SP | 337561 8EL DORADO% 500 337643 8SHERIDAN% 500 1 | P12:22:EES:8ANO%:1ANO U2:1:EHV: | 0.05594 | Yes
GEN-2024-132 | 04 SOUTHEAST | G00ALL 29SP | 337643 8SHERIDAN% 500 337808 8MABELVALE% 500 1 | P12:230:EES:6BOGALUS%:6SLIDEL!:6FAIRVW!6HAMMND!1:HV: | 0.05587 | Yes
GEN-2024-132 | 04 SOUTHEAST | G00ALL 29SP | 337561 8EL DORADO% 500 998422 8EL DORADO% 345 2 | P12:230:EES:8HARTBRG%:8MT_OLIVE%:6LAYFLDLAYFLD11:HV: | 0.05113 | Yes
GEN-2024-132 | 04 SOUTHEAST | G00ALL 29SP | 337562 7EL DORADO 345 998422 8EL DORADO% 345 2 | P12:230:EES:8HARTBRG%:8MT_OLIVE%:6LAYFLDLAYFLD11:HV: | 0.05113 | Yes
GEN-2024-132 | 04 SOUTHEAST | G00ALL 29SP | 337376 7SAREPTA% 345 337562 7EL DORADO 345 1 | P12:230:EES:8HARTBRG%:8MT_OLIVE%:6LAYFLDLAYFLD11:HV: | 0.05113 | Yes
GEN-2024-132 | 04 SOUTHEAST | G00ALL 29SP | 337643 8SHERIDAN% 500 337808 8MABELVALE% 500 1 | P12:230:EES:8HARTBRG%:8MT_OLIVE%:6LAYFLDLAYFLD11:HV: | 0.05235 | Yes
GEN-2024-132 | 04 SOUTHEAST | G00ALL 29SP | 337376 7SAREPTA% 345 788340 G24-379-TAP 345 1 | P12:230:EES:8HARTBRG%:8MT_OLIVE%:6LAYFLDLAYFLD11:HV: | 0.06151 | Yes
GEN-2024-132 | 04 SOUTHEAST | G00ALL 29SP | 337561 8EL DORADO% 500 337643 8SHERIDAN% 500 1 | P12:230:EES:8HARTBRG%:8MT_OLIVE%:6LAYFLDLAYFLD11:HV: | 0.05116 | Yes
GEN-2024-132 | 04 SOUTHEAST | G00ALL 29SP | 337561 8EL DORADO% 500 337643 8SHERIDAN% 500 1 | P12:26:EES:8WHT BLUFF%:1WHT BLUF U1:1:HV: | 0.05594 | Yes
GEN-2024-132 | 04 SOUTHEAST | G00ALL 29SP | 337561 8EL DORADO% 500 337643 8SHERIDAN% 500 1 | P12:26:EES:8WHT BLUFF%:1WHT BLUF U2:1:HV: | 0.05594 | Yes
GEN-2024-132 | 04 SOUTHEAST | G00ALL 29SP | 337376 7SAREPTA% 345 788340 G24-379-TAP 345 1 | P12:500:EES:8ANO%:FTSMITH8:1:EHV: | 0.05519 | Yes
GEN-2024-132 | 04 SOUTHEAST | G00ALL 29SP | 337643 8SHERIDAN% 500 337808 8MABELVALE% 500 1 | P12:500:EES:8BXTRWILSON%:8PERRYVILLE%:1:EHV: | 0.0578 | Yes
GEN-2024-132 | 04 SOUTHEAST | G00ALL 29SP | 337376 7SAREPTA% 345 788340 G24-379-TAP 345 1 | P12:500:EES:8BXTRWILSON%:8PERRYVILLE%:1:EHV: | 0.05483 | Yes
GEN-2024-132 | 04 SOUTHEAST | G00ALL 29SP | 337561 8EL DORADO% 500 337643 8SHERIDAN% 500 1 | P12:500:EES:8BXTRWILSON%:8PERRYVILLE%:1:EHV: | 0.05886 | Yes
GEN-2024-132 | 04 SOUTHEAST | G00ALL 29SP | 337643 8SHERIDAN% 500 337763 8MAGNETCOVE% 500 1 | P12:500:EES:8EL DORADO%:8SHERIDAN%:1:EHV: | 0.06977 | Yes
GEN-2024-132 | 04 SOUTHEAST | G00ALL 29SP | 337561 8EL DORADO% 500 337643 8SHERIDAN% 500 1 | P12:500:EES:8HS EHV%:8ETTA%:1:EHV: | 0.07671 | Yes
GEN-2024-132 | 04 SOUTHEAST | G00ALL 29SP | 337561 8EL DORADO% 500 998422 8EL DORADO% 345 2 | P12:500:EES:8MT_OLIVE%:8EL DORADO%:1:EHV: | 0.05167 | Yes
GEN-2024-132 | 04 SOUTHEAST | G00ALL 29SP | 337562 7EL DORADO 345 998422 8EL DORADO% 345 2 | P12:500:EES:8MT_OLIVE%:8EL DORADO%:1:EHV: | 0.05167 | Yes
GEN-2024-132 | 04 SOUTHEAST | G00ALL 29SP | 337376 7SAREPTA% 345 337562 7EL DORADO 345 1 | P12:500:EES:8MT_OLIVE%:8EL DORADO%:1:EHV: | 0.05167 | Yes
GEN-2024-132 | 04 SOUTHEAST | G00ALL 29SP | 337643 8SHERIDAN% 500 337808 8MABELVALE% 500 1 | P12:500:EES:8MT_OLIVE%:8EL DORADO%:1:EHV: | 0.052 | Yes
GEN-2024-132 | 04 SOUTHEAST | G00ALL 29SP | 337376 7SAREPTA% 345 788340 G24-379-TAP 345 1 | P12:500:EES:8MT_OLIVE%:8EL DORADO%:1:EHV: | 0.06023 | Yes
GEN-2024-132 | 04 SOUTHEAST | G00ALL 29SP | 337561 8EL DORADO% 500 337643 8SHERIDAN% 500 1 | P12:500:EES:8MT_OLIVE%:8EL DORADO%:1:EHV: | 0.0504 | Yes
GEN-2024-132 | 04 SOUTHEAST | G00ALL 29SP | 337651 8WHT BLUFF% 500 337957 8KEO% 500 1 | P12:500:EES:8SHERIDAN%:8MABELVALE%:1:EHV: | 0.08061 | Yes
GEN-2024-132 | 04 SOUTHEAST | G00ALL 29SP | 337643 8SHERIDAN% 500 337651 8WHT BLUFF% 500 1 | P12:500:EES:8SHERIDAN%:8MABELVALE%:1:EHV: | 0.0832 | Yes
GEN-2024-132 | 04 SOUTHEAST | G00ALL 29SP | 337561 8EL DORADO% 500 337643 8SHERIDAN% 500 1 | P12:500:EES:8SHERIDAN%:8MAGNETCOVE%:1:EHV: | 0.07546 | Yes
GEN-2024-132 | 04 SOUTHEAST | G00ALL 29SP | 337643 8SHERIDAN% 500 337808 8MABELVALE% 500 1 | P12:500:EES:8WHT BLUFF%:8KEO%:1:EHV: | 0.08558 | Yes
GEN-2024-132 | 04 SOUTHEAST | G00ALL 29SP | 337643 8SHERIDAN% 500 337808 8MABELVALE% 500 1 | P12:500:EES:8WRIGHTSVLE%:1OSWALD C1:1OSWALD C31OSWALD C51OSWALD S11OSWALD C71OSWALD S21:EHV: | 0.05586 | Yes
GEN-2024-132 | 04 SOUTHEAST | G00ALL 29SP | 337651 8WHT BLUFF% 500 337957 8KEO% 500 1 | P12:500:EES:8WRIGHTSVLE%:8KEO%:1:EHV: | 0.05142 | Yes
GEN-2024-132 | 04 SOUTHEAST | G00ALL 29SP | 337376 7SAREPTA% 345 788340 G24-379-TAP 345 1 | P12:500:OKGE-EES:BKRBKR3170:::EHV: | 0.05519 | Yes
GEN-2024-132 | 04 SOUTHEAST | G00ALL 29SP | 337561 8EL DORADO% 500 998422 8EL DORADO% 345 2 | P21:500:EES:8MT_OLIVE%:LAYFLD8:1:EHV: | 0.05052 | Yes
GEN-2024-132 | 04 SOUTHEAST | G00ALL 29SP | 337562 7EL DORADO 345 998422 8EL DORADO% 345 2 | P21:500:EES:8MT_OLIVE%:LAYFLD8:1:EHV: | 0.05052 | Yes
GEN-2024-132 | 04 SOUTHEAST | G00ALL 29SP | 337376 7SAREPTA% 345 337562 7EL DORADO 345 1 | P21:500:EES:8MT_OLIVE%:LAYFLD8:1:EHV: | 0.05052 | Yes
GEN-2024-132 | 04 SOUTHEAST | G00ALL 29SP | 337643 8SHERIDAN% 500 337808 8MABELVALE% 500 1 | P21:500:EES:8MT_OLIVE%:LAYFLD8:1:EHV: | 0.05237 | Yes
GEN-2024-132 | 04 SOUTHEAST | G00ALL 29SP | 337376 7SAREPTA% 345 788340 G24-379-TAP 345 1 | P21:500:EES:8MT_OLIVE%:LAYFLD8:1:EHV: | 0.06092 | Yes
GEN-2024-132 | 04 SOUTHEAST | G00ALL 29SP | 337561 8EL DORADO% 500 337643 8SHERIDAN% 500 1 | P21:500:EES:8MT_OLIVE%:LAYFLD8:1:EHV: | 0.05109 | Yes
GEN-2024-132 | 04 SOUTHEAST | G00ALL 29SP | 337561 8EL DORADO% 500 998422 8EL DORADO% 345 2 | P22:500:EES:MOUNTOLIVE:WESTBUS::EHV: | 0.05052 | Yes
GEN-2024-132 | 04 SOUTHEAST | G00ALL 29SP | 337562 7EL DORADO 345 998422 8EL DORADO% 345 2 | P22:500:EES:MOUNTOLIVE:WESTBUS::EHV: | 0.05052 | Yes
GEN-2024-132 | 04 SOUTHEAST | G00ALL 29SP | 337376 7SAREPTA% 345 337562 7EL DORADO 345 1 | P22:500:EES:MOUNTOLIVE:WESTBUS::EHV: | 0.05052 | Yes
GEN-2024-132 | 04 SOUTHEAST | G00ALL 29SP | 337643 8SHERIDAN% 500 337808 8MABELVALE% 500 1 | P22:500:EES:MOUNTOLIVE:WESTBUS::EHV: | 0.05237 | Yes
GEN-2024-132 | 04 SOUTHEAST | G00ALL 29SP | 337376 7SAREPTA% 345 788340 G24-379-TAP 345 1 | P22:500:EES:MOUNTOLIVE:WESTBUS::EHV: | 0.06092 | Yes
GEN-2024-132 | 04 SOUTHEAST | G00ALL 29SP | 337561 8EL DORADO% 500 337643 8SHERIDAN% 500 1 | P22:500:EES:MOUNTOLIVE:WESTBUS::EHV: | 0.05109 | Yes
GEN-2024-132 | 04 SOUTHEAST | G00ALL 29SP | 337643 8SHERIDAN% 500 337763 8MAGNETCOVE% 500 1 | P23:500:EES:EL DORADO EHV:B9242::EHV: | 0.06977 | Yes
GEN-2024-132 | 04 SOUTHEAST | G00ALL 29SP | 337561 8EL DORADO% 500 337643 8SHERIDAN% 500 1 | P23:500:EES:MAGNETCOVE:B7435::EHV: | 0.07546 | Yes
GEN-2024-132 | 04 SOUTHEAST | G00ALL 29SP | 337561 8EL DORADO% 500 337643 8SHERIDAN% 500 1 | P23:500:EES:MAGNETCOVE:B7446::EHV: | 0.07546 | Yes
GEN-2024-132 | 04 SOUTHEAST | G00ALL 29SP | 337561 8EL DORADO% 500 998422 8EL DORADO% 345 2 | P23:500:EES:MOUNTSOLIVE:R3976::EHV: | 0.05194 | Yes
GEN-2024-132 | 04 SOUTHEAST | G00ALL 29SP | 337562 7EL DORADO 345 998422 8EL DORADO% 345 2 | P23:500:EES:MOUNTSOLIVE:R3976::EHV: | 0.05194 | Yes
GEN-2024-132 | 04 SOUTHEAST | G00ALL 29SP | 337376 7SAREPTA% 345 337562 7EL DORADO 345 1 | P23:500:EES:MOUNTSOLIVE:R3976::EHV: | 0.05194 | Yes
GEN-2024-132 | 04 SOUTHEAST | G00ALL 29SP | 337643 8SHERIDAN% 500 337808 8MABELVALE% 500 1 | P23:500:EES:MOUNTSOLIVE:R3976::EHV: | 0.05157 | Yes
GEN-2024-132 | 04 SOUTHEAST | G00ALL 29SP | 337376 7SAREPTA% 345 788340 G24-379-TAP 345 1 | P23:500:EES:MOUNTSOLIVE:R3976::EHV: | 0.06131 | Yes
GEN-2024-132 | 04 SOUTHEAST | G00ALL 29SP | 337643 8SHERIDAN% 500 337808 8MABELVALE% 500 1 | P23:500:EES:PERRYVILLE:R9872::EHV: | 0.0578 | Yes
GEN-2024-132 | 04 SOUTHEAST | G00ALL 29SP | 337376 7SAREPTA% 345 788340 G24-379-TAP 345 1 | P23:500:EES:PERRYVILLE:R9872::EHV: | 0.05483 | Yes
GEN-2024-132 | 04 SOUTHEAST | G00ALL 29SP | 337561 8EL DORADO% 500 337643 8SHERIDAN% 500 1 | P23:500:EES:PERRYVILLE:R9872::EHV: | 0.05886 | Yes
GEN-2024-132 | 04 SOUTHEAST | G00ALL 29SP | 337651 8WHT BLUFF% 500 337957 8KEO% 500 1 | P23:500:EES:WRIGHTSVILLE:B8206::EHV: | 0.05059 | Yes
GEN-2024-132 | 04 SOUTHEAST | G00ALL 29SP | 337651 8WHT BLUFF% 500 337957 8KEO% 500 1 | P23:500:EES:WRIGHTSVILLE:B8214::EHV: | 0.05142 | Yes
GEN-2024-132 | 04 SOUTHEAST | G00ALL 29SP | 337651 8WHT BLUFF% 500 337957 8KEO% 500 1 | P23:500:EES-EAI:8WRIGHTSVLE%:2::EHV: | 0.05059 | Yes
GEN-2024-132 | 04 SOUTHEAST | G00ALL 29SP | 337651 8WHT BLUFF% 500 337957 8KEO% 500 1 | P23:500:EES-EAI:8WRIGHTSVLE%:6::EHV: | 0.05142 | Yes
GEN-2024-132 | 04 SOUTHEAST | G00ALL 29SP | 337376 7SAREPTA% 345 788340 G24-379-TAP 345 1 | P23:500:EES-EAI:ARK_NU:B5106::EHV: | 0.05502 | Yes
GEN-2024-132 | 04 SOUTHEAST | G00ALL 29SP | 337643 8SHERIDAN% 500 337808 8MABELVALE% 500 1 | P23:500:EES-EAI:KEO:B4911::EHV: | 0.0791 | Yes
GEN-2024-132 | 04 SOUTHEAST | G00ALL 29SP | 337643 8SHERIDAN% 500 337808 8MABELVALE% 500 1 | P23:500:EES-EAI:KEO:B4921::EHV: | 0.06735 | Yes
GEN-2024-132 | 04 SOUTHEAST | G00ALL 29SP | 337651 8WHT BLUFF% 500 337957 8KEO% 500 1 | P23:500:EES-EAI:MABELV:B5918::EHV: | 0.06978 | Yes
GEN-2024-132 | 04 SOUTHEAST | G00ALL 29SP | 337643 8SHERIDAN% 500 337651 8WHT BLUFF% 500 1 | P23:500:EES-EAI:MABELV:B5918::EHV: | 0.07655 | Yes
GEN-2024-132 | 04 SOUTHEAST | G00ALL 29SP | 337651 8WHT BLUFF% 500 337957 8KEO% 500 1 | P23:500:EES-EAI:MABELV:B5922::EHV: | 0.07951 | Yes
GEN-2024-132 | 04 SOUTHEAST | G00ALL 29SP | 337643 8SHERIDAN% 500 337651 8WHT BLUFF% 500 1 | P23:500:EES-EAI:MABELV:B5922::EHV: | 0.08222 | Yes
GEN-2024-132 | 04 SOUTHEAST | G00ALL 29SP | 337561 8EL DORADO% 500 337643 8SHERIDAN% 500 1 | P23:500:EES-EAI:PD_2:MAGNET:XF:EHV: | 0.07546 | Yes
GEN-2024-132 | 04 SOUTHEAST | G00ALL 29SP | 337643 8SHERIDAN% 500 337763 8MAGNETCOVE% 500 1 | P23:500:EES-EAI:SH_EHV:B5014::EHV: | 0.06527 | Yes
GEN-2024-132 | 04 SOUTHEAST | G00ALL 29SP | 337753 8HS EHV% 500 337754 8ETTA% 500 1 | P23:500:EES-EAI:SH_EHV:B5014::EHV: | 0.05899 | Yes
GEN-2024-132 | 04 SOUTHEAST | G00ALL 29SP | 337561 8EL DORADO% 500 337643 8SHERIDAN% 500 1 | P23:500:EES-EAI:SH_EHV:B5018::EHV: | 0.07075 | Yes
GEN-2024-132 | 04 SOUTHEAST | G00ALL 29SP | 337651 8WHT BLUFF% 500 337957 8KEO% 500 1 | P23:500:EES-EAI:SH_EHV:B5022::EHV: | 0.06445 | Yes
GEN-2024-132 | 04 SOUTHEAST | G00ALL 29SP | 337643 8SHERIDAN% 500 337651 8WHT BLUFF% 500 1 | P23:500:EES-EAI:SH_EHV:B5022::EHV: | 0.06198 | Yes
GEN-2024-132 | 04 SOUTHEAST | G00ALL 29SP | 337651 8WHT BLUFF% 500 337957 8KEO% 500 1 | P23:500:EES-EAI:SH_EHV:B5026::EHV: | 0.0702 | Yes
GEN-2024-132 | 04 SOUTHEAST | G00ALL 29SP | 337561 8EL DORADO% 500 337643 8SHERIDAN% 500 1 | P23:500:EES-EAI:SH_EHV:B5026::EHV: | 0.06793 | Yes
GEN-2024-132 | 04 SOUTHEAST | G00ALL 29SP | 337643 8SHERIDAN% 500 337651 8WHT BLUFF% 500 1 | P23:500:EES-EAI:SH_EHV:B5026::EHV: | 0.06793 | Yes
GEN-2024-132 | 04 SOUTHEAST | G00ALL 29SP | 337376 7SAREPTA% 345 788340 G24-379-TAP 345 1 | P42:500:OKGE:SB_FTTH8585:::EHV: | 0.05521 | Yes
GEN-2024-132 | 04 SOUTHEAST | G00ALL 29SP | 345203 5MINER 1 161 345205 5COMS 161 1 | 505428 SIKESTN5 161 505432 SIKGEN 1 13.8 1 | 0.08304 | Yes
GEN-2024-132 | 04 SOUTHEAST | G00ALL 29SP | 337643 8SHERIDAN% 500 337808 8MABELVALE% 500 1 | 507768 SWSHRV9 765 515049 SEMINOLE9 765 1 | 0.06613 | Yes
GEN-2024-132 | 04 SOUTHEAST | G00ALL 29SP | 337376 7SAREPTA% 345 788340 G24-379-TAP 345 1 | 508562 PIRKEY 4 138 922513 G22-GR1-MAIN 138 1 | 0.05591 | Yes
GEN-2024-132 | 04 SOUTHEAST | G00ALL 29SP | 337376 7SAREPTA% 345 788340 G24-379-TAP 345 1 | 776060 G23-204-TAP 345 776061 GEN-2023-204 345 1 | 0.05591 | Yes
GEN-2024-132 | 04 SOUTHEAST | G00ALL 29SP | 337376 7SAREPTA% 345 788340 G24-379-TAP 345 1 | 776061 GEN-2023-204 345 776064 G23-204GEN1 23.5 1 | 0.05591 | Yes
GEN-2024-132 | 04 SOUTHEAST | G00ALL 29SP | 337376 7SAREPTA% 345 788340 G24-379-TAP 345 1 | 776061 GEN-2023-204 345 776067 G23-204GEN2 23.5 1 | 0.05591 | Yes
GEN-2024-132 | 04 SOUTHEAST | G00ALL 29SP | 337643 8SHERIDAN% 500 337808 8MABELVALE% 500 1 | Base Case | 0.05586 | Yes
GEN-2024-132 | 04 SOUTHEAST | G00ALL 29SP | 337376 7SAREPTA% 345 788340 G24-379-TAP 345 1 | Base Case | 0.05591 | Yes
GEN-2024-132 | 04 SOUTHEAST | G00ALL 29SP | 337561 8EL DORADO% 500 337643 8SHERIDAN% 500 1 | Base Case | 0.05594 | Yes
GEN-2024-132 | 04 SOUTHEAST | G00ALL 29SP | 337376 7SAREPTA% 345 788340 G24-379-TAP 345 1 | GEN-2023-204_POI_776060_Generator_outage | 0.05591 | Yes
GEN-2024-132 | 04 SOUTHEAST | G00ALL 29SP | 337376 7SAREPTA% 345 788340 G24-379-TAP 345 1 | GEN509416 1 | 0.05591 | Yes
GEN-2024-132 | 04 SOUTHEAST | G00ALL 29SP | 337376 7SAREPTA% 345 788340 G24-379-TAP 345 1 | GEN509416 1_Dup1 | 0.05591 | Yes
GEN-2024-177 | 04 SOUTHEAST | G04 29SP | 500430 IPAPER 4 138 507765 WALLAKE4 138 1 | P11:13.8:CLEC::G1IPM13-8:1 | 0.05841 | Yes
GEN-2024-177 | 04 SOUTHEAST | G04 29SP | 337753 8HS EHV% 500 337754 8ETTA% 500 1 | P11:16:EES:1TRACTBEL C1:1::EHV: | 0.05849 | Yes
GEN-2024-177 | 04 SOUTHEAST | G04 29SP | 337753 8HS EHV% 500 337763 8MAGNETCOVE% 500 1 | P11:16:EES:1TRACTBEL C1:1::EHV: | 0.05334 | Yes
GEN-2024-177 | 04 SOUTHEAST | G04 29SP | 337753 8HS EHV% 500 337763 8MAGNETCOVE% 500 1 | P11:18:EES:1DUKE HS C1:1::EHV: | 0.05334 | Yes
GEN-2024-177 | 04 SOUTHEAST | G04 29SP | 337376 7SAREPTA% 345 788340 G24-379-TAP 345 1 | P11:18:EES:1DUKE HS C1:1::EHV: | 0.12398 | Yes
GEN-2024-177 | 04 SOUTHEAST | G04 29SP | 335368 8WELLS% 500 335500 8WEBRE% 500 1 | P11:18:EES:1GOXY U1:1::EHV: | 0.05052 | Yes
GEN-2024-177 | 04 SOUTHEAST | G04 29SP | 335368 8WELLS% 500 335500 8WEBRE% 500 1 | P11:18:EES:1J396SCPS 1A:1::EHV: | 0.05052 | Yes
GEN-2024-177 | 04 SOUTHEAST | G04 29SP | 337368 8MT_OLIVE% 500 337561 8EL DORADO% 500 1 | P11:18:EES:1J472MCPS G2:1::EHV: | 0.06732 | Yes
GEN-2024-177 | 04 SOUTHEAST | G04 29SP | 337368 8MT_OLIVE% 500 509366 LAYFLD8 500 1 | P11:18:EES:1J472MCPS G2:1::EHV: | 0.05918 | Yes
GEN-2024-177 | 04 SOUTHEAST | G04 29SP | 337368 8MT_OLIVE% 500 337561 8EL DORADO% 500 1 | P11:18:EES:1J484LCPS G1:1::EHV: | 0.06732 | Yes
GEN-2024-177 | 04 SOUTHEAST | G04 29SP | 337368 8MT_OLIVE% 500 509366 LAYFLD8 500 1 | P11:18:EES:1J484LCPS G1:1::EHV: | 0.05918 | Yes
GEN-2024-177 | 04 SOUTHEAST | G04 29SP | 500140 CARROLL6 230 500465 6LAYFLD 230 1 | P11:18:EES:1J484LCPS G1:1::EHV: | 0.07365 | Yes
GEN-2024-177 | 04 SOUTHEAST | G04 29SP | 500430 IPAPER 4 138 507765 WALLAKE4 138 1 | P11:18:EES:1J484LCPS G1:1::EHV: | 0.05841 | Yes
GEN-2024-177 | 04 SOUTHEAST | G04 29SP | 500430 IPAPER 4 138 500535 MANSFD RCT4 138 1 | P11:18:EES:1J484LCPS G1:1::EHV: | 0.05841 | Yes
GEN-2024-177 | 04 SOUTHEAST | G04 29SP | 500530 MANSFLD4 138 500535 MANSFD RCT4 138 2 | P11:18:EES:1J484LCPS G1:1::EHV: | 0.05841 | Yes
GEN-2024-177 | 04 SOUTHEAST | G04 29SP | 337515 8MCNEIL% 500 337754 8ETTA% 500 1 | P11:18:EES:1J484LCPS G1:1::EHV: | 0.05849 | Yes
GEN-2024-177 | 04 SOUTHEAST | G04 29SP | 337376 7SAREPTA% 345 788340 G24-379-TAP 345 1 | P11:18:EES:1PANDA C1:1::EHV: | 0.12398 | Yes
GEN-2024-177 | 04 SOUTHEAST | G04 29SP | 337515 8MCNEIL% 500 337754 8ETTA% 500 1 | P11:18:EES:1PANDA C1:1::EHV: | 0.05849 | Yes
GEN-2024-177 | 04 SOUTHEAST | G04 29SP | 337376 7SAREPTA% 345 788340 G24-379-TAP 345 1 | P11:18:EES:1PANDA C3:1::EHV: | 0.12398 | Yes
GEN-2024-177 | 04 SOUTHEAST | G04 29SP | 337376 7SAREPTA% 345 788340 G24-379-TAP 345 1 | P11:18:EES:1PANDA C5:1::EHV: | 0.12398 | Yes
GEN-2024-177 | 04 SOUTHEAST | G04 29SP | 337515 8MCNEIL% 500 337754 8ETTA% 500 1 | P11:18:EES:1PANDA C5:1::EHV: | 0.05849 | Yes
GEN-2024-177 | 04 SOUTHEAST | G04 29SP | 337376 7SAREPTA% 345 788340 G24-379-TAP 345 1 | P11:18:EES:1PANDA C7:1::EHV: | 0.12398 | Yes
GEN-2024-177 | 04 SOUTHEAST | G04 29SP | 337515 8MCNEIL% 500 337754 8ETTA% 500 1 | P11:18:EES:1PANDA C7:1::EHV: | 0.05849 | Yes
GEN-2024-177 | 04 SOUTHEAST | G04 29SP | 337368 8MT_OLIVE% 500 337561 8EL DORADO% 500 1 | P11:18:EES:J484LCPS:G1::EHV: | 0.06732 | Yes
GEN-2024-177 | 04 SOUTHEAST | G04 29SP | 337368 8MT_OLIVE% 500 509366 LAYFLD8 500 1 | P11:18:EES:J484LCPS:G1::EHV: | 0.05918 | Yes
GEN-2024-177 | 04 SOUTHEAST | G04 29SP | 337368 8MT_OLIVE% 500 337561 8EL DORADO% 500 1 | P11:18:EES:J484LCPS:G2::EHV: | 0.06732 | Yes
GEN-2024-177 | 04 SOUTHEAST | G04 29SP | 337368 8MT_OLIVE% 500 509366 LAYFLD8 500 1 | P11:18:EES:J484LCPS:G2::EHV: | 0.05918 | Yes
GEN-2024-177 | 04 SOUTHEAST | G04 29SP | 335368 8WELLS% 500 335500 8WEBRE% 500 1 | P11:21:EES:GYPSY:4 | 0.05052 | Yes
GEN-2024-177 | 04 SOUTHEAST | G04 29SP | 335368 8WELLS% 500 335500 8WEBRE% 500 1 | P11:21:EES:RVB:1 | 0.05052 | Yes
GEN-2024-177 | 04 SOUTHEAST | G04 29SP | 500140 CARROLL6 230 500465 6LAYFLD 230 1 | P11:21:EES:RVB:1 | 0.07365 | Yes
GEN-2024-177 | 04 SOUTHEAST | G04 29SP | 337368 8MT_OLIVE% 500 337561 8EL DORADO% 500 1 | P11:22:CLEC::G3MADISN:1 | 0.06732 | Yes
GEN-2024-177 | 04 SOUTHEAST | G04 29SP | 500140 CARROLL6 230 500465 6LAYFLD 230 1 | P11:22:CLEC::G3MADISN:1 | 0.07365 | Yes
GEN-2024-177 | 04 SOUTHEAST | G04 29SP | 500430 IPAPER 4 138 507765 WALLAKE4 138 1 | P11:22:CLEC::G3MADISN:1 | 0.05841 | Yes
GEN-2024-177 | 04 SOUTHEAST | G04 29SP | 500430 IPAPER 4 138 500535 MANSFD RCT4 138 1 | P11:22:CLEC::G3MADISN:1 | 0.05841 | Yes
GEN-2024-177 | 04 SOUTHEAST | G04 29SP | 509366 LAYFLD8 500 997454 LAYFLD AUTO 230 1 | P11:22:CLEC::G3MADISN:1 | 0.06171 | Yes
GEN-2024-177 | 04 SOUTHEAST | G04 29SP | 500465 6LAYFLD 230 997454 LAYFLD AUTO 230 1 | P11:22:CLEC::G3MADISN:1 | 0.06171 | Yes
GEN-2024-177 | 04 SOUTHEAST | G04 29SP | 500530 MANSFLD4 138 500535 MANSFD RCT4 138 2 | P11:22:CLEC::G3MADISN:1 | 0.05841 | Yes
GEN-2024-177 | 04 SOUTHEAST | G04 29SP | 337643 8SHERIDAN% 500 337808 8MABELVALE% 500 1 | P11:22:EES:1ANO U2:1::EHV: | 0.10274 | Yes
GEN-2024-177 | 04 SOUTHEAST | G04 29SP | 337643 8SHERIDAN% 500 337763 8MAGNETCOVE% 500 1 | P11:22:EES:1ANO U2:1::EHV: | 0.05334 | Yes
GEN-2024-177 | 04 SOUTHEAST | G04 29SP | 337753 8HS EHV% 500 337754 8ETTA% 500 1 | P11:22:EES:1ANO U2:1::EHV: | 0.05849 | Yes
GEN-2024-177 | 04 SOUTHEAST | G04 29SP | 337808 8MABELVALE% 500 337937 8MAYFLOWER% 500 1 | P11:22:EES:1ANO U2:1::EHV: | 0.05358 | Yes
GEN-2024-177 | 04 SOUTHEAST | G04 29SP | 337561 8EL DORADO% 500 337643 8SHERIDAN% 500 1 | P11:22:EES:1ANO U2:1::EHV: | 0.10553 | Yes
GEN-2024-177 | 04 SOUTHEAST | G04 29SP | 335368 8WELLS% 500 335500 8WEBRE% 500 1 | P11:22:EES:1RVR_BND_G1!:1::EHV: | 0.05052 | Yes
GEN-2024-177 | 04 SOUTHEAST | G04 29SP | 500140 CARROLL6 230 500465 6LAYFLD 230 1 | P11:22:EES:1RVR_BND_G1!:1::EHV: | 0.07365 | Yes
GEN-2024-177 | 04 SOUTHEAST | G04 29SP | 337561 8EL DORADO% 500 998422 8EL DORADO% 345 2 | P11:24:AEPW:TURKCOAL:::: | 0.09527 | Yes
GEN-2024-177 | 04 SOUTHEAST | G04 29SP | 337562 7EL DORADO 345 998422 8EL DORADO% 345 2 | P11:24:EES:TURKCOAL:1::EHV: | 0.09527 | Yes
GEN-2024-177 | 04 SOUTHEAST | G04 29SP | 337376 7SAREPTA% 345 337562 7EL DORADO 345 1 | P11:24:EES:TURKCOAL:1::EHV: | 0.09527 | Yes
GEN-2024-177 | 04 SOUTHEAST | G04 29SP | 335368 8WELLS% 500 335500 8WEBRE% 500 1 | P11:25:EES:1WAT U3!:1 & P12:HVEES6EXXON%6DOWNTOWN!1:HV: | 0.05052 | Yes
GEN-2024-177 | 04 SOUTHEAST | G04 29SP | 500140 CARROLL6 230 500465 6LAYFLD 230 1 | P11:25:EES:1WAT U3!:1 & P12:HVEES6EXXON%6DOWNTOWN!1:HV: | 0.07365 | Yes
GEN-2024-177 | 04 SOUTHEAST | G04 29SP | 335368 8WELLS% 500 335500 8WEBRE% 500 1 | P11:25:EES:1WAT U3!:1::HV: | 0.05052 | Yes
GEN-2024-177 | 04 SOUTHEAST | G04 29SP | 500140 CARROLL6 230 500465 6LAYFLD 230 1 | P11:25:EES:1WAT U3!:1::HV: | 0.07365 | Yes
GEN-2024-177 | 04 SOUTHEAST | G04 29SP | 335368 8WELLS% 500 335500 8WEBRE% 500 1 | P11:25:EES:WATERF:1 | 0.05052 | Yes
GEN-2024-177 | 04 SOUTHEAST | G04 29SP | 500140 CARROLL6 230 500465 6LAYFLD 230 1 | P11:25:EES:WATERF:1 | 0.07365 | Yes
GEN-2024-177 | 04 SOUTHEAST | G04 29SP | 337515 8MCNEIL% 500 337754 8ETTA% 500 1 | P11:25:EES:WATERF:1 | 0.05849 | Yes
GEN-2024-177 | 04 SOUTHEAST | G04 29SP | 337651 8WHT BLUFF% 500 337957 8KEO% 500 1 | P11:26:EES:1ISES U1:1::HV: | 0.05699 | Yes
GEN-2024-177 | 04 SOUTHEAST | G04 29SP | 335368 8WELLS% 500 335500 8WEBRE% 500 1 | P11:26:EES:1NMIL U4:1::HV: | 0.05052 | Yes
GEN-2024-177 | 04 SOUTHEAST | G04 29SP | 337643 8SHERIDAN% 500 337763 8MAGNETCOVE% 500 1 | P11:26:EES:1WHT BLUF U1:1::HV: | 0.05334 | Yes
GEN-2024-177 | 04 SOUTHEAST | G04 29SP | 337753 8HS EHV% 500 337754 8ETTA% 500 1 | P11:26:EES:1WHT BLUF U1:1::HV: | 0.05849 | Yes
GEN-2024-177 | 04 SOUTHEAST | G04 29SP | 337643 8SHERIDAN% 500 337651 8WHT BLUFF% 500 1 | P11:26:EES:1WHT BLUF U1:1::HV: | 0.05613 | Yes
GEN-2024-177 | 04 SOUTHEAST | G04 29SP | 337922 8P.HILL% 500 337937 8MAYFLOWER% 500 1 | P11:26:EES:1WHT BLUF U1:1::HV: | 0.05328 | Yes
GEN-2024-177 | 04 SOUTHEAST | G04 29SP | 337561 8EL DORADO% 500 337643 8SHERIDAN% 500 1 | P11:26:EES:1WHT BLUF U1:1::HV: | 0.10553 | Yes
GEN-2024-177 | 04 SOUTHEAST | G04 29SP | 337643 8SHERIDAN% 500 337763 8MAGNETCOVE% 500 1 | P11:26:EES:1WHT BLUF U2:1::HV: | 0.05334 | Yes
GEN-2024-177 | 04 SOUTHEAST | G04 29SP | 337753 8HS EHV% 500 337754 8ETTA% 500 1 | P11:26:EES:1WHT BLUF U2:1::HV: | 0.05849 | Yes
GEN-2024-177 | 04 SOUTHEAST | G04 29SP | 337643 8SHERIDAN% 500 337651 8WHT BLUFF% 500 1 | P11:26:EES:1WHT BLUF U2:1::HV: | 0.05613 | Yes
GEN-2024-177 | 04 SOUTHEAST | G04 29SP | 337922 8P.HILL% 500 337937 8MAYFLOWER% 500 1 | P11:26:EES:1WHT BLUF U2:1::HV: | 0.05328 | Yes
GEN-2024-177 | 04 SOUTHEAST | G04 29SP | 337561 8EL DORADO% 500 337643 8SHERIDAN% 500 1 | P11:26:EES:1WHT BLUF U2:1::HV: | 0.10553 | Yes
GEN-2024-177 | 04 SOUTHEAST | G04 29SP | 337376 7SAREPTA% 345 788340 G24-379-TAP 345 1 | P11:26:EES:1WHT BLUF U2:1::HV: | 0.12398 | Yes
GEN-2024-177 | 04 SOUTHEAST | G04 29SP | 337753 8HS EHV% 500 337763 8MAGNETCOVE% 500 1 | P11:26:EES:1WHT BLUF U2:1::HV: | 0.05334 | Yes
GEN-2024-177 | 04 SOUTHEAST | G04 29SP | 337651 8WHT BLUFF% 500 337957 8KEO% 500 1 | P11:26:EES:5ISES%:1ISES U1:1:HV: | 0.05699 | Yes
GEN-2024-177 | 04 SOUTHEAST | G04 29SP | 335368 8WELLS% 500 335500 8WEBRE% 500 1 | P11:26:EES:NINEMILE:U5 | 0.05052 | Yes
GEN-2024-177 | 04 SOUTHEAST | G04 29SP | 337909 8ANO% 500 515305 FTSMITH8 500 1 | P11:345:WERE:WOLFU1-GEN:EHV: | 0.08886 | Yes
GEN-2024-177 | 04 SOUTHEAST | G04 29SP | 337643 8SHERIDAN% 500 337763 8MAGNETCOVE% 500 1 | P12:115:EES:3HS EHV-E!:3WOODLAWN%:1:HV: | 0.05574 | Yes
GEN-2024-177 | 04 SOUTHEAST | G04 29SP | 337643 8SHERIDAN% 500 337763 8MAGNETCOVE% 500 1 | P12:115:EES-EAI:ARKOMA:TIGRBX:1 | 0.05512 | Yes
GEN-2024-177 | 04 SOUTHEAST | G04 29SP | 337643 8SHERIDAN% 500 337763 8MAGNETCOVE% 500 1 | P12:115:EES-EAI:HS_EHV:BUTERF:1 | 0.05574 | Yes
GEN-2024-177 | 04 SOUTHEAST | G04 29SP | 337909 8ANO% 500 515305 FTSMITH8 500 1 | P12:138:EES:8W.MEMPHIS%:8FREEPORTTN%:4BHAM STEEL1:HV: | 0.09026 | Yes
GEN-2024-177 | 04 SOUTHEAST | G04 29SP | 337808 8MABELVALE% 500 337937 8MAYFLOWER% 500 1 | P12:138:EES:8W.MEMPHIS%:8FREEPORTTN%:4BHAM STEEL1:HV: | 0.05461 | Yes
GEN-2024-177 | 04 SOUTHEAST | G04 29SP | 337515 8MCNEIL% 500 337754 8ETTA% 500 1 | P12:138:EES:8W.MEMPHIS%:8FREEPORTTN%:4BHAM STEEL1:HV: | 0.05729 | Yes
GEN-2024-177 | 04 SOUTHEAST | G04 29SP | 337922 8P.HILL% 500 337937 8MAYFLOWER% 500 1 | P12:161:EES:5MORILTON.E!:5P.HILL%:1:HV: | 0.05184 | Yes
GEN-2024-177 | 04 SOUTHEAST | G04 29SP | 337922 8P.HILL% 500 337937 8MAYFLOWER% 500 1 | P12:161:EES-EAI:5QUITMAN!:5P.HILL:1 | 0.05242 | Yes
GEN-2024-177 | 04 SOUTHEAST | G04 29SP | 337643 8SHERIDAN% 500 337808 8MABELVALE% 500 1 | P12:22:EES:8ANO%:1ANO U1:1:EHV: | 0.10274 | Yes
GEN-2024-177 | 04 SOUTHEAST | G04 29SP | 337643 8SHERIDAN% 500 337763 8MAGNETCOVE% 500 1 | P12:22:EES:8ANO%:1ANO U1:1:EHV: | 0.05334 | Yes
GEN-2024-177 | 04 SOUTHEAST | G04 29SP | 337753 8HS EHV% 500 337754 8ETTA% 500 1 | P12:22:EES:8ANO%:1ANO U1:1:EHV: | 0.05849 | Yes
GEN-2024-177 | 04 SOUTHEAST | G04 29SP | 337808 8MABELVALE% 500 337937 8MAYFLOWER% 500 1 | P12:22:EES:8ANO%:1ANO U1:1:EHV: | 0.05358 | Yes
GEN-2024-177 | 04 SOUTHEAST | G04 29SP | 337561 8EL DORADO% 500 337643 8SHERIDAN% 500 1 | P12:22:EES:8ANO%:1ANO U1:1:EHV: | 0.10553 | Yes
GEN-2024-177 | 04 SOUTHEAST | G04 29SP | 337643 8SHERIDAN% 500 337808 8MABELVALE% 500 1 | P12:22:EES:8ANO%:1ANO U2:1:EHV: | 0.10274 | Yes
GEN-2024-177 | 04 SOUTHEAST | G04 29SP | 337643 8SHERIDAN% 500 337763 8MAGNETCOVE% 500 1 | P12:22:EES:8ANO%:1ANO U2:1:EHV: | 0.05334 | Yes
GEN-2024-177 | 04 SOUTHEAST | G04 29SP | 337753 8HS EHV% 500 337754 8ETTA% 500 1 | P12:22:EES:8ANO%:1ANO U2:1:EHV: | 0.05849 | Yes
GEN-2024-177 | 04 SOUTHEAST | G04 29SP | 337808 8MABELVALE% 500 337937 8MAYFLOWER% 500 1 | P12:22:EES:8ANO%:1ANO U2:1:EHV: | 0.05358 | Yes
GEN-2024-177 | 04 SOUTHEAST | G04 29SP | 337561 8EL DORADO% 500 337643 8SHERIDAN% 500 1 | P12:22:EES:8ANO%:1ANO U2:1:EHV: | 0.10553 | Yes
GEN-2024-177 | 04 SOUTHEAST | G04 29SP | 500465 6LAYFLD 230 997454 LAYFLD AUTO 230 1 | P12:230:CLEC::COCODR 6:VILPLT 61:HV: | 0.06378 | Yes
GEN-2024-177 | 04 SOUTHEAST | G04 29SP | 509366 LAYFLD8 500 997454 LAYFLD AUTO 230 1 | P12:230:CLEC::COCODR 6:VILPLT 61:HV: | 0.06378 | Yes
GEN-2024-177 | 04 SOUTHEAST | G04 29SP | 509366 LAYFLD8 500 997454 LAYFLD AUTO 230 1 | P12:230:CLEC::COLFAX 6:RODEMR 61:HV: | 0.06633 | Yes
GEN-2024-177 | 04 SOUTHEAST | G04 29SP | 500465 6LAYFLD 230 997454 LAYFLD AUTO 230 1 | P12:230:CLEC::COLFAX 6:RODEMR 61:HV: | 0.06633 | Yes
GEN-2024-177 | 04 SOUTHEAST | G04 29SP | 500430 IPAPER 4 138 500535 MANSFD RCT4 138 1 | P12:230:CLEC::REDBAYOU_6:DOLHILL6:1 | 0.0586 | Yes
GEN-2024-177 | 04 SOUTHEAST | G04 29SP | 500530 MANSFLD4 138 500535 MANSFD RCT4 138 2 | P12:230:CLEC::REDBAYOU_6:DOLHILL6:1 | 0.0586 | Yes
GEN-2024-177 | 04 SOUTHEAST | G04 29SP | 500430 IPAPER 4 138 507765 WALLAKE4 138 1 | P12:230:CLEC::REDBAYOU_6:DOLHILL61:HV: | 0.0586 | Yes
GEN-2024-177 | 04 SOUTHEAST | G04 29SP | 500430 IPAPER 4 138 500535 MANSFD RCT4 138 1 | P12:230:CLEC::REDBAYOU_6:DOLHILL61:HV: | 0.0586 | Yes
GEN-2024-177 | 04 SOUTHEAST | G04 29SP | 500530 MANSFLD4 138 500535 MANSFD RCT4 138 2 | P12:230:CLEC::REDBAYOU_6:DOLHILL61:HV: | 0.0586 | Yes
GEN-2024-177 | 04 SOUTHEAST | G04 29SP | 337643 8SHERIDAN% 500 337808 8MABELVALE% 500 1 | P12:230:EES:6BOGALUS%:6SLIDEL!:6FAIRVW!6HAMMND!1:HV: | 0.10277 | Yes
GEN-2024-177 | 04 SOUTHEAST | G04 29SP | 337651 8WHT BLUFF% 500 337957 8KEO% 500 1 | P12:230:EES:6WOODWARD%:6WHT BLUFF!:1:HV: | 0.05676 | Yes
GEN-2024-177 | 04 SOUTHEAST | G04 29SP | 337643 8SHERIDAN% 500 337808 8MABELVALE% 500 1 | P12:230:EES:8HARTBRG%:8MT_OLIVE%:6LAYFLDLAYFLD11:HV: | 0.09476 | Yes
GEN-2024-177 | 04 SOUTHEAST | G04 29SP | 337561 8EL DORADO% 500 998422 8EL DORADO% 345 2 | P12:230:EES:8HARTBRG%:8MT_OLIVE%:6LAYFLDLAYFLD11:HV: | 0.10717 | Yes
GEN-2024-177 | 04 SOUTHEAST | G04 29SP | 337562 7EL DORADO 345 998422 8EL DORADO% 345 2 | P12:230:EES:8HARTBRG%:8MT_OLIVE%:6LAYFLDLAYFLD11:HV: | 0.10717 | Yes
GEN-2024-177 | 04 SOUTHEAST | G04 29SP | 337376 7SAREPTA% 345 337562 7EL DORADO 345 1 | P12:230:EES:8HARTBRG%:8MT_OLIVE%:6LAYFLDLAYFLD11:HV: | 0.10717 | Yes
GEN-2024-177 | 04 SOUTHEAST | G04 29SP | 337651 8WHT BLUFF% 500 337957 8KEO% 500 1 | P12:230:EES:8WHT BLUFF%:6WHT BLUFF!:1:HV: | 0.05676 | Yes
GEN-2024-177 | 04 SOUTHEAST | G04 29SP | 335368 8WELLS% 500 335500 8WEBRE% 500 1 | P12:230-21:EES:FCY:RVB | 0.05052 | Yes
GEN-2024-177 | 04 SOUTHEAST | G04 29SP | 335368 8WELLS% 500 335500 8WEBRE% 500 1 | P12:26:EES:69MILE%:1NMIL U4:1:HV: | 0.05052 | Yes
GEN-2024-177 | 04 SOUTHEAST | G04 29SP | 337643 8SHERIDAN% 500 337763 8MAGNETCOVE% 500 1 | P12:26:EES:8WHT BLUFF%:1WHT BLUF U1:1:HV: | 0.05334 | Yes
GEN-2024-177 | 04 SOUTHEAST | G04 29SP | 337753 8HS EHV% 500 337754 8ETTA% 500 1 | P12:26:EES:8WHT BLUFF%:1WHT BLUF U1:1:HV: | 0.05849 | Yes
GEN-2024-177 | 04 SOUTHEAST | G04 29SP | 337643 8SHERIDAN% 500 337651 8WHT BLUFF% 500 1 | P12:26:EES:8WHT BLUFF%:1WHT BLUF U1:1:HV: | 0.05613 | Yes
GEN-2024-177 | 04 SOUTHEAST | G04 29SP | 337922 8P.HILL% 500 337937 8MAYFLOWER% 500 1 | P12:26:EES:8WHT BLUFF%:1WHT BLUF U1:1:HV: | 0.05328 | Yes
GEN-2024-177 | 04 SOUTHEAST | G04 29SP | 337561 8EL DORADO% 500 337643 8SHERIDAN% 500 1 | P12:26:EES:8WHT BLUFF%:1WHT BLUF U1:1:HV: | 0.10553 | Yes
GEN-2024-177 | 04 SOUTHEAST | G04 29SP | 337643 8SHERIDAN% 500 337763 8MAGNETCOVE% 500 1 | P12:26:EES:8WHT BLUFF%:1WHT BLUF U2:1:HV: | 0.05334 | Yes
GEN-2024-177 | 04 SOUTHEAST | G04 29SP | 337753 8HS EHV% 500 337754 8ETTA% 500 1 | P12:26:EES:8WHT BLUFF%:1WHT BLUF U2:1:HV: | 0.05849 | Yes
GEN-2024-177 | 04 SOUTHEAST | G04 29SP | 337643 8SHERIDAN% 500 337651 8WHT BLUFF% 500 1 | P12:26:EES:8WHT BLUFF%:1WHT BLUF U2:1:HV: | 0.05613 | Yes
GEN-2024-177 | 04 SOUTHEAST | G04 29SP | 337922 8P.HILL% 500 337937 8MAYFLOWER% 500 1 | P12:26:EES:8WHT BLUFF%:1WHT BLUF U2:1:HV: | 0.05328 | Yes
GEN-2024-177 | 04 SOUTHEAST | G04 29SP | 337561 8EL DORADO% 500 337643 8SHERIDAN% 500 1 | P12:26:EES:8WHT BLUFF%:1WHT BLUF U2:1:HV: | 0.10553 | Yes
GEN-2024-177 | 04 SOUTHEAST | G04 29SP | 337376 7SAREPTA% 345 788340 G24-379-TAP 345 1 | P12:345:AEPW:SWSHV7:LONGWD7::: | 0.13355 | Yes
GEN-2024-177 | 04 SOUTHEAST | G04 29SP | 337561 8EL DORADO% 500 998422 8EL DORADO% 345 2 | P12:345:AEPW:TENRUSK7:TENGEN7::: | 0.10006 | Yes
GEN-2024-177 | 04 SOUTHEAST | G04 29SP | 337562 7EL DORADO 345 998422 8EL DORADO% 345 2 | P12:345:AEPW:TENRUSK7:TENGEN7::: | 0.10006 | Yes
GEN-2024-177 | 04 SOUTHEAST | G04 29SP | 337376 7SAREPTA% 345 337562 7EL DORADO 345 1 | P12:345:AEPW:TENRUSK7:TENGEN7::: | 0.10006 | Yes
GEN-2024-177 | 04 SOUTHEAST | G04 29SP | 500430 IPAPER 4 138 507765 WALLAKE4 138 1 | P12:345:CLEC-AEPW:DOLHILL7:SWSHV7::: | 0.06422 | Yes
GEN-2024-177 | 04 SOUTHEAST | G04 29SP | 500430 IPAPER 4 138 500535 MANSFD RCT4 138 1 | P12:345:CLEC-AEPW:DOLHILL7:SWSHV7::: | 0.06422 | Yes
GEN-2024-177 | 04 SOUTHEAST | G04 29SP | 500530 MANSFLD4 138 500535 MANSFD RCT4 138 2 | P12:345:CLEC-AEPW:DOLHILL7:SWSHV7::: | 0.06422 | Yes
GEN-2024-177 | 04 SOUTHEAST | G04 29SP | 337376 7SAREPTA% 345 788340 G24-379-TAP 345 1 | P12:345:CLEC-AEPW:DOLHILL7:SWSHV7::: | 0.1371 | Yes
GEN-2024-177 | 04 SOUTHEAST | G04 29SP | 500140 CARROLL6 230 500465 6LAYFLD 230 1 | P12:345:EES:TENRUSK7!:CROCKET7%:1:EHV: | 0.07632 | Yes
GEN-2024-177 | 04 SOUTHEAST | G04 29SP | 337376 7SAREPTA% 345 788340 G24-379-TAP 345 1 | P12:345:EES:TENRUSK7!:CROCKET7%:1:EHV: | 0.12701 | Yes
GEN-2024-177 | 04 SOUTHEAST | G04 29SP | 500430 IPAPER 4 138 507765 WALLAKE4 138 1 | P12:345:EES:TENRUSK7!:CROCKET7%:1:EHV: | 0.0589 | Yes
GEN-2024-177 | 04 SOUTHEAST | G04 29SP | 500430 IPAPER 4 138 500535 MANSFD RCT4 138 1 | P12:345:EES:TENRUSK7!:CROCKET7%:1:EHV: | 0.0589 | Yes
GEN-2024-177 | 04 SOUTHEAST | G04 29SP | 500530 MANSFLD4 138 500535 MANSFD RCT4 138 2 | P12:345:EES:TENRUSK7!:CROCKET7%:1:EHV: | 0.0589 | Yes
GEN-2024-177 | 04 SOUTHEAST | G04 29SP | 337561 8EL DORADO% 500 998422 8EL DORADO% 345 2 | P12:345:EES:TENRUSK7!:TENGEN 7!:1:EHV: | 0.10006 | Yes
GEN-2024-177 | 04 SOUTHEAST | G04 29SP | 337562 7EL DORADO 345 998422 8EL DORADO% 345 2 | P12:345:EES:TENRUSK7!:TENGEN 7!:1:EHV: | 0.10006 | Yes
GEN-2024-177 | 04 SOUTHEAST | G04 29SP | 337376 7SAREPTA% 345 337562 7EL DORADO 345 1 | P12:345:EES:TENRUSK7!:TENGEN 7!:1:EHV: | 0.10006 | Yes
GEN-2024-177 | 04 SOUTHEAST | G04 29SP | 337909 8ANO% 500 515305 FTSMITH8 500 1 | P12:500:EES:8ANO%:8P.HILL%:1:EHV: | 0.08037 | Yes
GEN-2024-177 | 04 SOUTHEAST | G04 29SP | 337808 8MABELVALE% 500 337909 8ANO% 500 1 | P12:500:EES:8ANO%:8P.HILL%:1:EHV: | 0.07836 | Yes
GEN-2024-177 | 04 SOUTHEAST | G04 29SP | 337368 8MT_OLIVE% 500 337561 8EL DORADO% 500 1 | P12:500:EES:8BXTRWILSON%:8PERRYVILLE%:1:EHV: | 0.06282 | Yes
GEN-2024-177 | 04 SOUTHEAST | G04 29SP | 337651 8WHT BLUFF% 500 337957 8KEO% 500 1 | P12:500:EES:8BXTRWILSON%:8PERRYVILLE%:1:EHV: | 0.05985 | Yes
GEN-2024-177 | 04 SOUTHEAST | G04 29SP | 335368 8WELLS% 500 335500 8WEBRE% 500 1 | P12:500:EES:8BXTRWILSON%:8PERRYVILLE%:1:EHV: | 0.05625 | Yes
GEN-2024-177 | 04 SOUTHEAST | G04 29SP | 337643 8SHERIDAN% 500 337763 8MAGNETCOVE% 500 1 | P12:500:EES:8BXTRWILSON%:8PERRYVILLE%:1:EHV: | 0.0552 | Yes
GEN-2024-177 | 04 SOUTHEAST | G04 29SP | 337368 8MT_OLIVE% 500 509366 LAYFLD8 500 1 | P12:500:EES:8BXTRWILSON%:8PERRYVILLE%:1:EHV: | 0.05439 | Yes
GEN-2024-177 | 04 SOUTHEAST | G04 29SP | 337643 8SHERIDAN% 500 337808 8MABELVALE% 500 1 | P12:500:EES:8BXTRWILSON%:8PERRYVILLE%:1:EHV: | 0.10603 | Yes
GEN-2024-177 | 04 SOUTHEAST | G04 29SP | 337753 8HS EHV% 500 337754 8ETTA% 500 1 | P12:500:EES:8BXTRWILSON%:8PERRYVILLE%:1:EHV: | 0.06093 | Yes
GEN-2024-177 | 04 SOUTHEAST | G04 29SP | 337561 8EL DORADO% 500 337643 8SHERIDAN% 500 1 | P12:500:EES:8BXTRWILSON%:8PERRYVILLE%:1:EHV: | 0.11045 | Yes
GEN-2024-177 | 04 SOUTHEAST | G04 29SP | 337643 8SHERIDAN% 500 337651 8WHT BLUFF% 500 1 | P12:500:EES:8BXTRWILSON%:8PERRYVILLE%:1:EHV: | 0.05963 | Yes
GEN-2024-177 | 04 SOUTHEAST | G04 29SP | 337561 8EL DORADO% 500 998422 8EL DORADO% 345 2 | P12:500:EES:8BXTRWILSON%:8PERRYVILLE%:1:EHV: | 0.09362 | Yes
GEN-2024-177 | 04 SOUTHEAST | G04 29SP | 337562 7EL DORADO 345 998422 8EL DORADO% 345 2 | P12:500:EES:8BXTRWILSON%:8PERRYVILLE%:1:EHV: | 0.09362 | Yes
GEN-2024-177 | 04 SOUTHEAST | G04 29SP | 337376 7SAREPTA% 345 337562 7EL DORADO 345 1 | P12:500:EES:8BXTRWILSON%:8PERRYVILLE%:1:EHV: | 0.09362 | Yes
GEN-2024-177 | 04 SOUTHEAST | G04 29SP | 337753 8HS EHV% 500 337763 8MAGNETCOVE% 500 1 | P12:500:EES:8BXTRWILSON%:8PERRYVILLE%:1:EHV: | 0.0552 | Yes
GEN-2024-177 | 04 SOUTHEAST | G04 29SP | 337643 8SHERIDAN% 500 337763 8MAGNETCOVE% 500 1 | P12:500:EES:8EL DORADO%:8SHERIDAN%:1:EHV: | 0.10964 | Yes
GEN-2024-177 | 04 SOUTHEAST | G04 29SP | 337753 8HS EHV% 500 337754 8ETTA% 500 1 | P12:500:EES:8EL DORADO%:8SHERIDAN%:1:EHV: | 0.1137 | Yes
GEN-2024-177 | 04 SOUTHEAST | G04 29SP | 337515 8MCNEIL% 500 337561 8EL DORADO% 500 1 | P12:500:EES:8EL DORADO%:8SHERIDAN%:1:EHV: | 0.09362 | Yes
GEN-2024-177 | 04 SOUTHEAST | G04 29SP | 337753 8HS EHV% 500 337763 8MAGNETCOVE% 500 1 | P12:500:EES:8EL DORADO%:8SHERIDAN%:1:EHV: | 0.10964 | Yes
GEN-2024-177 | 04 SOUTHEAST | G04 29SP | 337753 8HS EHV% 500 337763 8MAGNETCOVE% 500 1 | P12:500:EES:8ETTA%:8DUKE HS-1!:1:EHV: | 0.05334 | Yes
GEN-2024-177 | 04 SOUTHEAST | G04 29SP | 337561 8EL DORADO% 500 337643 8SHERIDAN% 500 1 | P12:500:EES:8HS EHV%:8ETTA%:1:EHV: | 0.14326 | Yes
GEN-2024-177 | 04 SOUTHEAST | G04 29SP | 337808 8MABELVALE% 500 337937 8MAYFLOWER% 500 1 | P12:500:EES:8KEO%:8HOLND BTM%:1:EHV: | 0.06131 | Yes
GEN-2024-177 | 04 SOUTHEAST | G04 29SP | 337909 8ANO% 500 337922 8P.HILL% 500 1 | P12:500:EES:8MABELVALE%:8ANO%:1:EHV: | 0.08237 | Yes
GEN-2024-177 | 04 SOUTHEAST | G04 29SP | 337922 8P.HILL% 500 337937 8MAYFLOWER% 500 1 | P12:500:EES:8MABELVALE%:8ANO%:1:EHV: | 0.08883 | Yes
GEN-2024-177 | 04 SOUTHEAST | G04 29SP | 337651 8WHT BLUFF% 500 337957 8KEO% 500 1 | P12:500:EES:8MABELVALE%:8WRIGHTSVLE%:1:EHV: | 0.05679 | Yes
GEN-2024-177 | 04 SOUTHEAST | G04 29SP | 337643 8SHERIDAN% 500 337651 8WHT BLUFF% 500 1 | P12:500:EES:8MABELVALE%:8WRIGHTSVLE%:1:EHV: | 0.05593 | Yes
GEN-2024-177 | 04 SOUTHEAST | G04 29SP | 337651 8WHT BLUFF% 500 337957 8KEO% 500 1 | P12:500:EES:8MT_OLIVE%:8EL DORADO%:1:EHV: | 0.05105 | Yes
GEN-2024-177 | 04 SOUTHEAST | G04 29SP | 500140 CARROLL6 230 500465 6LAYFLD 230 1 | P12:500:EES:8MT_OLIVE%:8EL DORADO%:1:EHV: | 0.05798 | Yes
GEN-2024-177 | 04 SOUTHEAST | G04 29SP | 337643 8SHERIDAN% 500 337808 8MABELVALE% 500 1 | P12:500:EES:8MT_OLIVE%:8EL DORADO%:1:EHV: | 0.09383 | Yes
GEN-2024-177 | 04 SOUTHEAST | G04 29SP | 337753 8HS EHV% 500 337754 8ETTA% 500 1 | P12:500:EES:8MT_OLIVE%:8EL DORADO%:1:EHV: | 0.05283 | Yes
GEN-2024-177 | 04 SOUTHEAST | G04 29SP | 337561 8EL DORADO% 500 998422 8EL DORADO% 345 2 | P12:500:EES:8MT_OLIVE%:8EL DORADO%:1:EHV: | 0.10782 | Yes
GEN-2024-177 | 04 SOUTHEAST | G04 29SP | 337562 7EL DORADO 345 998422 8EL DORADO% 345 2 | P12:500:EES:8MT_OLIVE%:8EL DORADO%:1:EHV: | 0.10782 | Yes
GEN-2024-177 | 04 SOUTHEAST | G04 29SP | 500430 IPAPER 4 138 507765 WALLAKE4 138 1 | P12:500:EES:8MT_OLIVE%:8EL DORADO%:1:EHV: | 0.05651 | Yes
GEN-2024-177 | 04 SOUTHEAST | G04 29SP | 500430 IPAPER 4 138 500535 MANSFD RCT4 138 1 | P12:500:EES:8MT_OLIVE%:8EL DORADO%:1:EHV: | 0.05651 | Yes
GEN-2024-177 | 04 SOUTHEAST | G04 29SP | 337376 7SAREPTA% 345 337562 7EL DORADO 345 1 | P12:500:EES:8MT_OLIVE%:8EL DORADO%:1:EHV: | 0.10782 | Yes
GEN-2024-177 | 04 SOUTHEAST | G04 29SP | 337561 8EL DORADO% 500 337643 8SHERIDAN% 500 1 | P12:500:EES:8MT_OLIVE%:8EL DORADO%:1:EHV: | 0.09271 | Yes
GEN-2024-177 | 04 SOUTHEAST | G04 29SP | 500530 MANSFLD4 138 500535 MANSFD RCT4 138 2 | P12:500:EES:8MT_OLIVE%:8EL DORADO%:1:EHV: | 0.05651 | Yes
GEN-2024-177 | 04 SOUTHEAST | G04 29SP | 337808 8MABELVALE% 500 337909 8ANO% 500 1 | P12:500:EES:8P.HILL%:8MAYFLOWER%:1:EHV: | 0.08196 | Yes
GEN-2024-177 | 04 SOUTHEAST | G04 29SP | 337651 8WHT BLUFF% 500 337957 8KEO% 500 1 | P12:500:EES:8SHERIDAN%:8MABELVALE%:1:EHV: | 0.12996 | Yes
GEN-2024-177 | 04 SOUTHEAST | G04 29SP | 337643 8SHERIDAN% 500 337651 8WHT BLUFF% 500 1 | P12:500:EES:8SHERIDAN%:8MABELVALE%:1:EHV: | 0.13557 | Yes
GEN-2024-177 | 04 SOUTHEAST | G04 29SP | 337561 8EL DORADO% 500 337643 8SHERIDAN% 500 1 | P12:500:EES:8SHERIDAN%:8MAGNETCOVE%:1:EHV: | 0.1316 | Yes
GEN-2024-177 | 04 SOUTHEAST | G04 29SP | 337643 8SHERIDAN% 500 337808 8MABELVALE% 500 1 | P12:500:EES:8SHERIDAN%:8WHT BLUFF%:1:EHV: | 0.14735 | Yes
GEN-2024-177 | 04 SOUTHEAST | G04 29SP | 337368 8MT_OLIVE% 500 337561 8EL DORADO% 500 1 | P12:500:EES:8STERLING%:8EL DORADO%:1:EHV: | 0.06127 | Yes
GEN-2024-177 | 04 SOUTHEAST | G04 29SP | 337643 8SHERIDAN% 500 337808 8MABELVALE% 500 1 | P12:500:EES:8STERLING%:8EL DORADO%:1:EHV: | 0.1056 | Yes
GEN-2024-177 | 04 SOUTHEAST | G04 29SP | 337376 7SAREPTA% 345 788340 G24-379-TAP 345 1 | P12:500:EES:8STERLING2%:8OUACHITA!:1:EHV: | 0.12398 | Yes
GEN-2024-177 | 04 SOUTHEAST | G04 29SP | 337515 8MCNEIL% 500 337754 8ETTA% 500 1 | P12:500:EES:8STERLING2%:8OUACHITA!:1:EHV: | 0.05849 | Yes
GEN-2024-177 | 04 SOUTHEAST | G04 29SP | 337808 8MABELVALE% 500 337937 8MAYFLOWER% 500 1 | P12:500:EES:8W.MEMPHIS%:8BHAM STEEL:1:EHV: | 0.05461 | Yes
GEN-2024-177 | 04 SOUTHEAST | G04 29SP | 337515 8MCNEIL% 500 337754 8ETTA% 500 1 | P12:500:EES:8W.MEMPHIS%:8BHAM STEEL:1:EHV: | 0.05729 | Yes
GEN-2024-177 | 04 SOUTHEAST | G04 29SP | 337643 8SHERIDAN% 500 337808 8MABELVALE% 500 1 | P12:500:EES:8WHT BLUFF%:8KEO%:1:EHV: | 0.14411 | Yes
GEN-2024-177 | 04 SOUTHEAST | G04 29SP | 337643 8SHERIDAN% 500 337763 8MAGNETCOVE% 500 1 | P12:500:EES:8WRIGHTSVLE%:1OSWALD C1:1OSWALD C31OSWALD C51OSWALD S11OSWALD C71OSWALD S21:EHV: | 0.05334 | Yes
GEN-2024-177 | 04 SOUTHEAST | G04 29SP | 337643 8SHERIDAN% 500 337808 8MABELVALE% 500 1 | P12:500:EES:8WRIGHTSVLE%:1OSWALD C1:1OSWALD C31OSWALD C51OSWALD S11OSWALD C71OSWALD S21:EHV: | 0.10274 | Yes
GEN-2024-177 | 04 SOUTHEAST | G04 29SP | 337651 8WHT BLUFF% 500 337957 8KEO% 500 1 | P12:500:EES:8WRIGHTSVLE%:8KEO%:1:EHV: | 0.05679 | Yes
GEN-2024-177 | 04 SOUTHEAST | G04 29SP | 337643 8SHERIDAN% 500 337651 8WHT BLUFF% 500 1 | P12:500:EES:8WRIGHTSVLE%:8KEO%:1:EHV: | 0.05594 | Yes
GEN-2024-177 | 04 SOUTHEAST | G04 29SP | 337368 8MT_OLIVE% 500 337561 8EL DORADO% 500 1 | P12:500:EES:FCY:MCKNIT:DANIEL1:EHV: | 0.0759 | Yes
GEN-2024-177 | 04 SOUTHEAST | G04 29SP | 337368 8MT_OLIVE% 500 509366 LAYFLD8 500 1 | P12:500:EES:FCY:MCKNIT:DANIEL1:EHV: | 0.06807 | Yes
GEN-2024-177 | 04 SOUTHEAST | G04 29SP | 337808 8MABELVALE% 500 337937 8MAYFLOWER% 500 1 | P12:500:EES-EAI:KEO:WMPEHV | 0.05522 | Yes
GEN-2024-177 | 04 SOUTHEAST | G04 29SP | 337909 8ANO% 500 515305 FTSMITH8 500 1 | P12:500:EES-EAI:WMPEHV:BHMSTL:BHMSTLNEWPORT:EHV: | 0.09026 | Yes
GEN-2024-177 | 04 SOUTHEAST | G04 29SP | 337808 8MABELVALE% 500 337937 8MAYFLOWER% 500 1 | P12:500:EES-EAI:WMPEHV:BHMSTL:BHMSTLNEWPORT:EHV: | 0.05461 | Yes
GEN-2024-177 | 04 SOUTHEAST | G04 29SP | 337515 8MCNEIL% 500 337754 8ETTA% 500 1 | P12:500:EES-EAI:WMPEHV:BHMSTL:BHMSTLNEWPORT:EHV: | 0.05729 | Yes
GEN-2024-177 | 04 SOUTHEAST | G04 29SP | 500430 IPAPER 4 138 507765 WALLAKE4 138 1 | P13:138:CLEC::CARROLL6:1:HV: | 0.05023 | Yes
GEN-2024-177 | 04 SOUTHEAST | G04 29SP | 500430 IPAPER 4 138 500535 MANSFD RCT4 138 1 | P13:138:CLEC::CARROLL6:1:HV: | 0.05023 | Yes
GEN-2024-177 | 04 SOUTHEAST | G04 29SP | 500530 MANSFLD4 138 500535 MANSFD RCT4 138 2 | P13:138:CLEC::CARROLL6:1:HV: | 0.05023 | Yes
GEN-2024-177 | 04 SOUTHEAST | G04 29SP | 500140 CARROLL6 230 500465 6LAYFLD 230 1 | P13:22:CLEC::G3MADISN:1:EHV: | 0.07365 | Yes
GEN-2024-177 | 04 SOUTHEAST | G04 29SP | 509366 LAYFLD8 500 997454 LAYFLD AUTO 230 1 | P13:22:CLEC::G3MADISN:1:EHV: | 0.06171 | Yes
GEN-2024-177 | 04 SOUTHEAST | G04 29SP | 500465 6LAYFLD 230 997454 LAYFLD AUTO 230 1 | P13:22:CLEC::G3MADISN:1:EHV: | 0.06171 | Yes
GEN-2024-177 | 04 SOUTHEAST | G04 29SP | 500430 IPAPER 4 138 507765 WALLAKE4 138 1 | P13:230,138:CLEC::CARROLL6::1 | 0.05023 | Yes
GEN-2024-177 | 04 SOUTHEAST | G04 29SP | 500430 IPAPER 4 138 500535 MANSFD RCT4 138 1 | P13:230,138:CLEC::CARROLL6::1 | 0.05023 | Yes
GEN-2024-177 | 04 SOUTHEAST | G04 29SP | 500530 MANSFLD4 138 500535 MANSFD RCT4 138 2 | P13:230,138:CLEC::CARROLL6::1 | 0.05023 | Yes
GEN-2024-177 | 04 SOUTHEAST | G04 29SP | 500140 CARROLL6 230 500465 6LAYFLD 230 1 | P13:230,22:CLEC::G3MADISN::1 | 0.07365 | Yes
GEN-2024-177 | 04 SOUTHEAST | G04 29SP | 509366 LAYFLD8 500 997454 LAYFLD AUTO 230 1 | P13:230,22:CLEC::G3MADISN::1 | 0.06171 | Yes
GEN-2024-177 | 04 SOUTHEAST | G04 29SP | 500465 6LAYFLD 230 997454 LAYFLD AUTO 230 1 | P13:230,22:CLEC::G3MADISN::1 | 0.06171 | Yes
GEN-2024-177 | 04 SOUTHEAST | G04 29SP | 500430 IPAPER 4 138 507765 WALLAKE4 138 1 | P13:230:CLEC::DOLHILL:1:HV: | 0.06422 | Yes
GEN-2024-177 | 04 SOUTHEAST | G04 29SP | 500430 IPAPER 4 138 500535 MANSFD RCT4 138 1 | P13:230:CLEC::DOLHILL:1:HV: | 0.06422 | Yes
GEN-2024-177 | 04 SOUTHEAST | G04 29SP | 500530 MANSFLD4 138 500535 MANSFD RCT4 138 2 | P13:230:CLEC::DOLHILL:1:HV: | 0.06422 | Yes
GEN-2024-177 | 04 SOUTHEAST | G04 29SP | 337376 7SAREPTA% 345 788340 G24-379-TAP 345 1 | P13:230:CLEC::DOLHILL:1:HV: | 0.1371 | Yes
GEN-2024-177 | 04 SOUTHEAST | G04 29SP | 500430 IPAPER 4 138 507765 WALLAKE4 138 1 | P13:345,230:CLEC::DOLHILL::1 | 0.06422 | Yes
GEN-2024-177 | 04 SOUTHEAST | G04 29SP | 500430 IPAPER 4 138 500535 MANSFD RCT4 138 1 | P13:345,230:CLEC::DOLHILL::1 | 0.06422 | Yes
GEN-2024-177 | 04 SOUTHEAST | G04 29SP | 500530 MANSFLD4 138 500535 MANSFD RCT4 138 2 | P13:345,230:CLEC::DOLHILL::1 | 0.06422 | Yes
GEN-2024-177 | 04 SOUTHEAST | G04 29SP | 337376 7SAREPTA% 345 788340 G24-379-TAP 345 1 | P13:345,230:CLEC::DOLHILL::1 | 0.1371 | Yes
GEN-2024-177 | 04 SOUTHEAST | G04 29SP | 337643 8SHERIDAN% 500 337763 8MAGNETCOVE% 500 1 | P21:115:EES:3HS EHV-E!:3BUTTERFIELD:1:HV: | 0.05574 | Yes
GEN-2024-177 | 04 SOUTHEAST | G04 29SP | 337922 8P.HILL% 500 337937 8MAYFLOWER% 500 1 | P21:161:EES:5BONO:5P.HILL%:1:HV: | 0.05242 | Yes
GEN-2024-177 | 04 SOUTHEAST | G04 29SP | 335368 8WELLS% 500 335500 8WEBRE% 500 1 | P21:230:EES:6FANCY_PT%:6RIVER_BEND:1:HV: | 0.05052 | Yes
GEN-2024-177 | 04 SOUTHEAST | G04 29SP | 509366 LAYFLD8 500 997454 LAYFLD AUTO 230 1 | P21:500:EES:8HARTBRG%:LAYFLD8:1:EHV: | 0.06073 | Yes
GEN-2024-177 | 04 SOUTHEAST | G04 29SP | 500465 6LAYFLD 230 997454 LAYFLD AUTO 230 1 | P21:500:EES:8HARTBRG%:LAYFLD8:1:EHV: | 0.06073 | Yes
GEN-2024-177 | 04 SOUTHEAST | G04 29SP | 337808 8MABELVALE% 500 337937 8MAYFLOWER% 500 1 | P21:500:EES:8KEO%:CHALKBLUFFPV:1:EHV: | 0.05522 | Yes
GEN-2024-177 | 04 SOUTHEAST | G04 29SP | 337515 8MCNEIL% 500 337754 8ETTA% 500 1 | P21:500:EES:8KEO%:CHALKBLUFFPV:1:EHV: | 0.05688 | Yes
GEN-2024-177 | 04 SOUTHEAST | G04 29SP | 500140 CARROLL6 230 500465 6LAYFLD 230 1 | P21:500:EES:8MT_OLIVE%:LAYFLD8:1:EHV: | 0.05334 | Yes
GEN-2024-177 | 04 SOUTHEAST | G04 29SP | 337643 8SHERIDAN% 500 337808 8MABELVALE% 500 1 | P21:500:EES:8MT_OLIVE%:LAYFLD8:1:EHV: | 0.09481 | Yes
GEN-2024-177 | 04 SOUTHEAST | G04 29SP | 500430 IPAPER 4 138 507765 WALLAKE4 138 1 | P21:500:EES:8MT_OLIVE%:LAYFLD8:1:EHV: | 0.05671 | Yes
GEN-2024-177 | 04 SOUTHEAST | G04 29SP | 337561 8EL DORADO% 500 998422 8EL DORADO% 345 2 | P21:500:EES:8MT_OLIVE%:LAYFLD8:1:EHV: | 0.10499 | Yes
GEN-2024-177 | 04 SOUTHEAST | G04 29SP | 337562 7EL DORADO 345 998422 8EL DORADO% 345 2 | P21:500:EES:8MT_OLIVE%:LAYFLD8:1:EHV: | 0.10499 | Yes
GEN-2024-177 | 04 SOUTHEAST | G04 29SP | 500430 IPAPER 4 138 500535 MANSFD RCT4 138 1 | P21:500:EES:8MT_OLIVE%:LAYFLD8:1:EHV: | 0.05671 | Yes
GEN-2024-177 | 04 SOUTHEAST | G04 29SP | 337376 7SAREPTA% 345 337562 7EL DORADO 345 1 | P21:500:EES:8MT_OLIVE%:LAYFLD8:1:EHV: | 0.10499 | Yes
GEN-2024-177 | 04 SOUTHEAST | G04 29SP | 500530 MANSFLD4 138 500535 MANSFD RCT4 138 2 | P21:500:EES:8MT_OLIVE%:LAYFLD8:1:EHV: | 0.05671 | Yes
GEN-2024-177 | 04 SOUTHEAST | G04 29SP | 337909 8ANO% 500 515305 FTSMITH8 500 1 | P21:500:EES:CHALKBLUFFPV:8W.MEMPHIS%:1:EHV: | 0.09082 | Yes
GEN-2024-177 | 04 SOUTHEAST | G04 29SP | 337808 8MABELVALE% 500 337937 8MAYFLOWER% 500 1 | P21:500:EES:CHALKBLUFFPV:8W.MEMPHIS%:1:EHV: | 0.05522 | Yes
GEN-2024-177 | 04 SOUTHEAST | G04 29SP | 337515 8MCNEIL% 500 337754 8ETTA% 500 1 | P21:500:EES:CHALKBLUFFPV:8W.MEMPHIS%:1:EHV: | 0.05688 | Yes
GEN-2024-177 | 04 SOUTHEAST | G04 29SP | 337909 8ANO% 500 515305 FTSMITH8 500 1 | P22:345:EES:MUSKOGE7!:::EHV: | 0.06475 | Yes
GEN-2024-177 | 04 SOUTHEAST | G04 29SP | 337561 8EL DORADO% 500 998422 8EL DORADO% 345 2 | P22:345:EES:TENGEN 7!:::EHV: | 0.10006 | Yes
GEN-2024-177 | 04 SOUTHEAST | G04 29SP | 337562 7EL DORADO 345 998422 8EL DORADO% 345 2 | P22:345:EES:TENGEN 7!:::EHV: | 0.10006 | Yes
GEN-2024-177 | 04 SOUTHEAST | G04 29SP | 337376 7SAREPTA% 345 337562 7EL DORADO 345 1 | P22:345:EES:TENGEN 7!:::EHV: | 0.10006 | Yes
GEN-2024-177 | 04 SOUTHEAST | G04 29SP | 337368 8MT_OLIVE% 500 337561 8EL DORADO% 500 1 | P22:345:EES:TENRUSK7!:::EHV: | 0.06716 | Yes
GEN-2024-177 | 04 SOUTHEAST | G04 29SP | 337368 8MT_OLIVE% 500 509366 LAYFLD8 500 1 | P22:345:EES:TENRUSK7!:::EHV: | 0.05831 | Yes
GEN-2024-177 | 04 SOUTHEAST | G04 29SP | 337376 7SAREPTA% 345 788340 G24-379-TAP 345 1 | P22:500:EES:8OUACHITA!:::EHV: | 0.12398 | Yes
GEN-2024-177 | 04 SOUTHEAST | G04 29SP | 337515 8MCNEIL% 500 337754 8ETTA% 500 1 | P22:500:EES:8OUACHITA!:::EHV: | 0.05849 | Yes
GEN-2024-177 | 04 SOUTHEAST | G04 29SP | 500140 CARROLL6 230 500465 6LAYFLD 230 1 | P22:500:EES:MOUNTOLIVE:WESTBUS::EHV: | 0.05334 | Yes
GEN-2024-177 | 04 SOUTHEAST | G04 29SP | 337643 8SHERIDAN% 500 337808 8MABELVALE% 500 1 | P22:500:EES:MOUNTOLIVE:WESTBUS::EHV: | 0.09481 | Yes
GEN-2024-177 | 04 SOUTHEAST | G04 29SP | 500430 IPAPER 4 138 507765 WALLAKE4 138 1 | P22:500:EES:MOUNTOLIVE:WESTBUS::EHV: | 0.05671 | Yes
GEN-2024-177 | 04 SOUTHEAST | G04 29SP | 337561 8EL DORADO% 500 998422 8EL DORADO% 345 2 | P22:500:EES:MOUNTOLIVE:WESTBUS::EHV: | 0.10499 | Yes
GEN-2024-177 | 04 SOUTHEAST | G04 29SP | 337562 7EL DORADO 345 998422 8EL DORADO% 345 2 | P22:500:EES:MOUNTOLIVE:WESTBUS::EHV: | 0.10499 | Yes
GEN-2024-177 | 04 SOUTHEAST | G04 29SP | 500430 IPAPER 4 138 500535 MANSFD RCT4 138 1 | P22:500:EES:MOUNTOLIVE:WESTBUS::EHV: | 0.05671 | Yes
GEN-2024-177 | 04 SOUTHEAST | G04 29SP | 337376 7SAREPTA% 345 337562 7EL DORADO 345 1 | P22:500:EES:MOUNTOLIVE:WESTBUS::EHV: | 0.10499 | Yes
GEN-2024-177 | 04 SOUTHEAST | G04 29SP | 500530 MANSFLD4 138 500535 MANSFD RCT4 138 2 | P22:500:EES:MOUNTOLIVE:WESTBUS::EHV: | 0.05671 | Yes
GEN-2024-177 | 04 SOUTHEAST | G04 29SP | 337753 8HS EHV% 500 337763 8MAGNETCOVE% 500 1 | P22:500:EES-EAI:8DUKE HS-1!:::EHV: | 0.05334 | Yes
GEN-2024-177 | 04 SOUTHEAST | G04 29SP | 337376 7SAREPTA% 345 788340 G24-379-TAP 345 1 | P23:345:AEPW:SW SHREVEPORT CB 10500 NBTB:::: | 0.12996 | Yes
GEN-2024-177 | 04 SOUTHEAST | G04 29SP | 509366 LAYFLD8 500 997454 LAYFLD AUTO 230 1 | P23:345:AEPW:SW SHREVEPORT CB 10500 NBTB:::: | 0.06276 | Yes
GEN-2024-177 | 04 SOUTHEAST | G04 29SP | 500465 6LAYFLD 230 997454 LAYFLD AUTO 230 1 | P23:345:AEPW:SW SHREVEPORT CB 10500 NBTB:::: | 0.06276 | Yes
GEN-2024-177 | 04 SOUTHEAST | G04 29SP | 337368 8MT_OLIVE% 500 337561 8EL DORADO% 500 1 | P23:345:AEPW:TENASKA CB 12840 NBTB:::: | 0.06716 | Yes
GEN-2024-177 | 04 SOUTHEAST | G04 29SP | 337368 8MT_OLIVE% 500 509366 LAYFLD8 500 1 | P23:345:AEPW:TENASKA CB 12840 NBTB:::: | 0.05831 | Yes
GEN-2024-177 | 04 SOUTHEAST | G04 29SP | 337368 8MT_OLIVE% 500 337561 8EL DORADO% 500 1 | P23:345:AEPW:TENASKA CB 12850 NBTB:::: | 0.06663 | Yes
GEN-2024-177 | 04 SOUTHEAST | G04 29SP | 337368 8MT_OLIVE% 500 509366 LAYFLD8 500 1 | P23:345:AEPW:TENASKA CB 12850 NBTB:::: | 0.05778 | Yes
GEN-2024-177 | 04 SOUTHEAST | G04 29SP | 337368 8MT_OLIVE% 500 509366 LAYFLD8 500 1 | P23:345:AEPW:TENASKA CB 12860 NBTB:::: | 0.0616 | Yes
GEN-2024-177 | 04 SOUTHEAST | G04 29SP | 337561 8EL DORADO% 500 998422 8EL DORADO% 345 2 | P23:345:AEPW:WELSH CB 11680 NBTB:::: | 0.10306 | Yes
GEN-2024-177 | 04 SOUTHEAST | G04 29SP | 337562 7EL DORADO 345 998422 8EL DORADO% 345 2 | P23:345:AEPW:WELSH CB 11680 NBTB:::: | 0.10306 | Yes
GEN-2024-177 | 04 SOUTHEAST | G04 29SP | 337376 7SAREPTA% 345 337562 7EL DORADO 345 1 | P23:345:AEPW:WELSH CB 11680 NBTB:::: | 0.10306 | Yes
GEN-2024-177 | 04 SOUTHEAST | G04 29SP | 337368 8MT_OLIVE% 500 509366 LAYFLD8 500 1 | P23:345:EES::7ROCKYCRK%:1:EHV: | 0.05375 | Yes
GEN-2024-177 | 04 SOUTHEAST | G04 29SP | 500140 CARROLL6 230 500465 6LAYFLD 230 1 | P23:345:EES::7ROCKYCRK%:1:EHV: | 0.07775 | Yes
GEN-2024-177 | 04 SOUTHEAST | G04 29SP | 337376 7SAREPTA% 345 788340 G24-379-TAP 345 1 | P23:345:EES::7ROCKYCRK%:1:EHV: | 0.12864 | Yes
GEN-2024-177 | 04 SOUTHEAST | G04 29SP | 500430 IPAPER 4 138 507765 WALLAKE4 138 1 | P23:345:EES::7ROCKYCRK%:1:EHV: | 0.05917 | Yes
GEN-2024-177 | 04 SOUTHEAST | G04 29SP | 500430 IPAPER 4 138 500535 MANSFD RCT4 138 1 | P23:345:EES::7ROCKYCRK%:1:EHV: | 0.05917 | Yes
GEN-2024-177 | 04 SOUTHEAST | G04 29SP | 500530 MANSFLD4 138 500535 MANSFD RCT4 138 2 | P23:345:EES::7ROCKYCRK%:1:EHV: | 0.05917 | Yes
GEN-2024-177 | 04 SOUTHEAST | G04 29SP | 500465 6LAYFLD 230 997454 LAYFLD AUTO 230 1 | P23:345:EES::7ROCKYCRK%:1:EHV: | 0.06484 | Yes
GEN-2024-177 | 04 SOUTHEAST | G04 29SP | 509366 LAYFLD8 500 997454 LAYFLD AUTO 230 1 | P23:345:EES::7ROCKYCRK%:1:EHV: | 0.06484 | Yes
GEN-2024-177 | 04 SOUTHEAST | G04 29SP | 337643 8SHERIDAN% 500 337763 8MAGNETCOVE% 500 1 | P23:500:EES:EL DORADO EHV:B9242::EHV: | 0.10964 | Yes
GEN-2024-177 | 04 SOUTHEAST | G04 29SP | 337753 8HS EHV% 500 337754 8ETTA% 500 1 | P23:500:EES:EL DORADO EHV:B9242::EHV: | 0.1137 | Yes
GEN-2024-177 | 04 SOUTHEAST | G04 29SP | 337515 8MCNEIL% 500 337561 8EL DORADO% 500 1 | P23:500:EES:EL DORADO EHV:B9242::EHV: | 0.09362 | Yes
GEN-2024-177 | 04 SOUTHEAST | G04 29SP | 337753 8HS EHV% 500 337763 8MAGNETCOVE% 500 1 | P23:500:EES:EL DORADO EHV:B9242::EHV: | 0.10964 | Yes
GEN-2024-177 | 04 SOUTHEAST | G04 29SP | 509366 LAYFLD8 500 997454 LAYFLD AUTO 230 1 | P23:500:EES:HARTBURG:13670::EHV: | 0.06082 | Yes
GEN-2024-177 | 04 SOUTHEAST | G04 29SP | 500465 6LAYFLD 230 997454 LAYFLD AUTO 230 1 | P23:500:EES:HARTBURG:13670::EHV: | 0.06082 | Yes
GEN-2024-177 | 04 SOUTHEAST | G04 29SP | 337922 8P.HILL% 500 337937 8MAYFLOWER% 500 1 | P23:500:EES:MAGNETCOVE:B7435::EHV: | 0.05089 | Yes
GEN-2024-177 | 04 SOUTHEAST | G04 29SP | 337561 8EL DORADO% 500 337643 8SHERIDAN% 500 1 | P23:500:EES:MAGNETCOVE:B7435::EHV: | 0.1316 | Yes
GEN-2024-177 | 04 SOUTHEAST | G04 29SP | 337922 8P.HILL% 500 337937 8MAYFLOWER% 500 1 | P23:500:EES:MAGNETCOVE:B7446::EHV: | 0.05089 | Yes
GEN-2024-177 | 04 SOUTHEAST | G04 29SP | 337561 8EL DORADO% 500 337643 8SHERIDAN% 500 1 | P23:500:EES:MAGNETCOVE:B7446::EHV: | 0.1316 | Yes
GEN-2024-177 | 04 SOUTHEAST | G04 29SP | 337651 8WHT BLUFF% 500 337957 8KEO% 500 1 | P23:500:EES:MOUNTSOLIVE:R3976::EHV: | 0.05039 | Yes
GEN-2024-177 | 04 SOUTHEAST | G04 29SP | 500140 CARROLL6 230 500465 6LAYFLD 230 1 | P23:500:EES:MOUNTSOLIVE:R3976::EHV: | 0.0531 | Yes
GEN-2024-177 | 04 SOUTHEAST | G04 29SP | 337643 8SHERIDAN% 500 337808 8MABELVALE% 500 1 | P23:500:EES:MOUNTSOLIVE:R3976::EHV: | 0.09289 | Yes
GEN-2024-177 | 04 SOUTHEAST | G04 29SP | 337753 8HS EHV% 500 337754 8ETTA% 500 1 | P23:500:EES:MOUNTSOLIVE:R3976::EHV: | 0.05216 | Yes
GEN-2024-177 | 04 SOUTHEAST | G04 29SP | 337561 8EL DORADO% 500 998422 8EL DORADO% 345 2 | P23:500:EES:MOUNTSOLIVE:R3976::EHV: | 0.1084 | Yes
GEN-2024-177 | 04 SOUTHEAST | G04 29SP | 337562 7EL DORADO 345 998422 8EL DORADO% 345 2 | P23:500:EES:MOUNTSOLIVE:R3976::EHV: | 0.1084 | Yes
GEN-2024-177 | 04 SOUTHEAST | G04 29SP | 500430 IPAPER 4 138 507765 WALLAKE4 138 1 | P23:500:EES:MOUNTSOLIVE:R3976::EHV: | 0.05631 | Yes
GEN-2024-177 | 04 SOUTHEAST | G04 29SP | 500430 IPAPER 4 138 500535 MANSFD RCT4 138 1 | P23:500:EES:MOUNTSOLIVE:R3976::EHV: | 0.05631 | Yes
GEN-2024-177 | 04 SOUTHEAST | G04 29SP | 337376 7SAREPTA% 345 337562 7EL DORADO 345 1 | P23:500:EES:MOUNTSOLIVE:R3976::EHV: | 0.1084 | Yes
GEN-2024-177 | 04 SOUTHEAST | G04 29SP | 337561 8EL DORADO% 500 337643 8SHERIDAN% 500 1 | P23:500:EES:MOUNTSOLIVE:R3976::EHV: | 0.09157 | Yes
GEN-2024-177 | 04 SOUTHEAST | G04 29SP | 500530 MANSFLD4 138 500535 MANSFD RCT4 138 2 | P23:500:EES:MOUNTSOLIVE:R3976::EHV: | 0.05631 | Yes
GEN-2024-177 | 04 SOUTHEAST | G04 29SP | 337368 8MT_OLIVE% 500 337561 8EL DORADO% 500 1 | P23:500:EES:PERRYVILLE:R7372::EHV: | 0.06282 | Yes
GEN-2024-177 | 04 SOUTHEAST | G04 29SP | 335368 8WELLS% 500 335500 8WEBRE% 500 1 | P23:500:EES:PERRYVILLE:R7372::EHV: | 0.05625 | Yes
GEN-2024-177 | 04 SOUTHEAST | G04 29SP | 337368 8MT_OLIVE% 500 509366 LAYFLD8 500 1 | P23:500:EES:PERRYVILLE:R7372::EHV: | 0.05439 | Yes
GEN-2024-177 | 04 SOUTHEAST | G04 29SP | 337368 8MT_OLIVE% 500 337561 8EL DORADO% 500 1 | P23:500:EES:PERRYVILLE:R9872::EHV: | 0.06282 | Yes
GEN-2024-177 | 04 SOUTHEAST | G04 29SP | 337651 8WHT BLUFF% 500 337957 8KEO% 500 1 | P23:500:EES:PERRYVILLE:R9872::EHV: | 0.05985 | Yes
GEN-2024-177 | 04 SOUTHEAST | G04 29SP | 335368 8WELLS% 500 335500 8WEBRE% 500 1 | P23:500:EES:PERRYVILLE:R9872::EHV: | 0.05625 | Yes
GEN-2024-177 | 04 SOUTHEAST | G04 29SP | 337643 8SHERIDAN% 500 337763 8MAGNETCOVE% 500 1 | P23:500:EES:PERRYVILLE:R9872::EHV: | 0.0552 | Yes
GEN-2024-177 | 04 SOUTHEAST | G04 29SP | 337368 8MT_OLIVE% 500 509366 LAYFLD8 500 1 | P23:500:EES:PERRYVILLE:R9872::EHV: | 0.05439 | Yes
GEN-2024-177 | 04 SOUTHEAST | G04 29SP | 337643 8SHERIDAN% 500 337808 8MABELVALE% 500 1 | P23:500:EES:PERRYVILLE:R9872::EHV: | 0.10603 | Yes
GEN-2024-177 | 04 SOUTHEAST | G04 29SP | 337753 8HS EHV% 500 337754 8ETTA% 500 1 | P23:500:EES:PERRYVILLE:R9872::EHV: | 0.06093 | Yes
GEN-2024-177 | 04 SOUTHEAST | G04 29SP | 337561 8EL DORADO% 500 337643 8SHERIDAN% 500 1 | P23:500:EES:PERRYVILLE:R9872::EHV: | 0.11045 | Yes
GEN-2024-177 | 04 SOUTHEAST | G04 29SP | 337643 8SHERIDAN% 500 337651 8WHT BLUFF% 500 1 | P23:500:EES:PERRYVILLE:R9872::EHV: | 0.05963 | Yes
GEN-2024-177 | 04 SOUTHEAST | G04 29SP | 337561 8EL DORADO% 500 998422 8EL DORADO% 345 2 | P23:500:EES:PERRYVILLE:R9872::EHV: | 0.09362 | Yes
GEN-2024-177 | 04 SOUTHEAST | G04 29SP | 337562 7EL DORADO 345 998422 8EL DORADO% 345 2 | P23:500:EES:PERRYVILLE:R9872::EHV: | 0.09362 | Yes
GEN-2024-177 | 04 SOUTHEAST | G04 29SP | 337376 7SAREPTA% 345 337562 7EL DORADO 345 1 | P23:500:EES:PERRYVILLE:R9872::EHV: | 0.09362 | Yes
GEN-2024-177 | 04 SOUTHEAST | G04 29SP | 337753 8HS EHV% 500 337763 8MAGNETCOVE% 500 1 | P23:500:EES:PERRYVILLE:R9872::EHV: | 0.0552 | Yes
GEN-2024-177 | 04 SOUTHEAST | G04 29SP | 337376 7SAREPTA% 345 788340 G24-379-TAP 345 1 | P23:500:EES:STERLINGTON:R2092::EHV: | 0.12397 | Yes
GEN-2024-177 | 04 SOUTHEAST | G04 29SP | 337515 8MCNEIL% 500 337754 8ETTA% 500 1 | P23:500:EES:STERLINGTON:R2092::EHV: | 0.0585 | Yes
GEN-2024-177 | 04 SOUTHEAST | G04 29SP | 337368 8MT_OLIVE% 500 337561 8EL DORADO% 500 1 | P23:500:EES:STERLINGTON:R2196::EHV: | 0.06127 | Yes
GEN-2024-177 | 04 SOUTHEAST | G04 29SP | 337643 8SHERIDAN% 500 337808 8MABELVALE% 500 1 | P23:500:EES:STERLINGTON:R2196::EHV: | 0.10561 | Yes
GEN-2024-177 | 04 SOUTHEAST | G04 29SP | 337561 8EL DORADO% 500 337643 8SHERIDAN% 500 1 | P23:500:EES:STERLINGTON:R2196::EHV: | 0.11007 | Yes
GEN-2024-177 | 04 SOUTHEAST | G04 29SP | 337368 8MT_OLIVE% 500 337561 8EL DORADO% 500 1 | P23:500:EES:STERLINGTON:R3594::EHV: | 0.06127 | Yes
GEN-2024-177 | 04 SOUTHEAST | G04 29SP | 337643 8SHERIDAN% 500 337808 8MABELVALE% 500 1 | P23:500:EES:STERLINGTON:R3594::EHV: | 0.1056 | Yes
GEN-2024-177 | 04 SOUTHEAST | G04 29SP | 337753 8HS EHV% 500 337754 8ETTA% 500 1 | P23:500:EES:STERLINGTON:R3594::EHV: | 0.06068 | Yes
GEN-2024-177 | 04 SOUTHEAST | G04 29SP | 337561 8EL DORADO% 500 337643 8SHERIDAN% 500 1 | P23:500:EES:STERLINGTON:R3594::EHV: | 0.11007 | Yes
GEN-2024-177 | 04 SOUTHEAST | G04 29SP | 337651 8WHT BLUFF% 500 337957 8KEO% 500 1 | P23:500:EES:WRIGHTSVILLE:B8206::EHV: | 0.05679 | Yes
GEN-2024-177 | 04 SOUTHEAST | G04 29SP | 337643 8SHERIDAN% 500 337651 8WHT BLUFF% 500 1 | P23:500:EES:WRIGHTSVILLE:B8206::EHV: | 0.05593 | Yes
GEN-2024-177 | 04 SOUTHEAST | G04 29SP | 337651 8WHT BLUFF% 500 337957 8KEO% 500 1 | P23:500:EES:WRIGHTSVILLE:B8214::EHV: | 0.05679 | Yes
GEN-2024-177 | 04 SOUTHEAST | G04 29SP | 337643 8SHERIDAN% 500 337651 8WHT BLUFF% 500 1 | P23:500:EES:WRIGHTSVILLE:B8214::EHV: | 0.05594 | Yes
GEN-2024-177 | 04 SOUTHEAST | G04 29SP | 337909 8ANO% 500 515305 FTSMITH8 500 1 | P23:500:EES-EAI:8P.HILL%:B4335::EHV: | 0.08049 | Yes
GEN-2024-177 | 04 SOUTHEAST | G04 29SP | 337808 8MABELVALE% 500 337909 8ANO% 500 1 | P23:500:EES-EAI:8P.HILL%:B4335::EHV: | 0.0836 | Yes
GEN-2024-177 | 04 SOUTHEAST | G04 29SP | 337651 8WHT BLUFF% 500 337957 8KEO% 500 1 | P23:500:EES-EAI:8WRIGHTSVLE%:2::EHV: | 0.05679 | Yes
GEN-2024-177 | 04 SOUTHEAST | G04 29SP | 337643 8SHERIDAN% 500 337651 8WHT BLUFF% 500 1 | P23:500:EES-EAI:8WRIGHTSVLE%:2::EHV: | 0.05593 | Yes
GEN-2024-177 | 04 SOUTHEAST | G04 29SP | 337651 8WHT BLUFF% 500 337957 8KEO% 500 1 | P23:500:EES-EAI:8WRIGHTSVLE%:6::EHV: | 0.05679 | Yes
GEN-2024-177 | 04 SOUTHEAST | G04 29SP | 337643 8SHERIDAN% 500 337651 8WHT BLUFF% 500 1 | P23:500:EES-EAI:8WRIGHTSVLE%:6::EHV: | 0.05594 | Yes
GEN-2024-177 | 04 SOUTHEAST | G04 29SP | 337643 8SHERIDAN% 500 337808 8MABELVALE% 500 1 | P23:500:EES-EAI:KEO:B4911::EHV: | 0.13815 | Yes
GEN-2024-177 | 04 SOUTHEAST | G04 29SP | 337808 8MABELVALE% 500 337937 8MAYFLOWER% 500 1 | P23:500:EES-EAI:KEO:B4911::EHV: | 0.06068 | Yes
GEN-2024-177 | 04 SOUTHEAST | G04 29SP | 337909 8ANO% 500 515305 FTSMITH8 500 1 | P23:500:EES-EAI:KEO:B4921::EHV: | 0.0946 | Yes
GEN-2024-177 | 04 SOUTHEAST | G04 29SP | 337643 8SHERIDAN% 500 337808 8MABELVALE% 500 1 | P23:500:EES-EAI:KEO:B4921::EHV: | 0.12646 | Yes
GEN-2024-177 | 04 SOUTHEAST | G04 29SP | 337808 8MABELVALE% 500 337937 8MAYFLOWER% 500 1 | P23:500:EES-EAI:KEO:B4921::EHV: | 0.06607 | Yes
GEN-2024-177 | 04 SOUTHEAST | G04 29SP | 337561 8EL DORADO% 500 998422 8EL DORADO% 345 2 | P23:500:EES-EAI:KEO:B4921::EHV: | 0.09286 | Yes
GEN-2024-177 | 04 SOUTHEAST | G04 29SP | 337562 7EL DORADO 345 998422 8EL DORADO% 345 2 | P23:500:EES-EAI:KEO:B4921::EHV: | 0.09286 | Yes
GEN-2024-177 | 04 SOUTHEAST | G04 29SP | 337515 8MCNEIL% 500 337754 8ETTA% 500 1 | P23:500:EES-EAI:KEO:B4921::EHV: | 0.05286 | Yes
GEN-2024-177 | 04 SOUTHEAST | G04 29SP | 337376 7SAREPTA% 345 337562 7EL DORADO 345 1 | P23:500:EES-EAI:KEO:B4921::EHV: | 0.09286 | Yes
GEN-2024-177 | 04 SOUTHEAST | G04 29SP | 337909 8ANO% 500 515305 FTSMITH8 500 1 | P23:500:EES-EAI:KEO:B4931::EHV: | 0.09053 | Yes
GEN-2024-177 | 04 SOUTHEAST | G04 29SP | 337808 8MABELVALE% 500 337937 8MAYFLOWER% 500 1 | P23:500:EES-EAI:KEO:B4931::EHV: | 0.0547 | Yes
GEN-2024-177 | 04 SOUTHEAST | G04 29SP | 337368 8MT_OLIVE% 500 337561 8EL DORADO% 500 1 | P23:500:EES-EAI:KEO:B4941::EHV: | 0.06303 | Yes
GEN-2024-177 | 04 SOUTHEAST | G04 29SP | 337909 8ANO% 500 515305 FTSMITH8 500 1 | P23:500:EES-EAI:KEO:B4941::EHV: | 0.0956 | Yes
GEN-2024-177 | 04 SOUTHEAST | G04 29SP | 337808 8MABELVALE% 500 337937 8MAYFLOWER% 500 1 | P23:500:EES-EAI:KEO:B4941::EHV: | 0.06736 | Yes
GEN-2024-177 | 04 SOUTHEAST | G04 29SP | 337561 8EL DORADO% 500 998422 8EL DORADO% 345 2 | P23:500:EES-EAI:KEO:B4941::EHV: | 0.09314 | Yes
GEN-2024-177 | 04 SOUTHEAST | G04 29SP | 337562 7EL DORADO 345 998422 8EL DORADO% 345 2 | P23:500:EES-EAI:KEO:B4941::EHV: | 0.09314 | Yes
GEN-2024-177 | 04 SOUTHEAST | G04 29SP | 337515 8MCNEIL% 500 337754 8ETTA% 500 1 | P23:500:EES-EAI:KEO:B4941::EHV: | 0.05311 | Yes
GEN-2024-177 | 04 SOUTHEAST | G04 29SP | 337376 7SAREPTA% 345 337562 7EL DORADO 345 1 | P23:500:EES-EAI:KEO:B4941::EHV: | 0.09314 | Yes
GEN-2024-177 | 04 SOUTHEAST | G04 29SP | 337651 8WHT BLUFF% 500 337957 8KEO% 500 1 | P23:500:EES-EAI:MABELV:B5918::EHV: | 0.09981 | Yes
GEN-2024-177 | 04 SOUTHEAST | G04 29SP | 337643 8SHERIDAN% 500 337651 8WHT BLUFF% 500 1 | P23:500:EES-EAI:MABELV:B5918::EHV: | 0.11705 | Yes
GEN-2024-177 | 04 SOUTHEAST | G04 29SP | 337651 8WHT BLUFF% 500 337957 8KEO% 500 1 | P23:500:EES-EAI:MABELV:B5922::EHV: | 0.12626 | Yes
GEN-2024-177 | 04 SOUTHEAST | G04 29SP | 337909 8ANO% 500 337922 8P.HILL% 500 1 | P23:500:EES-EAI:MABELV:B5922::EHV: | 0.07539 | Yes
GEN-2024-177 | 04 SOUTHEAST | G04 29SP | 337643 8SHERIDAN% 500 337651 8WHT BLUFF% 500 1 | P23:500:EES-EAI:MABELV:B5922::EHV: | 0.13228 | Yes
GEN-2024-177 | 04 SOUTHEAST | G04 29SP | 337922 8P.HILL% 500 337937 8MAYFLOWER% 500 1 | P23:500:EES-EAI:MABELV:B5922::EHV: | 0.07973 | Yes
GEN-2024-177 | 04 SOUTHEAST | G04 29SP | 337808 8MABELVALE% 500 337937 8MAYFLOWER% 500 1 | P23:500:EES-EAI:MABELV:B5922::EHV: | 0.07441 | Yes
GEN-2024-177 | 04 SOUTHEAST | G04 29SP | 337753 8HS EHV% 500 337754 8ETTA% 500 1 | P23:500:EES-EAI:ND:8MAGNETCOVE%:FK10710:EHV: | 0.05849 | Yes
GEN-2024-177 | 04 SOUTHEAST | G04 29SP | 337753 8HS EHV% 500 337763 8MAGNETCOVE% 500 1 | P23:500:EES-EAI:ND:8MAGNETCOVE%:FK10710:EHV: | 0.05334 | Yes
GEN-2024-177 | 04 SOUTHEAST | G04 29SP | 337561 8EL DORADO% 500 337643 8SHERIDAN% 500 1 | P23:500:EES-EAI:PD_2:MAGNET:XF:EHV: | 0.1316 | Yes
GEN-2024-177 | 04 SOUTHEAST | G04 29SP | 337643 8SHERIDAN% 500 337763 8MAGNETCOVE% 500 1 | P23:500:EES-EAI:SH_EHV:B5014::EHV: | 0.10433 | Yes
GEN-2024-177 | 04 SOUTHEAST | G04 29SP | 337643 8SHERIDAN% 500 337808 8MABELVALE% 500 1 | P23:500:EES-EAI:SH_EHV:B5014::EHV: | 0.10433 | Yes
GEN-2024-177 | 04 SOUTHEAST | G04 29SP | 337753 8HS EHV% 500 337754 8ETTA% 500 1 | P23:500:EES-EAI:SH_EHV:B5014::EHV: | 0.11079 | Yes
GEN-2024-177 | 04 SOUTHEAST | G04 29SP | 337515 8MCNEIL% 500 337561 8EL DORADO% 500 1 | P23:500:EES-EAI:SH_EHV:B5014::EHV: | 0.09118 | Yes
GEN-2024-177 | 04 SOUTHEAST | G04 29SP | 337753 8HS EHV% 500 337763 8MAGNETCOVE% 500 1 | P23:500:EES-EAI:SH_EHV:B5014::EHV: | 0.10433 | Yes
GEN-2024-177 | 04 SOUTHEAST | G04 29SP | 337561 8EL DORADO% 500 337643 8SHERIDAN% 500 1 | P23:500:EES-EAI:SH_EHV:B5018::EHV: | 0.12491 | Yes
GEN-2024-177 | 04 SOUTHEAST | G04 29SP | 337651 8WHT BLUFF% 500 337957 8KEO% 500 1 | P23:500:EES-EAI:SH_EHV:B5022::EHV: | 0.09937 | Yes
GEN-2024-177 | 04 SOUTHEAST | G04 29SP | 337753 8HS EHV% 500 337754 8ETTA% 500 1 | P23:500:EES-EAI:SH_EHV:B5022::EHV: | 0.10664 | Yes
GEN-2024-177 | 04 SOUTHEAST | G04 29SP | 337643 8SHERIDAN% 500 337651 8WHT BLUFF% 500 1 | P23:500:EES-EAI:SH_EHV:B5022::EHV: | 0.09542 | Yes
GEN-2024-177 | 04 SOUTHEAST | G04 29SP | 337515 8MCNEIL% 500 337561 8EL DORADO% 500 1 | P23:500:EES-EAI:SH_EHV:B5022::EHV: | 0.08772 | Yes
GEN-2024-177 | 04 SOUTHEAST | G04 29SP | 337651 8WHT BLUFF% 500 337957 8KEO% 500 1 | P23:500:EES-EAI:SH_EHV:B5026::EHV: | 0.11717 | Yes
GEN-2024-177 | 04 SOUTHEAST | G04 29SP | 337561 8EL DORADO% 500 337643 8SHERIDAN% 500 1 | P23:500:EES-EAI:SH_EHV:B5026::EHV: | 0.11681 | Yes
GEN-2024-177 | 04 SOUTHEAST | G04 29SP | 337643 8SHERIDAN% 500 337651 8WHT BLUFF% 500 1 | P23:500:EES-EAI:SH_EHV:B5026::EHV: | 0.11681 | Yes
GEN-2024-177 | 04 SOUTHEAST | G04 29SP | 337561 8EL DORADO% 500 998422 8EL DORADO% 345 2 | P41:345:AEPW:WELSH CB 11680 NBTB+FAULT:::: | 0.10306 | Yes
GEN-2024-177 | 04 SOUTHEAST | G04 29SP | 337562 7EL DORADO 345 998422 8EL DORADO% 345 2 | P41:345:AEPW:WELSH CB 11680 NBTB+FAULT:::: | 0.10306 | Yes
GEN-2024-177 | 04 SOUTHEAST | G04 29SP | 337376 7SAREPTA% 345 337562 7EL DORADO 345 1 | P41:345:AEPW:WELSH CB 11680 NBTB+FAULT:::: | 0.10306 | Yes
GEN-2024-177 | 04 SOUTHEAST | G04 29SP | 337376 7SAREPTA% 345 788340 G24-379-TAP 345 1 | P42:345:AEPW:SW SHREVEPORT CB 10500 NBTB+FAULT:::: | 0.12996 | Yes
GEN-2024-177 | 04 SOUTHEAST | G04 29SP | 509366 LAYFLD8 500 997454 LAYFLD AUTO 230 1 | P42:345:AEPW:SW SHREVEPORT CB 10500 NBTB+FAULT:::: | 0.06276 | Yes
GEN-2024-177 | 04 SOUTHEAST | G04 29SP | 500465 6LAYFLD 230 997454 LAYFLD AUTO 230 1 | P42:345:AEPW:SW SHREVEPORT CB 10500 NBTB+FAULT:::: | 0.06276 | Yes
GEN-2024-177 | 04 SOUTHEAST | G04 29SP | 337368 8MT_OLIVE% 500 337561 8EL DORADO% 500 1 | P42:345:AEPW:TENASKA CB 12840 NBTB+FAULT:::: | 0.06716 | Yes
GEN-2024-177 | 04 SOUTHEAST | G04 29SP | 337368 8MT_OLIVE% 500 509366 LAYFLD8 500 1 | P42:345:AEPW:TENASKA CB 12840 NBTB+FAULT:::: | 0.05831 | Yes
GEN-2024-177 | 04 SOUTHEAST | G04 29SP | 337368 8MT_OLIVE% 500 337561 8EL DORADO% 500 1 | P42:345:AEPW:TENASKA CB 12850 NBTB+FAULT:::: | 0.06663 | Yes
GEN-2024-177 | 04 SOUTHEAST | G04 29SP | 337368 8MT_OLIVE% 500 509366 LAYFLD8 500 1 | P42:345:AEPW:TENASKA CB 12850 NBTB+FAULT:::: | 0.05778 | Yes
GEN-2024-177 | 04 SOUTHEAST | G04 29SP | 337368 8MT_OLIVE% 500 509366 LAYFLD8 500 1 | P42:345:AEPW:TENASKA CB 12860 NBTB+FAULT:::: | 0.0616 | Yes
GEN-2024-177 | 04 SOUTHEAST | G04 29SP | 337922 8P.HILL% 500 337937 8MAYFLOWER% 500 1 | P42:345:OKGE:SB_GRIN7312:::EHV: | 0.05326 | Yes
GEN-2024-177 | 04 SOUTHEAST | G04 29SP | 337922 8P.HILL% 500 337937 8MAYFLOWER% 500 1 | P42:345:OKGE:SB_GRIN7382:::EHV: | 0.05326 | Yes
GEN-2024-177 | 04 SOUTHEAST | G04 29SP | 337368 8MT_OLIVE% 500 337561 8EL DORADO% 500 1 | P52:345:AEPW:NR3TENRUSK7:::: | 0.06716 | Yes
GEN-2024-177 | 04 SOUTHEAST | G04 29SP | 337368 8MT_OLIVE% 500 509366 LAYFLD8 500 1 | P52:345:AEPW:NR3TENRUSK7:::: | 0.05831 | Yes
GEN-2024-177 | 04 SOUTHEAST | G04 29SP | 337909 8ANO% 500 515305 FTSMITH8 500 1 | P52:345:AEPW:NR4PITTSB-7:::: | 0.09587 | Yes
GEN-2024-177 | 04 SOUTHEAST | G04 29SP | 337368 8MT_OLIVE% 500 337561 8EL DORADO% 500 1 | P55:345:AEPW:NR3TENRUSK7:::: | 0.06716 | Yes
GEN-2024-177 | 04 SOUTHEAST | G04 29SP | 337368 8MT_OLIVE% 500 509366 LAYFLD8 500 1 | P55:345:AEPW:NR3TENRUSK7:::: | 0.05831 | Yes
GEN-2024-177 | 04 SOUTHEAST | G04 29SP | 337909 8ANO% 500 515305 FTSMITH8 500 1 | P55:345:AEPW:NR4PITTSB-7:::: | 0.09587 | Yes
GEN-2024-177 | 04 SOUTHEAST | G04 29SP | 337368 8MT_OLIVE% 500 509366 LAYFLD8 500 1 | 334197 7ROCKYCRK% 345 783930 G24-232-TAP 345 1 | 0.05375 | Yes
GEN-2024-177 | 04 SOUTHEAST | G04 29SP | 500140 CARROLL6 230 500465 6LAYFLD 230 1 | 334197 7ROCKYCRK% 345 783930 G24-232-TAP 345 1 | 0.07775 | Yes
GEN-2024-177 | 04 SOUTHEAST | G04 29SP | 337376 7SAREPTA% 345 788340 G24-379-TAP 345 1 | 334197 7ROCKYCRK% 345 783930 G24-232-TAP 345 1 | 0.12864 | Yes