## Executive Summary
Executive Summary: SPP-2025-AG1-AFS-1
Pursuant to the Southwest Power Pool (SPP) Open Access Transmission Tariff (OATT), SPP has conducted this Aggregate Transmission Service Study (ATSS) for transmission service requests received during the ATSS Open Season which closed on May 31, 2025. The principal objective of the AFS is to identify system problems and potential modifications necessary to facilitate these transfers while maintaining or improving system reliability, as well as summarizing the operating limits and determination of the financial characteristics associated with facility upgrades. Facility upgrade costs are allocated on a prorated basis to all requests positively impacting any individual overloaded facility. The study results for the transmission service requests included in this Aggregate Study iteration are displayed in this workbook. This workbook provides a convenient method to sort and analyze required study data. The Aggregate Studies Manual Version 1.0 posted on opsportal.spp.org/Studies/Trans contains details about the Aggregate Study process, methodology, definitions, and useful links. Please review the Aggregate Studies Manual or contact TS@spp.org for more information about the study process.
Aggregate Study Manual Version 1.0
https://opsportal.spp.org/documents/studies/Aggregate_Study_Manual_20230718_clean.docx
This Aggregate Study iteration analyzes the impact of new transmission service totaling:
8,441 MW
Models Used in Study
2025 ITP Series
Winter: 2025, 2026, 2027, 2029, 2034
Summer: 2026, 2027, 2029, 2034
Light Load: 2026, 2029, 2034
By: SPP Transmission Services Department
Published: October 3, 2025

## Revision History
Revision History
Date | Author | Change Description
2025-10-03 | SPP | Original Report

## Table1
Customer | Study Number | Reservation | POR | POD | Requested Amount | Requested Start Date | Requested Stop Date | Deferred Start Date without interim redispatch (Parameter 5) | Deferred Stop Date without interim redispatch | Start Date with interim redispatch | Stop Date with interim redispatch | ⁵One or More Study Parameters Exceeded
AEPM | AG1-2025-001 | 106242968 | SPS | CSWS | 150 | 2026-06-01 | 2031-06-01 | 2028-12-01 | 2033-12-01 | 2028-12-01 | 2033-12-01 | YES
AEPM | AG1-2025-003 | 105031987 | CSWS | CSWS | 200 | 2025-12-01 | 2033-01-01 | 2025-12-01 | 2033-01-01 | 2025-12-01 | 2033-01-01 | YES
AEPM | AG1-2025-004 | 106242686 | SPS | CSWS | 265 | 2026-08-01 | 2031-08-01 | 2026-08-01 | 2031-08-01 | 2026-08-01 | 2031-08-01 | YES
AEPM | AG1-2025-005 | 106236058 | WFEC | CSWS | 246 | 2025-12-01 | 2030-12-01 | 2025-12-01 | 2030-12-01 | 2025-12-01 | 2030-12-01 | YES
AEPM | AG1-2025-006 | 105253355 | SECI | CSWS | 189 | 2025-12-01 | 2030-12-01 | 2025-12-01 | 2030-12-01 | 2025-12-01 | 2030-12-01 | YES
AEPM | AG1-2025-007 | 106235849 | OKGE | CSWS | 160 | 2025-12-01 | 2030-12-01 | 2027-09-01 | 2032-09-01 | 2027-09-01 | 2032-09-01 | YES
AEPM | AG1-2025-008 | 106235974 | OKGE | CSWS | 708 | 2025-12-01 | 2030-12-01 | 2025-12-01 | 2030-12-01 | 2025-12-01 | 2030-12-01 | YES
AEPM | AG1-2025-009 | 106242462 | OKGE | CSWS | 598 | 2025-12-01 | 2030-12-01 | 2025-12-01 | 2030-12-01 | 2025-12-01 | 2030-12-01 | YES
AEPM | AG1-2025-010 | 106261694 | CSWS | CSWS | 150 | 2025-12-01 | 2030-12-01 | 2025-12-01 | 2030-12-01 | 2025-12-01 | 2030-12-01 | YES
AEPM | AG1-2025-011 | 106261701 | CSWS | CSWS | 150 | 2027-06-01 | 2032-06-01 | 2027-06-01 | 2032-06-01 | 2027-06-01 | 2032-06-01 | YES
BEPM | AG1-2025-012 | 106242127 | MEC | NPPD | 40 | 2025-12-01 | 2030-06-01 | 2025-12-01 | 2030-06-01 | 2025-12-01 | 2030-06-01 | NO
BRPS | AG1-2025-013 | 106245110 | WAUE | NPPD | 200 | 2027-06-01 | 2032-06-01 | 2027-06-01 | 2032-06-01 | Note 4 | Note 4 | NO
CHAN | AG1-2025-014 | 106148678 | SPA | WR | 2 | 2025-12-01 | 2030-12-01 | 2025-12-01 | 2030-12-01 | 2025-12-01 | 2030-12-01 | NO
CHAN | AG1-2025-015 | 106216689 | WR | WR | 3 | 2027-01-01 | 2057-01-01 | 2027-01-01 | 2057-01-01 | 2027-01-01 | 2057-01-01 | NO
CLW1 | AG1-2025-016 | 106235228 | OKGE | SPA | 16 | 2026-03-01 | 2031-03-01 | 2027-12-01 | 2032-12-01 | 2027-12-01 | 2032-12-01 | YES
CLW1 | AG1-2025-017 | 106244847 | OKGE | SPA | 150 | 2027-10-01 | 2042-10-01 | 2027-12-01 | 2042-12-01 | 2027-12-01 | 2042-12-01 | YES
CLW1 | AG1-2025-018 | 106235728 | OKGE | SPA | 150 | 2028-02-01 | 2043-02-01 | 2028-02-01 | 2043-02-01 | 2028-02-01 | 2043-02-01 | YES
GPM | AG1-2025-019 | 106218861 | SPS | LAM345 | 210 | 2026-12-01 | 2031-12-01 | 2026-12-01 | 2031-12-01 | Note 4 | Note 4 | NO
GRDX | AG1-2025-020 | 106242458 | WFEC | OKGE | 85 | 2026-06-01 | 2041-06-01 | 2026-06-01 | 2041-06-01 | 2026-06-01 | 2041-06-01 | YES
GRDX | AG1-2025-021 | 106253202 | OKGE | OKGE | 100 | 2026-06-01 | 2032-01-01 | 2026-06-01 | 2032-01-01 | 2026-06-01 | 2032-01-01 | YES
GRDX | AG1-2025-022 | 106253209 | OKGE | OKGE | 50 | 2026-06-01 | 2032-01-01 | 2026-06-01 | 2032-01-01 | 2026-06-01 | 2032-01-01 | YES
GRDX | AG1-2025-023 | 106253255 | GRDA | OKGE | 54 | 2026-06-01 | 2042-01-01 | 2026-06-01 | 2042-01-01 | 2026-06-01 | 2042-01-01 | NO
KCPS | AG1-2025-024 | 106172997 | KCPL | KCPL | 4 | 2025-12-01 | 2030-12-01 | 2025-12-01 | 2030-12-01 | 2025-12-01 | 2030-12-01 | NO
KCPS | AG1-2025-025 | 106173009 | KCPL | KCPL | 3 | 2025-12-01 | 2030-12-01 | 2025-12-01 | 2030-12-01 | 2025-12-01 | 2030-12-01 | NO
KCPS | AG1-2025-026 | 106173023 | KCPL | KCPL | 3 | 2025-12-01 | 2030-12-01 | 2025-12-01 | 2030-12-01 | 2025-12-01 | 2030-12-01 | NO
KCPS | AG1-2025-027 | 106173085 | KCPL | KCPL | 5 | 2025-12-01 | 2030-12-01 | 2025-12-01 | 2030-12-01 | 2025-12-01 | 2030-12-01 | NO
KCPS | AG1-2025-028 | 106172675 | MPS | KCPL | 1 | 2025-12-01 | 2030-12-01 | 2025-12-01 | 2030-12-01 | 2025-12-01 | 2030-12-01 | NO
KEPC | AG1-2025-029 | 106251593 | WR | WR | 10 | 2025-12-01 | 2045-12-01 | 2025-12-01 | 2045-12-01 | 2025-12-01 | 2045-12-01 | NO
KEPC | AG1-2025-030 | 106121163 | WR | EDE | 30 | 2025-12-01 | 2046-01-01 | 2025-12-01 | 2046-01-01 | 2025-12-01 | 2046-01-01 | NO
KEPC | AG1-2025-031 | 106121069 | WR | WR | 84 | 2025-12-01 | 2045-01-01 | 2025-12-01 | 2045-01-01 | 2025-12-01 | 2045-01-01 | NO
KMEA | AG1-2025-032 | 106132541 | GRDA | SECI | 4 | 2026-05-01 | 2051-05-01 | 2026-05-01 | 2051-05-01 | 2026-05-01 | 2051-05-01 | NO
KMEA | AG1-2025-033 | 106132638 | GRDA | SECI | 6 | 2026-05-01 | 2051-05-01 | 2026-05-01 | 2051-05-01 | 2026-05-01 | 2051-05-01 | NO
KMEA | AG1-2025-034 | 106181614 | WR | WR | 3 | 2026-06-01 | 2046-06-01 | 2026-06-01 | 2046-06-01 | 2026-06-01 | 2046-06-01 | NO
KMEA | AG1-2025-035 | 106181591 | WR | WR | 3 | 2026-06-01 | 2046-06-01 | 2026-06-01 | 2046-06-01 | 2026-06-01 | 2046-06-01 | NO
KPP | AG1-2025-036 | 106254841 | NPPD | WR | 10 | 2025-12-01 | 2029-06-01 | 2025-12-01 | 2029-06-01 | Note 4 | Note 4 | YES
LESM | AG1-2025-037 | 105922778 | NPPD | LES | 11 | 2026-01-01 | 2031-01-01 | 2026-01-01 | 2031-01-01 | Note 4 | Note 4 | NO
LESM | AG1-2025-038 | 105922789 | NPPD | LES | 11 | 2026-01-01 | 2031-01-01 | 2026-01-01 | 2031-01-01 | Note 4 | Note 4 | NO
MCPI | AG1-2025-039 | 106253118 | NPPD | SCSE | 66 | 2026-01-01 | 2028-06-01 | 2026-01-01 | 2028-06-01 | Note 4 | Note 4 | NO
MRES | AG1-2025-040 | 105862716 | WAUE | WAUE | 6 | 2025-12-01 | 2035-12-01 | 2025-12-01 | 2035-12-01 | Note 4 | Note 4 | NO
NPPD | AG1-2025-041 | 106218673 | NPPD | NPPD | 3 | 2025-12-01 | 2036-01-01 | 2025-12-01 | 2036-01-01 | Note 4 | Note 4 | NO
OGE | AG1-2025-042 | 106175661 | OKGE | OKGE | 3 | 2026-01-01 | 2040-12-01 | 2026-01-01 | 2040-12-01 | 2026-01-01 | 2040-12-01 | NO
OGE | AG1-2025-043 | 106175764 | OKGE | OKGE | 10 | 2026-01-01 | 2040-12-01 | 2026-01-01 | 2040-12-01 | 2026-01-01 | 2040-12-01 | NO
OGE | AG1-2025-044 | 106175811 | OKGE | OKGE | 5 | 2026-01-01 | 2040-12-01 | 2026-01-01 | 2040-12-01 | 2026-01-01 | 2040-12-01 | NO
OGE | AG1-2025-045 | 106175867 | OKGE | OKGE | 5 | 2026-01-01 | 2040-12-01 | 2026-01-01 | 2040-12-01 | 2026-01-01 | 2040-12-01 | NO
OGE | AG1-2025-046 | 106175920 | OKGE | OKGE | 5 | 2026-01-01 | 2040-12-01 | 2026-01-01 | 2040-12-01 | 2026-01-01 | 2040-12-01 | NO
OGE | AG1-2025-047 | 106175949 | OKGE | OKGE | 5 | 2026-01-01 | 2040-12-01 | 2026-01-01 | 2040-12-01 | 2026-01-01 | 2040-12-01 | NO
OGE | AG1-2025-048 | 106218627 | OKGE | OKGE | 215 | 2029-01-01 | 2040-12-01 | 2029-01-01 | 2040-12-01 | 2029-01-01 | 2040-12-01 | NO
OGE | AG1-2025-049 | 106234922 | OKGE | OKGE | 5 | 2026-05-01 | 2035-06-01 | 2026-09-01 | 2035-06-01 | 2026-09-01 | 2035-06-01 | NO
OGE | AG1-2025-050 | 106234942 | OKGE | OKGE | 5 | 2026-05-01 | 2035-06-01 | 2026-09-01 | 2035-06-01 | 2026-09-01 | 2035-06-01 | NO
OGE | AG1-2025-051 | 106192110 | OKGE | OKGE | 496 | 2030-01-01 | 2040-12-01 | 2030-01-01 | 2040-12-01 | 2030-01-01 | 2040-12-01 | NO
OGE | AG1-2025-052 | 106218726 | OKGE | OKGE | 136 | 2031-05-01 | 2040-12-01 | 2031-05-01 | 2040-12-01 | 2031-05-01 | 2040-12-01 | NO
OGE | AG1-2025-053 | 106193434 | OKGE | OKGE | 248 | 2032-05-01 | 2040-12-01 | 2032-05-01 | 2040-12-01 | 2032-05-01 | 2040-12-01 | YES
OGE | AG1-2025-054 | 106193464 | OKGE | OKGE | 248 | 2032-05-01 | 2040-12-01 | 2032-05-01 | 2040-12-01 | 2032-05-01 | 2040-12-01 | YES
OGE | AG1-2025-055 | 106193538 | OKGE | OKGE | 248 | 2032-05-01 | 2040-12-01 | 2032-05-01 | 2040-12-01 | 2032-05-01 | 2040-12-01 | YES
OGE | AG1-2025-056 | 106192449 | OKGE | OKGE | 248 | 2033-05-01 | 2040-12-01 | 2033-05-01 | 2040-12-01 | 2033-05-01 | 2040-12-01 | YES
OGE | AG1-2025-057 | 106192058 | OKGE | OKGE | 17 | 2025-12-01 | 2030-06-01 | 2025-12-01 | 2030-06-01 | 2025-12-01 | 2030-06-01 | NO
OGE | AG1-2025-058 | 106192060 | OKGE | OKGE | 6 | 2025-12-01 | 2030-06-01 | 2025-12-01 | 2030-06-01 | 2025-12-01 | 2030-06-01 | NO
OGE | AG1-2025-059 | 106192071 | OKGE | OKGE | 17 | 2025-12-01 | 2030-06-01 | 2025-12-01 | 2030-06-01 | 2025-12-01 | 2030-06-01 | NO
OGE | AG1-2025-060 | 106192983 | OKGE | OKGE | 6 | 2025-12-01 | 2030-06-01 | 2025-12-01 | 2030-06-01 | 2025-12-01 | 2030-06-01 | NO
OGE | AG1-2025-061 | 106193051 | OKGE | OKGE | 17 | 2025-12-01 | 2030-06-01 | 2025-12-01 | 2030-06-01 | 2025-12-01 | 2030-06-01 | NO
OGE | AG1-2025-062 | 106192966 | OKGE | OKGE | 6 | 2025-12-01 | 2030-06-01 | 2025-12-01 | 2030-06-01 | 2025-12-01 | 2030-06-01 | NO
OGE | AG1-2025-063 | 106193066 | OKGE | OKGE | 17 | 2025-12-01 | 2030-06-01 | 2025-12-01 | 2030-06-01 | 2025-12-01 | 2030-06-01 | NO
OGE | AG1-2025-064 | 106192913 | OKGE | OKGE | 6 | 2025-12-01 | 2030-06-01 | 2025-12-01 | 2030-06-01 | 2025-12-01 | 2030-06-01 | NO
OGE | AG1-2025-065 | 106182887 | OKGE | OKGE | 125 | 2029-12-01 | 2035-06-01 | 2029-12-01 | 2035-06-01 | 2029-12-01 | 2035-06-01 | NO
OGE | AG1-2025-066 | 106182873 | OKGE | OKGE | 114 | 2029-12-01 | 2035-06-01 | 2029-12-01 | 2035-06-01 | 2029-12-01 | 2035-06-01 | NO
OGE | AG1-2025-067 | 106182827 | OKGE | OKGE | 121 | 2029-12-01 | 2035-06-01 | 2029-12-01 | 2035-06-01 | 2029-12-01 | 2035-06-01 | NO
OGE | AG1-2025-068 | 106182684 | OKGE | OKGE | 108 | 2029-12-01 | 2035-06-01 | 2029-12-01 | 2035-06-01 | 2029-12-01 | 2035-06-01 | NO
OGE | AG1-2025-069 | 106235240 | OKGE | OKGE | 129 | 2030-05-01 | 2035-06-01 | 2030-05-01 | 2035-06-01 | 2030-05-01 | 2035-06-01 | NO
OGE | AG1-2025-070 | 106235231 | OKGE | OKGE | 99 | 2030-05-01 | 2035-06-01 | 2030-05-01 | 2035-06-01 | 2030-05-01 | 2035-06-01 | NO
OGE | AG1-2025-071 | 106182385 | OKGE | OKGE | 97 | 2030-05-01 | 2035-06-01 | 2030-05-01 | 2035-06-01 | 2030-05-01 | 2035-06-01 | NO
OGE | AG1-2025-072 | 106182208 | OKGE | OKGE | 95 | 2030-05-01 | 2035-06-01 | 2030-05-01 | 2035-06-01 | 2030-05-01 | 2035-06-01 | NO
OGE | AG1-2025-073 | 106182109 | OKGE | OKGE | 47 | 2030-12-01 | 2035-06-01 | 2030-12-01 | 2035-06-01 | 2030-12-01 | 2035-06-01 | NO
OGE | AG1-2025-074 | 106182094 | OKGE | OKGE | 27 | 2030-12-01 | 2035-06-01 | 2030-12-01 | 2035-06-01 | 2030-12-01 | 2035-06-01 | NO
OGE | AG1-2025-075 | 106182071 | OKGE | OKGE | 10 | 2030-12-01 | 2035-06-01 | 2030-12-01 | 2035-06-01 | 2030-12-01 | 2035-06-01 | NO
OGE | AG1-2025-076 | 106182023 | OKGE | OKGE | 37 | 2030-05-01 | 2040-12-01 | 2030-05-01 | 2040-12-01 | 2030-05-01 | 2040-12-01 | NO
OGE | AG1-2025-077 | 106182011 | OKGE | OKGE | 37 | 2030-05-01 | 2040-12-01 | 2030-05-01 | 2040-12-01 | 2030-05-01 | 2040-12-01 | NO
OGE | AG1-2025-078 | 106235007 | OKGE | OKGE | 37 | 2030-05-01 | 2040-12-01 | 2030-05-01 | 2040-12-01 | 2030-05-01 | 2040-12-01 | NO
OGE | AG1-2025-079 | 106181923 | OKGE | OKGE | 37 | 2030-05-01 | 2040-12-01 | 2030-05-01 | 2040-12-01 | 2030-05-01 | 2040-12-01 | NO
OGE | AG1-2025-080 | 106181908 | OKGE | OKGE | 37 | 2030-05-01 | 2040-12-01 | 2030-05-01 | 2040-12-01 | 2030-05-01 | 2040-12-01 | NO
OPPD | AG1-2025-081 | 106112258 | SPS | OPPD | 85 | 2026-06-01 | 2028-10-01 | 2026-06-01 | 2028-10-01 | 2026-06-01 | 2028-10-01 | YES
OPPD | AG1-2025-082 | 106191073 | SECI | OPPD | 70 | 2026-06-01 | 2031-10-01 | 2026-06-01 | 2031-10-01 | 2026-06-01 | 2031-10-01 | YES
PEC | AG1-2025-083 | 106148406 | WAUE | WFEC | 21 | 2025-12-01 | 2030-12-01 | 2025-12-01 | 2030-12-01 | 2025-12-01 | 2030-12-01 | YES
SECI | AG1-2025-084 | 106106159 | SPS | SECI | 300 | 2027-06-01 | 2048-06-01 | 2028-12-01 | 2049-12-01 | 2028-12-01 | 2049-12-01 | YES
SECI | AG1-2025-085 | 106106175 | SECI | SECI | 25 | 2026-01-01 | 2031-06-01 | 2026-01-01 | 2031-06-01 | 2026-01-01 | 2031-06-01 | NO
TEA | AG1-2025-086 | 105371622 | CSWS | ERCOTN | 50 | 2026-07-01 | 2027-09-01 | 2026-07-01 | 2027-09-01 | Note 4 | Note 4 | NO
TEA | AG1-2025-087 | 105371629 | CSWS | ERCOTN | 50 | 2026-07-01 | 2027-09-01 | 2026-07-01 | 2027-09-01 | Note 4 | Note 4 | NO
TEA | AG1-2025-088 | 105371634 | CSWS | ERCOTN | 20 | 2026-07-01 | 2027-09-01 | 2026-07-01 | 2027-09-01 | Note 4 | Note 4 | NO
TEAS | AG1-2025-089 | 106252874 | WAUE | MCWEST.NWMT | 24 | 2026-08-01 | 2028-06-01 | 2026-08-01 | 2028-06-01 | Note 4 | Note 4 | NO
TEAS | AG1-2025-090 | 106252885 | WAUE | MCWEST.NWMT | 1 | 2026-08-01 | 2028-06-01 | 2026-08-01 | 2028-06-01 | Note 4 | Note 4 | NO
TNSK | AG1-2025-091 | 106120395 | CSWS | ERCOTN | 25 | 2026-07-01 | 2027-09-01 | 2026-07-01 | 2027-09-01 | 2026-07-01 | 2027-09-01 | NO
TNSK | AG1-2025-092 | 106120412 | CSWS | ERCOTN | 25 | 2027-07-01 | 2028-09-01 | 2027-07-01 | 2028-09-01 | 2027-07-01 | 2028-09-01 | NO
TNSK | AG1-2025-093 | 106120415 | CSWS | ERCOTN | 50 | 2026-07-01 | 2027-09-01 | 2026-07-01 | 2027-09-01 | 2026-07-01 | 2027-09-01 | NO
TNSK | AG1-2025-094 | 106120421 | CSWS | ERCOTN | 50 | 2028-07-01 | 2029-09-01 | 2028-07-01 | 2029-09-01 | 2028-07-01 | 2029-09-01 | NO
TNSK | AG1-2025-095 | 104617151 | CSWS | ERCOTE | 50 | 2028-07-01 | 2029-09-01 | 2028-07-01 | 2029-09-01 | 2028-07-01 | 2029-09-01 | NO
TNSK | AG1-2025-096 | 104617150 | WFEC | ERCOTN | 25 | 2028-07-01 | 2029-09-01 | 2028-07-01 | 2029-09-01 | 2028-07-01 | 2029-09-01 | NO
TNSK | AG1-2025-097 | 104617149 | WFEC | ERCOTN | 50 | 2028-07-01 | 2029-09-01 | 2028-07-01 | 2029-09-01 | 2028-07-01 | 2029-09-01 | NO
TNSK | AG1-2025-098 | 104617159 | WFEC | ERCOTN | 50 | 2028-07-01 | 2029-09-01 | 2028-07-01 | 2029-09-01 | 2028-07-01 | 2029-09-01 | NO
WFEC | AG1-2025-099 | 105850310 | WFEC | WFEC | 28 | 2026-11-01 | 2060-01-01 | 2026-11-01 | 2060-01-01 | Note 4 | Note 4 | NO
WRGS | AG1-2025-100 | 106172013 | WR | WR | 1 | 2025-12-01 | 2030-12-01 | 2025-12-01 | 2030-12-01 | 2025-12-01 | 2030-12-01 | NO
WRGS | AG1-2025-101 | 106172023 | WR | WR | 4 | 2025-12-01 | 2030-12-01 | 2025-12-01 | 2030-12-01 | 2025-12-01 | 2030-12-01 | NO
WRGS | AG1-2025-102 | 106172084 | WR | WR | 10 | 2025-12-01 | 2030-12-01 | 2025-12-01 | 2030-12-01 | 2025-12-01 | 2030-12-01 | NO
WRGS | AG1-2025-103 | 106172089 | WR | WR | 15 | 2025-12-01 | 2030-12-01 | 2025-12-01 | 2030-12-01 | 2025-12-01 | 2030-12-01 | NO
WRGS | AG1-2025-104 | 106172147 | WR | WR | 3 | 2025-12-01 | 2030-12-01 | 2025-12-01 | 2030-12-01 | 2025-12-01 | 2030-12-01 | NO
WRGS | AG1-2025-105 | 106172159 | WR | WR | 3 | 2025-12-01 | 2030-12-01 | 2025-12-01 | 2030-12-01 | 2025-12-01 | 2030-12-01 | NO
WRGS | AG1-2025-106 | 106172310 | WR | WR | 2 | 2025-12-01 | 2030-12-01 | 2025-12-01 | 2030-12-01 | 2025-12-01 | 2030-12-01 | NO
WRGS | AG1-2025-107 | 106174856 | OKGE | WR | 1 | 2025-12-01 | 2030-12-01 | 2025-12-01 | 2030-12-01 | 2025-12-01 | 2030-12-01 | NO
WRGS | AG1-2025-108 | 106232665 | WR | WR | 13 | 2025-12-01 | 2030-12-01 | 2025-12-01 | 2030-12-01 | 2025-12-01 | 2030-12-01 | NO
WRGS | AG1-2025-109 | 106232670 | WR | WR | 11 | 2025-12-01 | 2030-12-01 | 2025-12-01 | 2030-12-01 | 2025-12-01 | 2030-12-01 | NO
WRGS | AG1-2025-110 | 106232673 | WR | WR | 13 | 2025-12-01 | 2030-12-01 | 2025-12-01 | 2030-12-01 | 2025-12-01 | 2030-12-01 | NO
WRGS | AG1-2025-111 | 106232682 | WR | WR | 17 | 2025-12-01 | 2030-12-01 | 2025-12-01 | 2030-12-01 | 2025-12-01 | 2030-12-01 | NO
WRGS | AG1-2025-112 | 106218856 | WR | WR | 18 | 2025-12-01 | 2037-01-01 | 2025-12-01 | 2037-01-01 | 2025-12-01 | 2037-01-01 | YES
WRGS | AG1-2025-113 | 106219184 | WR | WR | 61 | 2025-12-01 | 2040-12-01 | 2025-12-01 | 2040-12-01 | 2025-12-01 | 2040-12-01 | YES
8441
Note 1: Start and Stop Dates with interim redispatch are determined based on customers choosing option to pursue redispatch to start service at Requested Start and Stop Dates or earliest date possible.
Note 2: Start dates with and without redispatch are based on the assumed completion dates of previous Aggregate Transmission Service Studies currently being conducted. Actual start dates may differ from the potential start dates upon completion of the previous studies.
Note 3: Request is unable to be deferred due to fixed stop dates.
Note 4: Transmission customer did not select “remain in the study using interim redispatch” option.
Note 5: Request paramaters have been exceeded.

## Table2
Customer | Study Number | Reservation | Engineering and Construction Cost of Upgrades Allocated to Customer for Revenue Requirements | 1Letter of Credit Amount Required (Parameter 4) | 2Potential Base Plan Engineering and Construction Funding Allowable | Notes | 4Additional Engineering and Construction Cost for 3rd Party Upgrades (Parameter 2) | 3Total Revenue Requirements for Assigned Service Upgrades Over Term of Reservation NOT COVERED by Base Plan Funding | 3,5Total Revenue Requirements for Assigned Service Upgrades Over Term of Reservation COVERED by Base Plan Funding | 6,7Total Gross CPOs for Creditable Upgrades Over Reservation Period NOT COVERED by Base Plan Funding | 5,6,7Total Gross CPOs for Creditable Upgrades Over Reservation Period COVERED by Base Plan Funding | 4,9Point-to-Point Base Rate Available to Offset Revenue Requirements Over Reservation Period | 4Total Cost of Reservation Assignable to Customer Contingent Upon Base Plan Funding | Directly Assigned Upgrade Cost (DAUC) (Parameter 1)
AEPM | AG1-2025-001 | 106242968 | 18402753.25 | 12212326 | 0 | 10 | 0 | 21752369.02 | 0 | 8992817.4 | 0 | 0 | 30745186.42 | 18402753.25
AEPM | AG1-2025-003 | 105031987 | 41059.35 | 0 | 0 |  | 0 | 0 | 0 | 292899.8 | 0 | 0 | 292899.8 | 41059.35
AEPM | AG1-2025-004 | 106242686 | 18031011 | 0 | 0 |  | 0 | 0 | 0 | 23892983.4 | 0 | 0 | 23892983.4 | 18031011
AEPM | AG1-2025-005 | 106236058 | 157136.74 | 0 | 0 |  | 0 | 0 | 0 | 559916.4 | 0 | 0 | 559916.4 | 157136.74
AEPM | AG1-2025-006 | 105253355 | 956926.98 | 0 | 0 |  | 0 | 0 | 0 | 1741365.6 | 0 | 0 | 1741365.6 | 956926.98
AEPM | AG1-2025-007 | 106235849 | 3528769.76 | 1750000 | 38497.37 | 10 | 0 | 2346770 | 0 | 3282079.8 | 69146.4 | 0 | 5628849.8 | 3490272.39
AEPM | AG1-2025-008 | 106235974 | 184136.09 | 0 | 0 |  | 0 | 0 | 0 | 1210656.6 | 0 | 0 | 1210656.6 | 184136.09
AEPM | AG1-2025-009 | 106242462 | 147743.55 | 0 | 0 |  | 0 | 0 | 0 | 971383.2 | 0 | 0 | 971383.2 | 147743.55
AEPM | AG1-2025-010 | 106261694 | 36281.78 | 0 | 0 |  | 0 | 0 | 0 | 238545 | 0 | 0 | 238545 | 36281.78
AEPM | AG1-2025-011 | 106261701 | 29848.21 | 0 | 0 |  | 0 | 0 | 0 | 223153.8 | 0 | 0 | 223153.8 | 29848.21
BEPM | AG1-2025-012 | 106242127 | 0 | 0 | 0 |  | 0 | 0 | 0 | 0 | 0 | 0 | Schedule 9 & 11 Charges | 0
BRPS | AG1-2025-013 | 106245110 | 407619.72 | 0 | 0 |  | 0 | 0 | 0 | 647291.4 | 0 | 0 | 647291.4 | 407619.72
CHAN | AG1-2025-014 | 106148678 | 203.88 | 0 | 203.88 |  | 0 | 0 | 0 | 0 | 1339.2 | 0 | Schedule 9 & 11 Charges | 0
CHAN | AG1-2025-015 | 106216689 | 317150.45 | 0 | 317150.45 |  | 0 | 0 | 0 | 0 | 750420 | 0 | Schedule 9 & 11 Charges | 0
CLW1 | AG1-2025-016 | 106235228 | 3159.5 | 0 | 0 | 11 | 3122846.9105 | 0 | 0 | 24562.2 | 0 | 0 | 24562.2 | 3159.5
CLW1 | AG1-2025-017 | 106244847 | 695830.1775 | 693835 | 0 | 10, 11 | 32202431.0447 | 2416733 | 0 | 22406.4 | 0 | 0 | 2439139.4 | 695830.1775
CLW1 | AG1-2025-018 | 106235728 | 3673849.6332 | 3672223 | 0 | 10, 11 | 30073722.0447 | 12092490 | 0 | 18527.4 | 0 | 0 | 12111017.4 | 3673849.6332
GPM | AG1-2025-019 | 106218861 | 27607140.6 | 0 | 0 |  | 0 | 0 | 0 | 27607140.6 | 0 | 65318752.8 | 65318752.8 | 0
GRDX | AG1-2025-020 | 106242458 | 317886.67 | 0 | 0 |  | 0 | 0 | 0 | 2714110.2 | 0 | 0 | 2714110.2 | 317886.67
GRDX | AG1-2025-021 | 106253202 | 75123.89 | 0 | 29.66 |  | 0 | 0 | 0 | 525395.24 | 348.4 | 0 | 525395.24 | 75094.23
GRDX | AG1-2025-022 | 106253209 | 37561.95 | 0 | 14.83 |  | 0 | 0 | 0 | 262697.62 | 174.2 | 0 | 262697.62 | 37547.12
GRDX | AG1-2025-023 | 106253255 | 0 | 0 | 0 |  | 0 | 0 | 0 | 0 | 0 | 0 | Schedule 9 & 11 Charges | 0
KCPS | AG1-2025-024 | 106172997 | 0 | 0 | 0 |  | 0 | 0 | 0 | 0 | 0 | 0 | Schedule 9 & 11 Charges | 0
KCPS | AG1-2025-025 | 106173009 | 0 | 0 | 0 |  | 0 | 0 | 0 | 0 | 0 | 0 | Schedule 9 & 11 Charges | 0
KCPS | AG1-2025-026 | 106173023 | 0 | 0 | 0 |  | 0 | 0 | 0 | 0 | 0 | 0 | Schedule 9 & 11 Charges | 0
KCPS | AG1-2025-027 | 106173085 | 0 | 0 | 0 |  | 0 | 0 | 0 | 0 | 0 | 0 | Schedule 9 & 11 Charges | 0
KCPS | AG1-2025-028 | 106172675 | 0 | 0 | 0 |  | 0 | 0 | 0 | 0 | 0 | 0 | Schedule 9 & 11 Charges | 0
KEPC | AG1-2025-029 | 106251593 | 213011.46 | 0 | 213011.46 | 10 | 0 | 0 | 467290.06 | 0 | 583948.8 | 0 | Schedule 9 & 11 Charges | 0
KEPC | AG1-2025-030 | 106121163 | 199082.03 | 0 | 199082.03 |  | 0 | 0 | 0 | 0 | 702705.39 | 0 | Schedule 9 & 11 Charges | 0
KEPC | AG1-2025-031 | 106121069 | 2492180.72 | 0 | 2492180.72 | 10 | 0 | 0 | 6330064.05 | 0 | 2491057.42 | 0 | Schedule 9 & 11 Charges | 0
KMEA | AG1-2025-032 | 106132541 | 25558.38 | 0 | 25558.38 |  | 0 | 0 | 0 | 0 | 182079 | 0 | Schedule 9 & 11 Charges | 0
KMEA | AG1-2025-033 | 106132638 | 38337.6 | 0 | 38337.6 |  | 0 | 0 | 0 | 0 | 273114 | 0 | Schedule 9 & 11 Charges | 0
KMEA | AG1-2025-034 | 106181614 | 0 | 0 | 0 |  | 0 | 0 | 0 | 0 | 0 | 0 | Schedule 9 & 11 Charges | 0
KMEA | AG1-2025-035 | 106181591 | 0 | 0 | 0 |  | 0 | 0 | 0 | 0 | 0 | 0 | Schedule 9 & 11 Charges | 0
KPP | AG1-2025-036 | 106254841 | 1502.59 | 0 | 0 |  | 0 | 0 | 0 | 12936.84 | 0 | 0 | 12936.84 | 1502.59
LESM | AG1-2025-037 | 105922778 | 0 | 0 | 0 |  | 0 | 0 | 0 | 0 | 0 | 0 | Schedule 9 & 11 Charges | 0
LESM | AG1-2025-038 | 105922789 | 0 | 0 | 0 |  | 0 | 0 | 0 | 0 | 0 | 0 | Schedule 9 & 11 Charges | 0
MCPI | AG1-2025-039 | 106253118 | 0 | 0 | 0 |  | 0 | 0 | 0 | 0 | 0 | 7085270.082 | 7085270.082 | 0
MRES | AG1-2025-040 | 105862716 | 0 | 0 | 0 |  | 0 | 0 | 0 | 0 | 0 | 0 | Schedule 9 & 11 Charges | 0
NPPD | AG1-2025-041 | 106218673 | 0 | 0 | 0 |  | 0 | 0 | 0 | 0 | 0 | 0 | Schedule 9 & 11 Charges | 0
OGE | AG1-2025-042 | 106175661 | 161.57 | 0 | 161.57 |  | 0 | 0 | 0 | 0 | 1858.02 | 0 | Schedule 9 & 11 Charges | 0
OGE | AG1-2025-043 | 106175764 | 16454.16 | 0 | 16454.16 |  | 0 | 0 | 0 | 0 | 37785.11 | 0 | Schedule 9 & 11 Charges | 0
OGE | AG1-2025-044 | 106175811 | 3783.07 | 0 | 3783.07 |  | 0 | 0 | 0 | 0 | 36390.7 | 0 | Schedule 9 & 11 Charges | 0
OGE | AG1-2025-045 | 106175867 | 1156.26 | 0 | 1156.26 |  | 0 | 0 | 0 | 0 | 11439.89 | 0 | Schedule 9 & 11 Charges | 0
OGE | AG1-2025-046 | 106175920 | 3783.07 | 0 | 3783.07 |  | 0 | 0 | 0 | 0 | 36390.7 | 0 | Schedule 9 & 11 Charges | 0
OGE | AG1-2025-047 | 106175949 | 3397.5 | 0 | 3397.5 |  | 0 | 0 | 0 | 0 | 14266.3 | 0 | Schedule 9 & 11 Charges | 0
OGE | AG1-2025-048 | 106218627 | 56601.69 | 0 | 56601.69 | 10 | 0 | 0 | 161370.25 | 0 | 88348.26 | 0 | Schedule 9 & 11 Charges | 0
OGE | AG1-2025-049 | 106234922 | 50000 | 0 | 50000 | 10 | 0 | 0 | 78075.97 | 0 | 0 | 0 | Schedule 9 & 11 Charges | 0
OGE | AG1-2025-050 | 106234942 | 50000 | 0 | 50000 | 10 | 0 | 0 | 78075.97 | 0 | 0 | 0 | Schedule 9 & 11 Charges | 0
OGE | AG1-2025-051 | 106192110 | 17197.65 | 0 | 17197.65 |  | 0 | 0 | 0 | 0 | 241822.07 | 0 | Schedule 9 & 11 Charges | 0
OGE | AG1-2025-052 | 106218726 | 7944941.19 | 0 | 7944941.19 | 10 | 0 | 0 | 30335061.85 | 0 | 178256.9 | 0 | Schedule 9 & 11 Charges | 0
OGE | AG1-2025-053 | 106193434 | 406836.55 | 327090 | 0 | 10 | 0 | 1342276 | 0 | 349766.37 | 0 | 0 | 1692042.37 | 406836.55
OGE | AG1-2025-054 | 106193464 | 406836.55 | 327090 | 0 | 10 | 0 | 1342276 | 0 | 349766.37 | 0 | 0 | 1692042.37 | 406836.55
OGE | AG1-2025-055 | 106193538 | 406836.55 | 327090 | 0 | 10 | 0 | 1342276 | 0 | 349766.37 | 0 | 0 | 1692042.37 | 406836.55
OGE | AG1-2025-056 | 106192449 | 59811.53 | 0 | 0 |  | 0 | 0 | 0 | 188643 | 0 | 0 | 188643 | 59811.53
OGE | AG1-2025-057 | 106192058 | 0 | 0 | 0 |  | 0 | 0 | 0 | 0 | 0 | 0 | Schedule 9 & 11 Charges | 0
OGE | AG1-2025-058 | 106192060 | 0 | 0 | 0 |  | 0 | 0 | 0 | 0 | 0 | 0 | Schedule 9 & 11 Charges | 0
OGE | AG1-2025-059 | 106192071 | 0 | 0 | 0 |  | 0 | 0 | 0 | 0 | 0 | 0 | Schedule 9 & 11 Charges | 0
OGE | AG1-2025-060 | 106192983 | 0 | 0 | 0 |  | 0 | 0 | 0 | 0 | 0 | 0 | Schedule 9 & 11 Charges | 0
OGE | AG1-2025-061 | 106193051 | 0 | 0 | 0 |  | 0 | 0 | 0 | 0 | 0 | 0 | Schedule 9 & 11 Charges | 0
OGE | AG1-2025-062 | 106192966 | 0 | 0 | 0 |  | 0 | 0 | 0 | 0 | 0 | 0 | Schedule 9 & 11 Charges | 0
OGE | AG1-2025-063 | 106193066 | 0 | 0 | 0 |  | 0 | 0 | 0 | 0 | 0 | 0 | Schedule 9 & 11 Charges | 0
OGE | AG1-2025-064 | 106192913 | 0 | 0 | 0 |  | 0 | 0 | 0 | 0 | 0 | 0 | Schedule 9 & 11 Charges | 0
OGE | AG1-2025-065 | 106182887 | 35345.49 | 0 | 35345.49 |  | 0 | 0 | 0 | 0 | 96720.36 | 0 | Schedule 9 & 11 Charges | 0
OGE | AG1-2025-066 | 106182873 | 32235.5 | 0 | 32235.5 |  | 0 | 0 | 0 | 0 | 88209.66 | 0 | Schedule 9 & 11 Charges | 0
OGE | AG1-2025-067 | 106182827 | 34214.93 | 0 | 34214.93 |  | 0 | 0 | 0 | 0 | 93625.62 | 0 | Schedule 9 & 11 Charges | 0
OGE | AG1-2025-068 | 106182684 | 0 | 0 | 0 |  | 0 | 0 | 0 | 0 | 0 | 0 | Schedule 9 & 11 Charges | 0
OGE | AG1-2025-069 | 106235240 | 0 | 0 | 0 |  | 0 | 0 | 0 | 0 | 0 | 0 | Schedule 9 & 11 Charges | 0
OGE | AG1-2025-070 | 106235231 | 0 | 0 | 0 |  | 0 | 0 | 0 | 0 | 0 | 0 | Schedule 9 & 11 Charges | 0
OGE | AG1-2025-071 | 106182385 | 87464.65 | 0 | 87464.65 |  | 0 | 0 | 0 | 0 | 163433.03 | 0 | Schedule 9 & 11 Charges | 0
OGE | AG1-2025-072 | 106182208 | 87840.92 | 0 | 87840.92 |  | 0 | 0 | 0 | 0 | 164135.75 | 0 | Schedule 9 & 11 Charges | 0
OGE | AG1-2025-073 | 106182109 | 0 | 0 | 0 |  | 0 | 0 | 0 | 0 | 0 | 0 | Schedule 9 & 11 Charges | 0
OGE | AG1-2025-074 | 106182094 | 0 | 0 | 0 |  | 0 | 0 | 0 | 0 | 0 | 0 | Schedule 9 & 11 Charges | 0
OGE | AG1-2025-075 | 106182071 | 0 | 0 | 0 |  | 0 | 0 | 0 | 0 | 0 | 0 | Schedule 9 & 11 Charges | 0
OGE | AG1-2025-076 | 106182023 | 1052.25 | 0 | 1052.25 |  | 0 | 0 | 0 | 0 | 15040.61 | 0 | Schedule 9 & 11 Charges | 0
OGE | AG1-2025-077 | 106182011 | 1052.25 | 0 | 1052.25 |  | 0 | 0 | 0 | 0 | 15040.61 | 0 | Schedule 9 & 11 Charges | 0
OGE | AG1-2025-078 | 106235007 | 1052.25 | 0 | 1052.25 |  | 0 | 0 | 0 | 0 | 15040.61 | 0 | Schedule 9 & 11 Charges | 0
OGE | AG1-2025-079 | 106181923 | 1052.25 | 0 | 1052.25 |  | 0 | 0 | 0 | 0 | 15040.61 | 0 | Schedule 9 & 11 Charges | 0
OGE | AG1-2025-080 | 106181908 | 1052.25 | 0 | 1052.25 |  | 0 | 0 | 0 | 0 | 15040.61 | 0 | Schedule 9 & 11 Charges | 0
OPPD | AG1-2025-081 | 106112258 | 2805252.27 | 0 | 0 |  | 0 | 0 | 0 | 3504235.84 | 0 | 0 | 3504235.84 | 2805252.27
OPPD | AG1-2025-082 | 106191073 | 334582.74 | 0 | 0 |  | 0 | 0 | 0 | 635406.72 | 0 | 0 | 635406.72 | 334582.74
PEC | AG1-2025-083 | 106148406 | 40255.67 | 0 | 0 |  | 0 | 0 | 0 | 102791.4 | 0 | 0 | 102791.4 | 40255.67
SECI | AG1-2025-084 | 106106159 | 25820376.04 | 11387674 | 0 | 10 | 0 | 36454480 | 0 | 29793715.56 | 0 | 0 | 66248195.56 | 25820376.04
SECI | AG1-2025-085 | 106106175 | 947658.03 | 0 | 947658.03 |  | 0 | 0 | 0 | 0 | 1551546.1 | 0 | Schedule 9 & 11 Charges | 0
TEA | AG1-2025-086 | 105371622 | 1443910.58 | 0 | 0 |  | 0 | 0 | 0 | 1443910.58 | 0 | 5207684.3 | 5207684.3 | 0
TEA | AG1-2025-087 | 105371629 | 1443910.58 | 0 | 0 |  | 0 | 0 | 0 | 1443910.58 | 0 | 5207684.3 | 5207684.3 | 0
TEA | AG1-2025-088 | 105371634 | 577564.26 | 0 | 0 |  | 0 | 0 | 0 | 577564.26 | 0 | 5207684.3 | 5207684.3 | 0
TEAS | AG1-2025-089 | 106252874 | 0 | 0 | 0 |  | 0 | 0 | 0 | 0 | 0 | 3645195.84 | 3645195.84 | 0
TEAS | AG1-2025-090 | 106252885 | 0 | 0 | 0 |  | 0 | 0 | 0 | 0 | 0 | 151883.16 | 151883.16 | 0
TNSK | AG1-2025-091 | 106120395 | 721950.04 | 0 | 0 |  | 0 | 0 | 0 | 721950.04 | 0 | 2603842.15 | 2603842.15 | 0
TNSK | AG1-2025-092 | 106120412 | 721950.04 | 0 | 0 |  | 0 | 0 | 0 | 721950.04 | 0 | 2603842.15 | 2603842.15 | 0
TNSK | AG1-2025-093 | 106120415 | 1443910.58 | 0 | 0 |  | 0 | 0 | 0 | 1443910.58 | 0 | 5207684.3 | 5207684.3 | 0
TNSK | AG1-2025-094 | 106120421 | 1437453.08 | 0 | 0 |  | 0 | 0 | 0 | 1437453.08 | 0 | 5207684.3 | 5207684.3 | 0
TNSK | AG1-2025-095 | 104617151 | 4283342.7 | 0 | 0 |  | 0 | 0 | 0 | 4283342.7 | 0 | 5207684.3 | 5207684.3 | 0
TNSK | AG1-2025-096 | 104617150 | 1567611.78 | 0 | 0 |  | 0 | 0 | 0 | 1567611.78 | 0 | 2603842.15 | 2603842.15 | 0
TNSK | AG1-2025-097 | 104617149 | 3313709.14 | 0 | 0 |  | 0 | 0 | 0 | 3313709.14 | 0 | 5207684.3 | 5207684.3 | 0
TNSK | AG1-2025-098 | 104617159 | 3313709.14 | 0 | 0 |  | 0 | 0 | 0 | 3313709.14 | 0 | 5207684.3 | 5207684.3 | 0
WFEC | AG1-2025-099 | 105850310 | 102465.2 | 0 | 102465.2 |  | 0 | 0 | 0 | 0 | 292370.8 | 0 | Schedule 9 & 11 Charges | 0
WRGS | AG1-2025-100 | 106172013 | 1690.4 | 0 | 1690.4 |  | 0 | 0 | 0 | 0 | 2770.2 | 0 | Schedule 9 & 11 Charges | 0
WRGS | AG1-2025-101 | 106172023 | 6761.62 | 0 | 6761.62 |  | 0 | 0 | 0 | 0 | 11080.2 | 0 | Schedule 9 & 11 Charges | 0
WRGS | AG1-2025-102 | 106172084 | 16904.05 | 0 | 16904.05 |  | 0 | 0 | 0 | 0 | 27700.2 | 0 | Schedule 9 & 11 Charges | 0
WRGS | AG1-2025-103 | 106172089 | 25356.07 | 0 | 25356.07 |  | 0 | 0 | 0 | 0 | 41550 | 0 | Schedule 9 & 11 Charges | 0
WRGS | AG1-2025-104 | 106172147 | 8011.85 | 0 | 8011.85 |  | 0 | 0 | 0 | 0 | 15501 | 0 | Schedule 9 & 11 Charges | 0
WRGS | AG1-2025-105 | 106172159 | 10414.71 | 0 | 10414.71 |  | 0 | 0 | 0 | 0 | 17180.4 | 0 | Schedule 9 & 11 Charges | 0
WRGS | AG1-2025-106 | 106172310 | 6960.17 | 0 | 6960.17 |  | 0 | 0 | 0 | 0 | 11481.6 | 0 | Schedule 9 & 11 Charges | 0
WRGS | AG1-2025-107 | 106174856 | 2661.3 | 0 | 2661.3 |  | 0 | 0 | 0 | 0 | 5319 | 0 | Schedule 9 & 11 Charges | 0
WRGS | AG1-2025-108 | 106232665 | 21609.32 | 0 | 21609.32 |  | 0 | 0 | 0 | 0 | 35836.2 | 0 | Schedule 9 & 11 Charges | 0
WRGS | AG1-2025-109 | 106232670 | 18284.81 | 0 | 18284.81 |  | 0 | 0 | 0 | 0 | 30322.8 | 0 | Schedule 9 & 11 Charges | 0
WRGS | AG1-2025-110 | 106232673 | 21609.32 | 0 | 21609.32 |  | 0 | 0 | 0 | 0 | 35836.2 | 0 | Schedule 9 & 11 Charges | 0
WRGS | AG1-2025-111 | 106232682 | 22970.58 | 0 | 22970.58 |  | 0 | 0 | 0 | 0 | 38093.4 | 0 | Schedule 9 & 11 Charges | 0
WRGS | AG1-2025-112 | 106218856 | 81456.58 | 0 | 0 |  | 0 | 0 | 0 | 179833.29 | 0 | 0 | 179833.29 | 81456.58
WRGS | AG1-2025-113 | 106219184 | 258853.44 | 0 | 0 |  | 0 | 0 | 0 | 496821.6 | 0 | 0 | 496821.6 | 258853.44
Grand Total |  |  | 138154182.1307 |  | 12967262.71 |  | 65399000 | 79089670.02 | 37449938.15 | 129460637.34 | 8498806.33 |  |  | 77310756.9007
Note 1: Letter of Credit required for financial security for transmission owner for network upgrades is determined by allocated engineering and construction costs less engineering and construction costs for upgrades when network customer is the transmission owner less the E & C allocation of expedited projects. Letter of Credit is required for upgrades assigned to PTP requests. The amount of the letter of credit will be adjusted down on an annual basis to reflect cost recovery based on revenue allocation. This letter of credit is not required for those facilities that are fully base plan funded. The Letter Of Credit Amount listed is based on meeting OATT Attachment J requirements for base plan funding.
Note 2: If potential base plan funding is applicable, this value is the lesser of the Engineering and Construction costs of assignable upgrades or the value of base plan funding calculated pursuant to Attachment J, Section III B criteria. Allocation of base plan funding is contingent upon verification of customer agreements meeting Attachment J, Section II B criteria. Not applicable if Point-to-Point base rate exceeds revenue requirements.
Note 3: Revenue Requirements (RR) are based upon deferred end dates if applicable. Deferred dates are based upon customer's choice to pursue redispatch. Achievable Base Plan Avoided RR in the case of a Base Plan upgrade being displaced or deferred by an earlier in service date for a Requested Upgrade shall be determined per Attachment J, Section VII.C methodology. Assumption of a 40 year service life is utilized for Base Plan funded projects. A present worth analysis of RR on a common year basis between the Base Plan and Requested Upgrades was performed to determine avoided Base Plan RR due to the displacement or deferral of the Base Plan upgrade by the Requested Upgrade. The incremental increase in present worth of a Requested Upgrade on a common year basis as a Base Plan upgrade is assigned to the transmission requests impacting the upgrade based on the displacement or deferral. If the displacement analysis results in lower RR due to the shorter amortization period of the requested upgrade when compared to a base plan amortization period, then no direct assignment of the upgrade cost is made due to the displacement to an earlier start date.
Note 4: For Point-to-Point requests, total cost is based on the higher of the base rate OR assigned upgrade revenue requirements. For Network requests, the total cost is based on the directly assigned upgrade revenue requirements AND Schedules 1, 1A, 2, 9, 11, & 12 charges. Network cost amounts populated in this column are reduced by offsets (if available) from base plan funding, which is determined using Attachment J, Section II B Criteria. Additionally E & C of 3rd Party upgrades is assignable to Customer. This includes prepayments required for any SWPA upgrades. Revenue requirements for 3rd Party facilities are not calculated. Total cost to customer is based on assumption of Revenue Requirements with confirmation of base plan funding. Customer is responsible for negotiating redispatch costs if applicable. Customer is also responsible to pay credits for previously assigned upgrades that are impacted by their request. Credits can be paid from base plan funding if applicable.
Note 5: RR with base plan funding may increase or decrease even if no base plan funding is applicable to a particular request if another request that shares the upgrade is now full base plan funded resulting in a different amortization period for the upgrade and thus different RR.
Note 6: RR for creditable upgrades.
Note 7: CPOs for creditable upgrades may be calculated based on estimated upgrade cost and are subject to change.
Note 8: CPOs for creditable upgrade(s) may be required based on completion of GI review.
Note 9: Point-To-Point Base Rate used to offset Revenue Requirements are calculated using the following available rate(s): Schedule 7, Schedule 11 Base Plan Zonal, Schedule 11 Base Plan Regional. The ancillary rates (Schedules 1, 1A, 2, and 12) are not included in the Point-to-Point Base Rate. These rate(s) are subject to change.
Note 10: Upgrade cost and RR may increase or decrease due to estimated assumptions and is subject to change.
Note 11: This request is subject to third party upgrade costs. Scope of third party upgrade specifications and projected third party upgrade costs shall be established by the third party in accordance with Section 21 of the SPP Open Access Transmission Tariff. The third party upgrade specifications and projected third party upgrade costs have not yet been established, and is subject to the third party’s review and potential revision following the results of this AFS.

## Table3
Customer | Study Number
AEPM | AG1-2025-001
Customer | Reservation | POR | POD | Requested Amount | Requested Start Date | Requested Stop Date | Deferred Start Date Without Redispatch | Deferred Stop Date Without Redispatch | Potential Base Plan Funding Allowable | Point-to-Point Base Rate | Allocated E & C Cost | Total Revenue Requirements
AEPM | 106242968 | SPS | CSWS | 150 | 2026-06-01 | 2031-06-01 | 2028-12-01 | 2033-12-01 | 0 | 0 | 18402753.25 | 30745186.42
[9 empty] | 0 | 0 | 18402753.25 | 30745186.42
Reservation | Upgrade Name | DUN | EOC | Earliest Start Date | Redispatch Available | Allocated E & C Cost | Total E & C Cost | Total Revenue Requirements
106242968 | BRU Sub - XTO Mahoney 230kV Ckt 1 | 2027-06-01 | 2028-12-01 |  | No | 185113 | 3000000 | 347528.67
| Denver City North - Higg East 115kV Ckt 1 | 2032-06-01 | 2032-06-01 | 2028-12-01 |  | 6921834 | 13800000 | 12994958.514
| Higg East - Higg Sub 115kV Ckt 1 | 2032-06-01 | 2032-06-01 | 2028-12-01 |  | 1705379 | 3400000 | 3201655.704
| Shell CIty - Denver City South 115kV Ckt 1 | 2027-06-01 | 2028-12-01 |  | No | 3400000 | 3400000 | 5208226.128
[5 empty] | Total | 12212326 | 23600000 | 21752369.02
Credits may be required for the following Network Upgrades in accordance with Attachment Z2 of the SPP OATT.
Reservation | Upgrade Name | DUN | EOC | Earliest Start Date | Redispatch Available | Allocated E & C Cost | Total Revenue Requirements
106242968 | Crossroads - Tolk 345 kV CKT 1 Rebuild | 2020-12-01 | 2020-12-01 |  |  | 11921.33 | 16796.4
| Crossroads 345 kV Capacitive Reactive Support (SPS) | 2021-12-01 | 2021-12-01 |  |  | 456825.35 | 643632
| Deaf Smith - Plant X 230 kV Rebuild | 2020-12-01 | 2020-12-01 |  |  | 505199.68 | 711787.8
| Deaf Smith 115 kV Capacitive Reactive Power Support | 2021-10-28 | 2021-10-28 |  |  | 122392.65 | 164269.2
| Harrington Mid - Nichols 230 kV Ckt 2 | 2012-12-01 | 2012-12-01 |  |  | 24609.9 | 44922
| Harrington West - Nichols 230kV Ckt 1 | 2012-12-01 | 2012-12-01 |  |  | 25651.64 | 46823.4
| HUGO - VALLIANT 345KV CKT 1 | 2012-07-01 | 2012-07-01 |  |  | 30551.65 | 259731
| Newhart - Plant X 230 kV CKT 1 Rebuild | 2020-12-31 | 2020-12-31 |  |  | 62619.35 | 88225.8
| Oklaunion 345 kV Capacitive Reactive Support (AEP) | 2022-06-01 | 2022-06-01 |  |  | 4016863.8 | 5581532.4
| Plant X - Tolk 230kV rebuild circuit #1 | 2017-12-31 | 2017-12-31 |  |  | 172890.03 | 289522.8
| Plant X - Tolk 230kV rebuild circuit #2 | 2017-12-31 | 2017-12-31 |  |  | 181032.47 | 303157.8
| Tolk East - Tuco 230 kV Ckt 1 Rebuild | 2020-12-15 | 2020-12-15 |  |  | 40809.4 | 57497.4
| Tuco 230 kV Capacitive Reactive Power Support | 2020-12-31 | 2020-12-31 |  |  | 411999.73 | 571157.4
| Woodward EHV 138kV Phase Shifting Transformer circuit #1 | 2017-08-02 | 2017-08-02 |  |  | 127060.27 | 213762
[5 empty] | Total | 6190427.25 | 8992817.4
*Note: CPOs may be calculated based on estimated upgrade cost and are subject to change.
**Note: Upgrade cost and RR may increase or decrease due to estimated assumptions and is subject to change.
Customer | Study Number
AEPM | AG1-2025-003
Customer | Reservation | POR | POD | Requested Amount | Requested Start Date | Requested Stop Date | Deferred Start Date Without Redispatch | Deferred Stop Date Without Redispatch | Potential Base Plan Funding Allowable | Point-to-Point Base Rate | Allocated E & C Cost | Total Revenue Requirements
AEPM | 105031987 | CSWS | CSWS | 200 | 2025-12-01 | 2033-01-01 | 2025-12-01 | 2033-01-01 | 0 | 0 | 41059.35 | 292899.8
[9 empty] | 0 | 0 | 41059.35 | 292899.8
Reservation | Upgrade Name | DUN | EOC | Earliest Start Date | Redispatch Available | Allocated E & C Cost | Total E & C Cost | Total Revenue Requirements
105031987 | None |  |  |  |  | 0 | 0 | 0
[5 empty] | Total | 0 | 0 | 0
Credits may be required for the following Network Upgrades in accordance with Attachment Z2 of the SPP OATT.
Reservation | Upgrade Name | DUN | EOC | Earliest Start Date | Redispatch Available | Allocated E & C Cost | Total Revenue Requirements
105031987 | HUGO - VALLIANT 345KV CKT 1 | 2012-07-01 | 2012-07-01 |  |  | 41059.35 | 292899.8
[5 empty] | Total | 41059.35 | 292899.8
*Note: CPOs may be calculated based on estimated upgrade cost and are subject to change.
Customer | Study Number
AEPM | AG1-2025-004
Customer | Reservation | POR | POD | Requested Amount | Requested Start Date | Requested Stop Date | Deferred Start Date Without Redispatch | Deferred Stop Date Without Redispatch | Potential Base Plan Funding Allowable | Point-to-Point Base Rate | Allocated E & C Cost | Total Revenue Requirements
AEPM | 106242686 | SPS | CSWS | 265 | 2026-08-01 | 2031-08-01 | 2026-08-01 | 2031-08-01 | 0 | 0 | 18031011 | 23892983.4
[9 empty] | 0 | 0 | 18031011 | 23892983.4
Reservation | Upgrade Name | DUN | EOC | Earliest Start Date | Redispatch Available | Allocated E & C Cost | Total E & C Cost | Total Revenue Requirements
106242686 | None |  |  |  |  | 0 | 0 | 0
[5 empty] | Total | 0 | 0 | 0
Credits may be required for the following Network Upgrades in accordance with Attachment Z2 of the SPP OATT.
Reservation | Upgrade Name | DUN | EOC | Earliest Start Date | Redispatch Available | Allocated E & C Cost | Total Revenue Requirements
106242686 | Curry County - Deaf Smith 115 kV CKT 1 Rebuild | 2021-12-01 | 2021-12-01 |  |  | 4021305.08 | 5253559.8
| Deaf Smith - Plant X 230 kV Rebuild | 2020-12-01 | 2020-12-01 |  |  | 1297226.09 | 1694737.2
| Deaf Smith 115 kV Capacitive Reactive Power Support | 2021-10-28 | 2021-10-28 |  |  | 313317.29 | 389928
| Harrington Mid - Nichols 230 kV Ckt 2 | 2012-12-01 | 2012-12-01 |  |  | 36905.82 | 62466
| Harrington West - Nichols 230kV Ckt 1 | 2012-12-01 | 2012-12-01 |  |  | 37889.85 | 64131
| HUGO - VALLIANT 345KV CKT 1 | 2012-07-01 | 2012-07-01 |  |  | 72954.93 | 507853.2
| Newhart - Plant X 230 kV CKT 1 Rebuild | 2020-12-31 | 2020-12-31 |  |  | 193004.79 | 252147.6
| Oklaunion 345 kV Capacitive Reactive Support (AEP) | 2022-06-01 | 2022-06-01 |  |  | 7103846.03 | 8808604.2
| Plant X - Tolk 230kV rebuild circuit #1 | 2017-12-31 | 2017-12-31 |  |  | 848241.59 | 1295688.6
| Plant X - Tolk 230kV rebuild circuit #2 | 2017-12-31 | 2017-12-31 |  |  | 888219.49 | 1356754.8
| Tolk East - Tuco 230 kV Ckt 1 Rebuild | 2020-12-15 | 2020-12-15 |  |  | 267662.61 | 349683
| Tuco 230 kV Capacitive Reactive Power Support | 2020-12-31 | 2020-12-31 |  |  | 2699417.56 | 3469987.8
| Woodward EHV 138kV Phase Shifting Transformer circuit #1 | 2017-08-02 | 2017-08-02 |  |  | 251019.87 | 387442.2
[5 empty] | Total | 18031011 | 23892983.4
*Note: CPOs may be calculated based on estimated upgrade cost and are subject to change.
Customer | Study Number
AEPM | AG1-2025-005
Customer | Reservation | POR | POD | Requested Amount | Requested Start Date | Requested Stop Date | Deferred Start Date Without Redispatch | Deferred Stop Date Without Redispatch | Potential Base Plan Funding Allowable | Point-to-Point Base Rate | Allocated E & C Cost | Total Revenue Requirements
AEPM | 106236058 | WFEC | CSWS | 246 | 2025-12-01 | 2030-12-01 | 2025-12-01 | 2030-12-01 | 0 | 0 | 157136.74 | 559916.4
[9 empty] | 0 | 0 | 157136.74 | 559916.4
Reservation | Upgrade Name | DUN | EOC | Earliest Start Date | Redispatch Available | Allocated E & C Cost | Total E & C Cost | Total Revenue Requirements
106236058 | None |  |  |  |  | 0 | 0 | 0
[5 empty] | Total | 0 | 0 | 0
Credits may be required for the following Network Upgrades in accordance with Attachment Z2 of the SPP OATT.
Reservation | Upgrade Name | DUN | EOC | Earliest Start Date | Redispatch Available | Allocated E & C Cost | Total Revenue Requirements
106236058 | HUGO - VALLIANT 345KV CKT 1 | 2012-07-01 | 2012-07-01 |  |  | 63002.38 | 414227.4
| Kingfisher Co Tap - Mathewson 345kV CKT 1 | 2018-03-01 | 2018-03-01 |  |  | 94134.36 | 145689
[5 empty] | Total | 157136.74 | 559916.4
*Note: CPOs may be calculated based on estimated upgrade cost and are subject to change.
Customer | Study Number
AEPM | AG1-2025-006
Customer | Reservation | POR | POD | Requested Amount | Requested Start Date | Requested Stop Date | Deferred Start Date Without Redispatch | Deferred Stop Date Without Redispatch | Potential Base Plan Funding Allowable | Point-to-Point Base Rate | Allocated E & C Cost | Total Revenue Requirements
AEPM | 105253355 | SECI | CSWS | 189 | 2025-12-01 | 2030-12-01 | 2025-12-01 | 2030-12-01 | 0 | 0 | 956926.98 | 1741365.6
[9 empty] | 0 | 0 | 956926.98 | 1741365.6
Reservation | Upgrade Name | DUN | EOC | Earliest Start Date | Redispatch Available | Allocated E & C Cost | Total E & C Cost | Total Revenue Requirements
105253355 | None |  |  |  |  | 0 | 0 | 0
[5 empty] | Total | 0 | 0 | 0
Credits may be required for the following Network Upgrades in accordance with Attachment Z2 of the SPP OATT.
Reservation | Upgrade Name | DUN | EOC | Earliest Start Date | Redispatch Available | Allocated E & C Cost | Total Revenue Requirements
105253355 | FLATRDG3 - HARPER 138KV CKT 1 | 2009-12-01 | 2009-12-01 |  |  | 35700.52 | 330547.2
| HUGO - VALLIANT 345KV CKT 1 | 2012-07-01 | 2012-07-01 |  |  | 42809.73 | 281464.8
| Kingfisher Co Tap - Mathewson 345kV CKT 1 | 2018-03-01 | 2018-03-01 |  |  | 53255.53 | 82422
| Oklaunion 345 kV Capacitive Reactive Support (AEP) | 2022-06-01 | 2022-06-01 |  |  | 640301 | 768543.6
| Woodward EHV 138kV Phase Shifting Transformer circuit #1 | 2017-08-02 | 2017-08-02 |  |  | 184860.2 | 278388
[5 empty] | Total | 956926.98 | 1741365.6
*Note: CPOs may be calculated based on estimated upgrade cost and are subject to change.
Customer | Study Number
AEPM | AG1-2025-007
Customer | Reservation | POR | POD | Requested Amount | Requested Start Date | Requested Stop Date | Deferred Start Date Without Redispatch | Deferred Stop Date Without Redispatch | Potential Base Plan Funding Allowable | Point-to-Point Base Rate | Allocated E & C Cost | Total Revenue Requirements
AEPM | 106235849 | OKGE | CSWS | 160 | 2025-12-01 | 2030-12-01 | 2027-09-01 | 2032-09-01 | 38497.37 | 0 | 3528769.76 | 5697995.89
[9 empty] | 38497.37 | 0 | 3528769.76 | 5697995.89
Reservation | Upgrade Name | DUN | EOC | Earliest Start Date | Redispatch Available | Base Plan Funding for Wind | Directly Assigned for Wind | Allocated E & C Cost | Total E & C Cost | Total Revenue Requirements
106235849 | Cleo Corner - Cleo West 69kV Ckt 1 | 2025-12-01 | 2027-09-01 |  | No | 0 | 1750000 | 1750000 | 1750000 | 2346769.692
[5 empty] | Total | 0 | 1750000 | 1750000 | 1750000 | 2346769.69
Credits may be required for the following Network Upgrades in accordance with Attachment Z2 of the SPP OATT.
Reservation | Upgrade Name | DUN | EOC | Earliest Start Date | Redispatch Available | Base Plan Funding for Wind | Directly Assigned for Wind | Allocated E & C Cost | Total Revenue Requirements
106235849 | Cleo Corner - Cleo Plant Tap 138kV Ckt 1 | 2020-10-01 | 2020-10-01 |  |  | 38497.37 | 0 | 38497.37 | 69146.4
| Cleo Corner 138kV Addition (NU) | 2020-10-01 | 2020-10-01 |  |  | 0 | 1524918.85 | 1524918.85 | 2738958
| HUGO - VALLIANT 345KV CKT 1 | 2012-07-01 | 2012-07-01 |  |  | 0 | 31589.66 | 31589.66 | 241285.2
| Kingfisher Co Tap - Mathewson 345kV CKT 1 | 2018-03-01 | 2018-03-01 |  |  | 0 | 110344.9 | 110344.9 | 183891
| Woodward EHV 138kV Phase Shifting Transformer circuit #1 | 2017-08-02 | 2017-08-02 |  |  | 0 | 73418.98 | 73418.98 | 117945.6
[5 empty] | Total | 38497.37 | 1740272.39 | 1778769.76 | 3351226.2
*Note: CPOs may be calculated based on estimated upgrade cost and are subject to change.
**Note: Upgrade cost and RR may increase or decrease due to estimated assumptions and is subject to change.
Customer | Study Number
AEPM | AG1-2025-008
Customer | Reservation | POR | POD | Requested Amount | Requested Start Date | Requested Stop Date | Deferred Start Date Without Redispatch | Deferred Stop Date Without Redispatch | Potential Base Plan Funding Allowable | Point-to-Point Base Rate | Allocated E & C Cost | Total Revenue Requirements
AEPM | 106235974 | OKGE | CSWS | 708 | 2025-12-01 | 2030-12-01 | 2025-12-01 | 2030-12-01 | 0 | 0 | 184136.09 | 1210656.6
[9 empty] | 0 | 0 | 184136.09 | 1210656.6
Reservation | Upgrade Name | DUN | EOC | Earliest Start Date | Redispatch Available | Allocated E & C Cost | Total E & C Cost | Total Revenue Requirements
106235974 | None |  |  |  |  | 0 | 0 | 0
[5 empty] | Total | 0 | 0 | 0
Credits may be required for the following Network Upgrades in accordance with Attachment Z2 of the SPP OATT.
Reservation | Upgrade Name | DUN | EOC | Earliest Start Date | Redispatch Available | Base Plan Funding for Wind | Directly Assigned for Wind | Allocated E & C Cost | Total Revenue Requirements
106235974 | HUGO - VALLIANT 345KV CKT 1 | 2012-07-01 | 2012-07-01 |  |  | 0 | 184136.09 | 184136.09 | 1210656.6
[5 empty] | Total | 0 | 184136.09 | 184136.09 | 1210656.6
*Note: CPOs may be calculated based on estimated upgrade cost and are subject to change.
Customer | Study Number
AEPM | AG1-2025-009
Customer | Reservation | POR | POD | Requested Amount | Requested Start Date | Requested Stop Date | Deferred Start Date Without Redispatch | Deferred Stop Date Without Redispatch | Potential Base Plan Funding Allowable | Point-to-Point Base Rate | Allocated E & C Cost | Total Revenue Requirements
AEPM | 106242462 | OKGE | CSWS | 598 | 2025-12-01 | 2030-12-01 | 2025-12-01 | 2030-12-01 | 0 | 0 | 147743.55 | 971383.2
[9 empty] | 0 | 0 | 147743.55 | 971383.2
Reservation | Upgrade Name | DUN | EOC | Earliest Start Date | Redispatch Available | Allocated E & C Cost | Total E & C Cost | Total Revenue Requirements
106242462 | None |  |  |  |  | 0 | 0 | 0
[5 empty] | Total | 0 | 0 | 0
Credits may be required for the following Network Upgrades in accordance with Attachment Z2 of the SPP OATT.
Reservation | Upgrade Name | DUN | EOC | Earliest Start Date | Redispatch Available | Base Plan Funding for Wind | Directly Assigned for Wind | Allocated E & C Cost | Total Revenue Requirements
106242462 | HUGO - VALLIANT 345KV CKT 1 | 2012-07-01 | 2012-07-01 |  |  | 0 | 147743.55 | 147743.55 | 971383.2
[5 empty] | Total | 0 | 147743.55 | 147743.55 | 971383.2
*Note: CPOs may be calculated based on estimated upgrade cost and are subject to change.
Customer | Study Number
AEPM | AG1-2025-010
Customer | Reservation | POR | POD | Requested Amount | Requested Start Date | Requested Stop Date | Deferred Start Date Without Redispatch | Deferred Stop Date Without Redispatch | Potential Base Plan Funding Allowable | Point-to-Point Base Rate | Allocated E & C Cost | Total Revenue Requirements
AEPM | 106261694 | CSWS | CSWS | 150 | 2025-12-01 | 2030-12-01 | 2025-12-01 | 2030-12-01 | 0 | 0 | 36281.78 | 238545
[9 empty] | 0 | 0 | 36281.78 | 238545
Reservation | Upgrade Name | DUN | EOC | Earliest Start Date | Redispatch Available | Allocated E & C Cost | Total E & C Cost | Total Revenue Requirements
106261694 | None |  |  |  |  | 0 | 0 | 0
[5 empty] | Total | 0 | 0 | 0
Credits may be required for the following Network Upgrades in accordance with Attachment Z2 of the SPP OATT.
Reservation | Upgrade Name | DUN | EOC | Earliest Start Date | Redispatch Available | Allocated E & C Cost | Total Revenue Requirements
106261694 | HUGO - VALLIANT 345KV CKT 1 | 2012-07-01 | 2012-07-01 |  |  | 36281.78 | 238545
[5 empty] | Total | 36281.78 | 238545
*Note: CPOs may be calculated based on estimated upgrade cost and are subject to change.
Customer | Study Number
AEPM | AG1-2025-011
Customer | Reservation | POR | POD | Requested Amount | Requested Start Date | Requested Stop Date | Deferred Start Date Without Redispatch | Deferred Stop Date Without Redispatch | Potential Base Plan Funding Allowable | Point-to-Point Base Rate | Allocated E & C Cost | Total Revenue Requirements
AEPM | 106261701 | CSWS | CSWS | 150 | 2027-06-01 | 2032-06-01 | 2027-06-01 | 2032-06-01 | 0 | 0 | 29848.21 | 223153.8
[9 empty] | 0 | 0 | 29848.21 | 223153.8
Reservation | Upgrade Name | DUN | EOC | Earliest Start Date | Redispatch Available | Allocated E & C Cost | Total E & C Cost | Total Revenue Requirements
106261701 | None |  |  |  |  | 0 | 0 | 0
[5 empty] | Total | 0 | 0 | 0
Credits may be required for the following Network Upgrades in accordance with Attachment Z2 of the SPP OATT.
Reservation | Upgrade Name | DUN | EOC | Earliest Start Date | Redispatch Available | Allocated E & C Cost | Total Revenue Requirements
106261701 | HUGO - VALLIANT 345KV CKT 1 | 2012-07-01 | 2012-07-01 |  |  | 29848.21 | 223153.8
[5 empty] | Total | 29848.21 | 223153.8
*Note: CPOs may be calculated based on estimated upgrade cost and are subject to change.
Customer | Study Number
BEPM | AG1-2025-012
Customer | Reservation | POR | POD | Requested Amount | Requested Start Date | Requested Stop Date | Deferred Start Date Without Redispatch | Deferred Stop Date Without Redispatch | Potential Base Plan Funding Allowable | Point-to-Point Base Rate | Allocated E & C Cost | Total Revenue Requirements
BEPM | 106242127 | MEC | NPPD | 40 | 2025-12-01 | 2030-06-01 | 2025-12-01 | 2030-06-01 | 0 | 0 | 0 | 0
[9 empty] | 0 | 0 | 0 | 0
Reservation | Upgrade Name | DUN | EOC | Earliest Start Date | Redispatch Available | Allocated E & C Cost | Total E & C Cost | Total Revenue Requirements
106242127 | None |  |  |  |  | 0 | 0 | 0
[5 empty] | Total | 0 | 0 | 0
Customer | Study Number
BRPS | AG1-2025-013
Customer | Reservation | POR | POD | Requested Amount | Requested Start Date | Requested Stop Date | Deferred Start Date Without Redispatch | Deferred Stop Date Without Redispatch | Potential Base Plan Funding Allowable | Point-to-Point Base Rate | Allocated E & C Cost | Total Revenue Requirements
BRPS | 106245110 | WAUE | NPPD | 200 | 2027-06-01 | 2032-06-01 | 2027-06-01 | 2032-06-01 | 0 | 0 | 407619.72 | 647291.4
[9 empty] | 0 | 0 | 407619.72 | 647291.4
Reservation | Upgrade Name | DUN | EOC | Earliest Start Date | Redispatch Available | Allocated E & C Cost | Total E & C Cost | Total Revenue Requirements
106245110 | None |  |  |  |  | 0 | 0 | 0
[5 empty] | Total | 0 | 0 | 0
Credits may be required for the following Network Upgrades in accordance with Attachment Z2 of the SPP OATT.
Reservation | Upgrade Name | DUN | EOC | Earliest Start Date | Redispatch Available | Base Plan Funding for Wind | Directly Assigned for Wind | Allocated E & C Cost | Total Revenue Requirements
106245110 | Antelope - County Line - 115kV Rebuild | 2017-05-01 | 2017-05-01 |  |  | 0 | 152894.17 | 152894.17 | 238470
| Battle Creek - County Line 115kV Rebuild | 2017-05-01 | 2017-05-01 |  |  | 0 | 145847.76 | 145847.76 | 227479.2
| Kelly - Madison County 230kV Ckt 1 | 2014-11-01 | 2014-11-01 |  |  | 0 | 101704.01 | 101704.01 | 170754
| Twin Church - Dixon County 230kV Line Upgrade | 2018-11-01 | 2018-11-01 |  |  | 0 | 7173.78 | 7173.78 | 10588.2
[5 empty] | Total | 0 | 407619.72 | 407619.72 | 647291.4
*Note: CPOs may be calculated based on estimated upgrade cost and are subject to change.
Customer | Study Number
CHAN | AG1-2025-014
Customer | Reservation | POR | POD | Requested Amount | Requested Start Date | Requested Stop Date | Deferred Start Date Without Redispatch | Deferred Stop Date Without Redispatch | Potential Base Plan Funding Allowable | Point-to-Point Base Rate | Allocated E & C Cost | Total Revenue Requirements
CHAN | 106148678 | SPA | WR | 2 | 2025-12-01 | 2030-12-01 | 2025-12-01 | 2030-12-01 | 203.88 | 0 | 203.88 | 1339.2
[9 empty] | 203.88 | 0 | 203.88 | 1339.2
Reservation | Upgrade Name | DUN | EOC | Earliest Start Date | Redispatch Available | Allocated E & C Cost | Total E & C Cost | Total Revenue Requirements
106148678 | None |  |  |  |  | 0 | 0 | 0
[5 empty] | Total | 0 | 0 | 0
Credits may be required for the following Network Upgrades in accordance with Attachment Z2 of the SPP OATT.
Reservation | Upgrade Name | DUN | EOC | Earliest Start Date | Redispatch Available | Allocated E & C Cost | Total Revenue Requirements
106148678 | DEARING 138KV | 2013-06-30 | 2013-06-30 |  |  | 1.15 | 6.6
| HUGO - VALLIANT 345KV CKT 1 | 2012-07-01 | 2012-07-01 |  |  | 202.73 | 1332.6
[5 empty] | Total | 203.88 | 1339.2
*Note: CPOs may be calculated based on estimated upgrade cost and are subject to change.
Customer | Study Number
CHAN | AG1-2025-015
Customer | Reservation | POR | POD | Requested Amount | Requested Start Date | Requested Stop Date | Deferred Start Date Without Redispatch | Deferred Stop Date Without Redispatch | Potential Base Plan Funding Allowable | Point-to-Point Base Rate | Allocated E & C Cost | Total Revenue Requirements
CHAN | 106216689 | WR | WR | 3 | 2027-01-01 | 2057-01-01 | 2027-01-01 | 2057-01-01 | 317150.45 | 0 | 317150.45 | 750420
[9 empty] | 317150.45 | 0 | 317150.45 | 750420
Reservation | Upgrade Name | DUN | EOC | Earliest Start Date | Redispatch Available | Allocated E & C Cost | Total E & C Cost | Total Revenue Requirements
106216689 | None |  |  |  |  | 0 | 0 | 0
[5 empty] | Total | 0 | 0 | 0
Credits may be required for the following Network Upgrades in accordance with Attachment Z2 of the SPP OATT.
Reservation | Upgrade Name | DUN | EOC | Earliest Start Date | Redispatch Available | Allocated E & C Cost | Total Revenue Requirements
106216689 | DEARING 138KV | 2013-06-30 | 2013-06-30 |  |  | 1.47 | 21.6
| NORTHWEST - WOODWARD 345KV CKT 1 | 2010-01-01 | 2010-01-01 |  |  | 1065.71 | 20937.6
| Tap Wichita - Thistle 345 kV Ckt 1 & 2 - Pratt Addition (NU) | 2016-12-31 | 2016-12-31 |  |  | 66.22 | 151.2
| Tap Wichita - Thistle 345 kV Ckt 1 & 2 - Pratt Co Addition (NU) | 2016-10-16 | 2016-10-16 |  |  | 315066.19 | 727059.6
| Woodward EHV 138kV Phase Shifting Transformer circuit #1 | 2017-08-02 | 2017-08-02 |  |  | 950.86 | 2250
[5 empty] | Total | 317150.45 | 750420
*Note: CPOs may be calculated based on estimated upgrade cost and are subject to change.
Customer | Study Number
CLW1 | AG1-2025-016
Customer | Reservation | POR | POD | Requested Amount | Requested Start Date | Requested Stop Date | Deferred Start Date Without Redispatch | Deferred Stop Date Without Redispatch | Potential Base Plan Funding Allowable | Point-to-Point Base Rate | Allocated E & C Cost | Total Revenue Requirements
CLW1 | 106235228 | OKGE | SPA | 16 | 2026-03-01 | 2031-03-01 | 2027-12-01 | 2032-12-01 | 0 | 0 | 3159.5 | 24562.2
[9 empty] | 0 | 0 | 3159.5 | 24562.2
Reservation | Upgrade Name | DUN | EOC | Earliest Start Date | Redispatch Available | Allocated E & C Cost | Total E & C Cost | Total Revenue Requirements
106235228 | None |  |  |  |  | 0 | 0 | 0
[5 empty] | Total | 0 | 0 | 0
Credits may be required for the following Network Upgrades in accordance with Attachment Z2 of the SPP OATT.
Reservation | Upgrade Name | DUN | EOC | Earliest Start Date | Redispatch Available | Allocated E & C Cost | Total Revenue Requirements
106235228 | HUGO - VALLIANT 345KV CKT 1 | 2012-07-01 | 2012-07-01 |  |  | 1480.79 | 11555.4
| HUGO 345/138KV TRANSFORMER CKT 1 | 2012-07-01 | 2012-07-01 |  |  | 1678.71 | 13006.8
[5 empty] | Total | 3159.5 | 24562.2
Third Party Limitations.
Reservation | Upgrade Name | DUN | EOC | Earliest Start Date | Redispatch Available | *Allocated E & C Cost | *Total E & C Cost
1106235228 | AECC Heber Springs North - Greers Ferry SPA 161kV Ckt 1 | 2027-10-01 | 2027-10-01 | 2027-08-01 |  | 95291 | 2224000
| Ozark - Clarksville 161kV Ckt 1 | 2029-04-01 | 2029-04-01 | 2028-06-01 |  | 2005591.0543 | 41850000
| Clarksville 161/69kV Ckt 1 Transformers | 2027-10-01 | 2027-12-01 |  | No | 1021964.8562 | 21325000
[5 empty] | Total | 3122846.9105 | 65399000
*Estimated cost allocation as a percentage of total cost is shown for third-party limitations when costs have not yet been established by the third-party.
**Note: CPOs may be calculated based on estimated upgrade cost and are subject to change.
***Note: This request is subject to third party upgrade costs. Scope of third party upgrade specifications and projected third party upgrade costs shall be established by the third party in accordance with Section 21 of the SPP Open Access Transmission Tariff. The third party upgrade specifications and projected third party upgrade costs have not yet been established, and is subject to the third party’s review and potential revision following the results of this AFS.
Customer | Study Number
CLW1 | AG1-2025-017
Customer | Reservation | POR | POD | Requested Amount | Requested Start Date | Requested Stop Date | Deferred Start Date Without Redispatch | Deferred Stop Date Without Redispatch | Potential Base Plan Funding Allowable | Point-to-Point Base Rate | Allocated E & C Cost | Total Revenue Requirements
CLW1 | 106244847 | OKGE | SPA | 150 | 2027-10-01 | 2042-10-01 | 2027-12-01 | 2042-12-01 | 0 | 0 | 695830.1775 | 2439139.878
[9 empty] | 0 | 0 | 695830.1775 | 2439139.878
Reservation | Upgrade Name | DUN | EOC | Earliest Start Date | Redispatch Available | Allocated E & C Cost | Total E & C Cost | Total Revenue Requirements
106244847 | Colony - Battlefield 161kV Ckt 1 | 2033-06-01 | 2033-06-01 | 2027-06-01 |  | 460327.6275 | 1700000 | 1609438.914
| RS Kerr Dam 161kV Ckt 1 | 2034-06-01 | 2034-06-01 | 2027-06-01 |  | 200284 | 8850000 | 700250.4
| Tarby - Shady Point 161kV Ckt 1 Terminal Upgrades | 2032-06-01 | 2032-06-01 | 2028-06-01 |  | 33223 | 1500000 | 107044.164
[5 empty] | Total | 693834.6275 | 12050000 | 2416733.478
Credits may be required for the following Network Upgrades in accordance with Attachment Z2 of the SPP OATT.
Reservation | Upgrade Name | DUN | EOC | Earliest Start Date | Redispatch Available | Allocated E & C Cost | Total Revenue Requirements
106244847 | HUGO - VALLIANT 345KV CKT 1 | 2012-07-01 | 2012-07-01 |  |  | 818.08 | 9225
| HUGO 345/138KV TRANSFORMER CKT 1 | 2012-07-01 | 2012-07-01 |  |  | 1177.47 | 13181.4
[5 empty] | Total | 1995.55 | 22406.4
Third Party Limitations.
Reservation | Upgrade Name | DUN | EOC | Earliest Start Date | Redispatch Available | *Allocated E & C Cost | *Total E & C Cost
106244847 | AECC Heber Springs North - Greers Ferry SPA 161kV Ckt 1 | 2027-10-01 | 2027-10-01 | 2027-08-01 |  | 2128709 | 2224000
| Ozark - Clarksville 161kV Ckt 1 | 2029-04-01 | 2029-04-01 | 2028-06-01 |  | 19922204.4728 | 41850000
| Clarksville 161/69kV Ckt 1 Transformers | 2027-10-01 | 2027-12-01 |  | No | 10151517.5719 | 21325000
[5 empty] | Total | 32202431.0447 | 65399000
*Estimated cost allocation as a percentage of total cost is shown for third-party limitations when costs have not yet been established by the third-party.
**Note: CPOs may be calculated based on estimated upgrade cost and are subject to change.
***Note: Upgrade cost and RR may increase or decrease due to estimated assumptions and is subject to change.
****Note: This request is subject to third party upgrade costs. Scope of third party upgrade specifications and projected third party upgrade costs shall be established by the third party in accordance with Section 21 of the SPP Open Access Transmission Tariff. The third party upgrade specifications and projected third party upgrade costs have not yet been established, and is subject to the third party’s review and potential revision following the results of this AFS.
Customer | Study Number
CLW1 | AG1-2025-018
Customer | Reservation | POR | POD | Requested Amount | Requested Start Date | Requested Stop Date | Deferred Start Date Without Redispatch | Deferred Stop Date Without Redispatch | Potential Base Plan Funding Allowable | Point-to-Point Base Rate | Allocated E & C Cost | Total Revenue Requirements
CLW1 | 106235728 | OKGE | SPA | 150 | 2028-02-01 | 2043-02-01 | 2028-02-01 | 2043-02-01 | 0 | 0 | 3673849.6332 | 12111018.822
[9 empty] | 0 | 0 | 3673849.6332 | 12111018.822
Reservation | Upgrade Name | DUN | EOC | Earliest Start Date | Redispatch Available | Allocated E & C Cost | Total E & C Cost | Total Revenue Requirements
106235728 | Colony - Battlefield 161kV Ckt 1 | 2033-06-01 | 2033-06-01 | 2027-06-01 |  | 166095.2132 | 1700000 | 589815.594
| RS Kerr Dam 161kV Ckt 1 | 2034-06-01 | 2034-06-01 | 2027-06-01 |  | 219685 | 8850000 | 780112.926
| Tarby - Shady Point 161kV Ckt 1 Terminal Upgrades | 2032-06-01 | 2032-06-01 | 2028-06-01 |  | 36442 | 1500000 | 119247.318
| W. Boonville - Booneville (AECC) 69 kV Ckt 1 | 2029-06-01 | 2029-06-01 | 2028-06-01 |  | 3250000 | 3250000 | 10603315.584
[5 empty] | Total | 3672222.2132 | 15300000 | 12092491.422
Credits may be required for the following Network Upgrades in accordance with Attachment Z2 of the SPP OATT.
Reservation | Upgrade Name | DUN | EOC | Earliest Start Date | Redispatch Available | Allocated E & C Cost | Total Revenue Requirements
106235728 | HUGO - VALLIANT 345KV CKT 1 | 2012-07-01 | 2012-07-01 |  |  | 570.17 | 6521.4
| HUGO 345/138KV TRANSFORMER CKT 1 | 2012-07-01 | 2012-07-01 |  |  | 1057.25 | 12006
[5 empty] | Total | 1627.42 | 18527.4
Third Party Limitations.
Reservation | Upgrade Name | DUN | EOC | Earliest Start Date | Redispatch Available | *Allocated E & C Cost | *Total E & C Cost
106244847 | Ozark - Clarksville 161kV Ckt 1 | 2029-04-01 | 2029-04-01 | 2028-06-01 |  | 19922204.4728 | 41850000
| Clarksville 161/69kV Ckt 1 Transformers | 2027-10-01 | 2027-12-01 |  | No | 10151517.5719 | 21325000
[5 empty] | Total | 30073722.0447 | 63175000
*Estimated cost allocation as a percentage of total cost is shown for third-party limitations when costs have not yet been established by the third-party.
**Note: CPOs may be calculated based on estimated upgrade cost and are subject to change.
***Note: Upgrade cost and RR may increase or decrease due to estimated assumptions and is subject to change.
****Note: This request is subject to third party upgrade costs. Scope of third party upgrade specifications and projected third party upgrade costs shall be established by the third party in accordance with Section 21 of the SPP Open Access Transmission Tariff. The third party upgrade specifications and projected third party upgrade costs have not yet been established, and is subject to the third party’s review and potential revision following the results of this AFS.
Customer | Study Number
GPM | AG1-2025-019
Customer | Reservation | POR | POD | Requested Amount | Requested Start Date | Requested Stop Date | Deferred Start Date Without Redispatch | Deferred Stop Date Without Redispatch | Potential Base Plan Funding Allowable | Point-to-Point Base Rate | Allocated E & C Cost | Total Revenue Requirements
GPM | 106218861 | SPS | LAM345 | 210 | 2026-12-01 | 2031-12-01 | 2026-12-01 | 2031-12-01 | 0 | 65318752.8 | 27607140.6 | 27607140.6
[9 empty] | 0 | 65318752.8 | 27607140.6 | 27607140.6
Reservation | Upgrade Name | DUN | EOC | Earliest Start Date | Redispatch Available | Allocated E & C Cost | Total E & C Cost | Total Revenue Requirements
106218861 | None |  |  |  |  | 0 | 0 | 0
[5 empty] | Total | 0 | 0 | 0
Credits may be required for the following Network Upgrades in accordance with Attachment Z2 of the SPP OATT.
Reservation | Upgrade Name | DUN | EOC | Earliest Start Date | Redispatch Available | Allocated E & C Cost | Total Revenue Requirements
106218861 | Crossroads - Eddy County 345 kV CKT 1 Rebuild | 2022-12-15 | 2022-12-15 |  |  | 263428.8 | 263428.8
| Crossroads - Tolk 345 kV CKT 1 Rebuild | 2020-12-01 | 2020-12-01 |  |  | 235446.6 | 235446.6
| Crossroads 345 kV Capacitive Reactive Support (SPS) | 2021-12-01 | 2021-12-01 |  |  | 6633287.4 | 6633287.4
| HARRINGTON MID - NICHOLS 230 KV CKT 2 | 2012-12-01 | 2012-12-01 |  |  | 1976281.8 | 1976281.8
| HARRINGTON WEST - NICHOLS 230KV CKT 1 | 2012-12-01 | 2012-12-01 |  |  | 1976281.2 | 1976281.2
| HUGO - VALLIANT 345KV CKT 1 | 2012-07-01 | 2012-07-01 |  |  | 3255735.6 | 3255735.6
| Newhart - Plant X 230 kV CKT 1 Rebuild | 2020-12-31 | 2020-12-31 |  |  | 889398.6 | 889398.6
| Oklaunion 345 kV Capacitive Reactive Support (AEP) | 2022-06-01 | 2022-06-01 |  |  | 9348522.6 | 9348522.6
| Woodward EHV 138kV Phase Shifting Transformer circuit #1 | 2017-08-02 | 2017-08-02 |  |  | 3028758 | 3028758
[5 empty] | Total | 27607140.6 | 27607140.6
*Note: CPOs may be calculated based on estimated upgrade cost and are subject to change.
Customer | Study Number
GRDX | AG1-2025-020
Customer | Reservation | POR | POD | Requested Amount | Requested Start Date | Requested Stop Date | Deferred Start Date Without Redispatch | Deferred Stop Date Without Redispatch | Potential Base Plan Funding Allowable | Point-to-Point Base Rate | Allocated E & C Cost | Total Revenue Requirements
GRDX | 106242458 | WFEC | OKGE | 85 | 2026-06-01 | 2041-06-01 | 2026-06-01 | 2041-06-01 | 0 | 0 | 317886.67 | 2714110.2
[9 empty] | 0 | 0 | 317886.67 | 2714110.2
Reservation | Upgrade Name | DUN | EOC | Earliest Start Date | Redispatch Available | Allocated E & C Cost | Total E & C Cost | Total Revenue Requirements
106242458 | None |  |  |  |  | 0 | 0 | 0
[5 empty] | Total | 0 | 0 | 0
Credits may be required for the following Network Upgrades in accordance with Attachment Z2 of the SPP OATT.
Reservation | Upgrade Name | DUN | EOC | Earliest Start Date | Redispatch Available | Allocated E & C Cost | Total Revenue Requirements
106242458 | HUGO - VALLIANT 345KV CKT 1 | 2012-07-01 | 2012-07-01 |  |  | 80802.25 | 801230.4
| HUGO 345/138KV TRANSFORMER CKT 1 | 2012-07-01 | 2012-07-01 |  |  | 183199.97 | 1803677.4
| MCNAB REC - Turk 115KV CKT 1 #2 (AEP) | 2011-12-01 | 2011-12-01 |  |  | 44024.18 | 89218.8
| TURK 138/115KV TRANSFORMER CKT 1 | 2011-12-01 | 2011-12-01 |  |  | 9860.27 | 19983.6
[5 empty] | Total | 317886.67 | 2714110.2
*Note: CPOs may be calculated based on estimated upgrade cost and are subject to change.
Customer | Study Number
GRDX | AG1-2025-021
Customer | Reservation | POR | POD | Requested Amount | Requested Start Date | Requested Stop Date | Deferred Start Date Without Redispatch | Deferred Stop Date Without Redispatch | Potential Base Plan Funding Allowable | Point-to-Point Base Rate | Allocated E & C Cost | Total Revenue Requirements
GRDX | 106253202 | OKGE | OKGE | 100 | 2026-06-01 | 2032-01-01 | 2026-06-01 | 2032-01-01 | 30 | 0 | 75123.89 | 525743.64
[9 empty] | 30 | 0 | 75123.89 | 525743.64
Reservation | Upgrade Name | DUN | EOC | Earliest Start Date | Redispatch Available | Allocated E & C Cost | Total E & C Cost | Total Revenue Requirements
106253202 | None |  |  |  |  | 0 | 0 | 0
[5 empty] | Total | 0 | 0 | 0
Credits may be required for the following Network Upgrades in accordance with Attachment Z2 of the SPP OATT.
Reservation | Upgrade Name | DUN | EOC | Earliest Start Date | Redispatch Available | Allocated E & C Cost | Total Revenue Requirements
106253202 | BROWN - EXPLORER TAP 138KV CKT 1 | 2008-06-01 | 2008-06-01 |  |  | 29.66 | 348.4
| HUGO - VALLIANT 345KV CKT 1 | 2012-07-01 | 2012-07-01 |  |  | 35366.9 | 248378.38
| HUGO 345/138KV TRANSFORMER CKT 1 | 2012-07-01 | 2012-07-01 |  |  | 39727.33 | 277016.86
[5 empty] | Total | 75123.89 | 525743.64
*Note: CPOs may be calculated based on estimated upgrade cost and are subject to change.
Customer | Study Number
GRDX | AG1-2025-022
Customer | Reservation | POR | POD | Requested Amount | Requested Start Date | Requested Stop Date | Deferred Start Date Without Redispatch | Deferred Stop Date Without Redispatch | Potential Base Plan Funding Allowable | Point-to-Point Base Rate | Allocated E & C Cost | Total Revenue Requirements
GRDX | 106253209 | OKGE | OKGE | 50 | 2026-06-01 | 2032-01-01 | 2026-06-01 | 2032-01-01 | 15 | 0 | 37561.95 | 262871.82
[9 empty] | 15 | 0 | 37561.95 | 262871.82
Reservation | Upgrade Name | DUN | EOC | Earliest Start Date | Redispatch Available | Allocated E & C Cost | Total E & C Cost | Total Revenue Requirements
106253209 | None |  |  |  |  | 0 | 0 | 0
[5 empty] | Total | 0 | 0 | 0
Credits may be required for the following Network Upgrades in accordance with Attachment Z2 of the SPP OATT.
Reservation | Upgrade Name | DUN | EOC | Earliest Start Date | Redispatch Available | Allocated E & C Cost | Total Revenue Requirements
106253209 | BROWN - EXPLORER TAP 138KV CKT 1 | 2008-06-01 | 2008-06-01 |  |  | 14.83 | 174.2
| HUGO - VALLIANT 345KV CKT 1 | 2012-07-01 | 2012-07-01 |  |  | 17683.45 | 124189.19
| HUGO 345/138KV TRANSFORMER CKT 1 | 2012-07-01 | 2012-07-01 |  |  | 19863.67 | 138508.43
[5 empty] | Total | 37561.95 | 262871.82
*Note: CPOs may be calculated based on estimated upgrade cost and are subject to change.
Customer | Study Number
GRDX | AG1-2025-023
Customer | Reservation | POR | POD | Requested Amount | Requested Start Date | Requested Stop Date | Deferred Start Date Without Redispatch | Deferred Stop Date Without Redispatch | Potential Base Plan Funding Allowable | Point-to-Point Base Rate | Allocated E & C Cost | Total Revenue Requirements
GRDX | 106253255 | GRDA | OKGE | 54 | 2026-06-01 | 2042-01-01 | 2026-06-01 | 2042-01-01 | 0 | 0 | 0 | 0
[9 empty] | 0 | 0 | 0 | 0
Reservation | Upgrade Name | DUN | EOC | Earliest Start Date | Redispatch Available | Allocated E & C Cost | Total E & C Cost | Total Revenue Requirements
106253255 | None |  |  |  |  | 0 | 0 | 0
[5 empty] | Total | 0 | 0 | 0
Customer | Study Number
KCPS | AG1-2025-024
Customer | Reservation | POR | POD | Requested Amount | Requested Start Date | Requested Stop Date | Deferred Start Date Without Redispatch | Deferred Stop Date Without Redispatch | Potential Base Plan Funding Allowable | Point-to-Point Base Rate | Allocated E & C Cost | Total Revenue Requirements
KCPS | 106172997 | KCPL | KCPL | 4 | 2025-12-01 | 2030-12-01 | 2025-12-01 | 2030-12-01 | 0 | 0 | 0 | 0
[9 empty] | 0 | 0 | 0 | 0
Reservation | Upgrade Name | DUN | EOC | Earliest Start Date | Redispatch Available | Allocated E & C Cost | Total E & C Cost | Total Revenue Requirements
106172997 | None |  |  |  |  | 0 | 0 | 0
[5 empty] | Total | 0 | 0 | 0
Customer | Study Number
KCPS | AG1-2025-025
Customer | Reservation | POR | POD | Requested Amount | Requested Start Date | Requested Stop Date | Deferred Start Date Without Redispatch | Deferred Stop Date Without Redispatch | Potential Base Plan Funding Allowable | Point-to-Point Base Rate | Allocated E & C Cost | Total Revenue Requirements
KCPS | 106173009 | KCPL | KCPL | 3 | 2025-12-01 | 2030-12-01 | 2025-12-01 | 2030-12-01 | 0 | 0 | 0 | 0
[9 empty] | 0 | 0 | 0 | 0
Reservation | Upgrade Name | DUN | EOC | Earliest Start Date | Redispatch Available | Allocated E & C Cost | Total E & C Cost | Total Revenue Requirements
106173009 | None |  |  |  |  | 0 | 0 | 0
[5 empty] | Total | 0 | 0 | 0
Customer | Study Number
KCPS | AG1-2025-026
Customer | Reservation | POR | POD | Requested Amount | Requested Start Date | Requested Stop Date | Deferred Start Date Without Redispatch | Deferred Stop Date Without Redispatch | Potential Base Plan Funding Allowable | Point-to-Point Base Rate | Allocated E & C Cost | Total Revenue Requirements
KCPS | 106173023 | KCPL | KCPL | 3 | 2025-12-01 | 2030-12-01 | 2025-12-01 | 2030-12-01 | 0 | 0 | 0 | 0
[9 empty] | 0 | 0 | 0 | 0
Reservation | Upgrade Name | DUN | EOC | Earliest Start Date | Redispatch Available | Allocated E & C Cost | Total E & C Cost | Total Revenue Requirements
106173023 | None |  |  |  |  | 0 | 0 | 0
[5 empty] | Total | 0 | 0 | 0
Customer | Study Number
KCPS | AG1-2025-027
Customer | Reservation | POR | POD | Requested Amount | Requested Start Date | Requested Stop Date | Deferred Start Date Without Redispatch | Deferred Stop Date Without Redispatch | Potential Base Plan Funding Allowable | Point-to-Point Base Rate | Allocated E & C Cost | Total Revenue Requirements
KCPS | 106173085 | KCPL | KCPL | 5 | 2025-12-01 | 2030-12-01 | 2025-12-01 | 2030-12-01 | 0 | 0 | 0 | 0
[9 empty] | 0 | 0 | 0 | 0
Reservation | Upgrade Name | DUN | EOC | Earliest Start Date | Redispatch Available | Allocated E & C Cost | Total E & C Cost | Total Revenue Requirements
106173085 | None |  |  |  |  | 0 | 0 | 0
[5 empty] | Total | 0 | 0 | 0
Customer | Study Number
KCPS | AG1-2025-028
Customer | Reservation | POR | POD | Requested Amount | Requested Start Date | Requested Stop Date | Deferred Start Date Without Redispatch | Deferred Stop Date Without Redispatch | Potential Base Plan Funding Allowable | Point-to-Point Base Rate | Allocated E & C Cost | Total Revenue Requirements
KCPS | 106172675 | MPS | KCPL | 1 | 2025-12-01 | 2030-12-01 | 2025-12-01 | 2030-12-01 | 0 | 0 | 0 | 0
[9 empty] | 0 | 0 | 0 | 0
Reservation | Upgrade Name | DUN | EOC | Earliest Start Date | Redispatch Available | Allocated E & C Cost | Total E & C Cost | Total Revenue Requirements
106172675 | None |  |  |  |  | 0 | 0 | 0
[5 empty] | Total | 0 | 0 | 0
Customer | Study Number
KEPC | AG1-2025-029
Customer | Reservation | POR | POD | Requested Amount | Requested Start Date | Requested Stop Date | Deferred Start Date Without Redispatch | Deferred Stop Date Without Redispatch | Potential Base Plan Funding Allowable | Point-to-Point Base Rate | Allocated E & C Cost | Total Revenue Requirements
KEPC | 106251593 | WR | WR | 10 | 2025-12-01 | 2045-12-01 | 2025-12-01 | 2045-12-01 | 213011.46 | 0 | 213011.46 | 1051238.86
[9 empty] | 213011.46 | 0 | 213011.46 | 1051238.86
Reservation | Upgrade Name | DUN | EOC | Earliest Start Date | Redispatch Available | Allocated E & C Cost | Total E & C Cost | Total Revenue Requirements
106251593 | Colony - Battlefield 161kV Ckt 1 | 2033-06-01 | 2033-06-01 | 2027-06-01 |  | 6197 | 1700000 | 21252.096
| RS Kerr Dam 161kV Ckt 1 | 2034-06-01 | 2034-06-01 | 2027-06-01 |  | 111061 | 8850000 | 380874.384
| Tarby - Shady Point 161kV Ckt 1 Terminal Upgrades | 2032-06-01 | 2032-06-01 | 2028-06-01 |  | 20618 | 1500000 | 65163.576
[5 empty] | Total | 137876 | 12050000 | 467290.06
Credits may be required for the following Network Upgrades in accordance with Attachment Z2 of the SPP OATT.
Reservation | Upgrade Name | DUN | EOC | Earliest Start Date | Redispatch Available | Allocated E & C Cost | Total Revenue Requirements
106251593 | FLATRDG3 - MEDICINE LODGE 138KV CKT 1 | 2009-12-01 | 2009-12-01 |  |  | 4107.82 | 66508.8
| HUGO 345/138KV TRANSFORMER CKT 1 | 2012-07-01 | 2012-07-01 |  |  | 847.01 | 9400.8
| Kingfisher Co Tap - Mathewson 345kV CKT 1 | 2018-03-01 | 2018-03-01 |  |  | 2507.37 | 5181.6
| MEDICINE LODGE - PRATT 115KV CKT 1 | 2009-12-01 | 2009-12-01 |  |  | 18536.38 | 289833.6
| MEDICINE LODGE 138/115KV TRANSFORMER CKT 1 | 2009-12-01 | 2009-12-01 |  |  | 1272.92 | 22884
| Neosho - Riverton 161kV Line Rebuild (EMDE) | 2023-10-01 | 2023-10-01 |  |  | 27127.34 | 96816
| Neosho - Riverton 161kV Line Rebuild (WERE) | 2023-10-01 | 2023-10-01 |  |  | 3870.08 | 12343.2
| NORTHWEST - WOODWARD 345KV CKT 1 | 2010-01-01 | 2010-01-01 |  |  | 4059.67 | 54652.8
| Rice County 230/115 kV transformer Ckt 1 | 2012-10-01 | 2012-10-01 |  |  | 9882.19 | 20640
| Woodward EHV 138kV Phase Shifting Transformer circuit #1 | 2017-08-02 | 2017-08-02 |  |  | 2924.68 | 5688
[5 empty] | Total | 75135.46 | 583948.8
*Note: CPOs may be calculated based on estimated upgrade cost and are subject to change.
**Note: Upgrade cost and RR may increase or decrease due to estimated assumptions and is subject to change.
Customer | Study Number
KEPC | AG1-2025-030
Customer | Reservation | POR | POD | Requested Amount | Requested Start Date | Requested Stop Date | Deferred Start Date Without Redispatch | Deferred Stop Date Without Redispatch | Potential Base Plan Funding Allowable | Point-to-Point Base Rate | Allocated E & C Cost | Total Revenue Requirements
KEPC | 106121163 | WR | EDE | 30 | 2025-12-01 | 2046-01-01 | 2025-12-01 | 2046-01-01 | 199082.03 | 0 | 199082.03 | 702705.39
[9 empty] | 199082.03 | 0 | 199082.03 | 702705.39
Reservation | Upgrade Name | DUN | EOC | Earliest Start Date | Redispatch Available | Allocated E & C Cost | Total E & C Cost | Total Revenue Requirements
106121163 | None |  |  |  |  | 0 | 0 | 0
[5 empty] | Total | 0 | 0 | 0
Credits may be required for the following Network Upgrades in accordance with Attachment Z2 of the SPP OATT.
Reservation | Upgrade Name | DUN | EOC | Earliest Start Date | Redispatch Available | Allocated E & C Cost | Total Revenue Requirements
106121163 | Neosho - Riverton 161kV Line Rebuild (EMDE) | 2023-10-01 | 2023-10-01 |  |  | 174226.3 | 623252.51
| Neosho - Riverton 161kV Line Rebuild (WERE) | 2023-10-01 | 2023-10-01 |  |  | 24855.73 | 79452.88
[5 empty] | Total | 199082.03 | 702705.39
*Note: CPOs may be calculated based on estimated upgrade cost and are subject to change.
Customer | Study Number
KEPC | AG1-2025-031
Customer | Reservation | POR | POD | Requested Amount | Requested Start Date | Requested Stop Date | Deferred Start Date Without Redispatch | Deferred Stop Date Without Redispatch | Potential Base Plan Funding Allowable | Point-to-Point Base Rate | Allocated E & C Cost | Total Revenue Requirements
KEPC | 106121069 | WR | WR | 84 | 2025-12-01 | 2045-01-01 | 2025-12-01 | 2045-01-01 | 2492180.72 | 0 | 2492180.72 | 8821121.4719
[9 empty] | 2492180.72 | 0 | 2492180.72 | 8821121.4719
Reservation | Upgrade Name | DUN | EOC | Earliest Start Date | Redispatch Available | Allocated E & C Cost | Total E & C Cost | Total Revenue Requirements
106121069 | Colony - Battlefield 161kV Ckt 1 | 2033-06-01 | 2033-06-01 | 2027-06-01 |  | 86111 | 1700000 | 287968.2557
| RS Kerr Dam 161kV Ckt 1 | 2034-06-01 | 2034-06-01 | 2027-06-01 |  | 1543399 | 8850000 | 5161360.6054
| Tarby - Shady Point 161kV Ckt 1 Terminal Upgrades | 2032-06-01 | 2032-06-01 | 2028-06-01 |  | 285773 | 1500000 | 880735.1908
[5 empty] | Total | 1915283 | 12050000 | 6330064.05
Credits may be required for the following Network Upgrades in accordance with Attachment Z2 of the SPP OATT.
Reservation | Upgrade Name | DUN | EOC | Earliest Start Date | Redispatch Available | Allocated E & C Cost | Total Revenue Requirements
106121069 | HUGO 345/138KV TRANSFORMER CKT 1 | 2012-07-01 | 2012-07-01 |  |  | 11738.91 | 126579.75
| Kingfisher Co Tap - Mathewson 345kV CKT 1 | 2018-03-01 | 2018-03-01 |  |  | 34900.47 | 70939.62
| Neosho - Riverton 161kV Line Rebuild (EMDE) | 2023-10-01 | 2023-10-01 |  |  | 379864.63 | 1321352.9
| Neosho - Riverton 161kV Line Rebuild (WERE) | 2023-10-01 | 2023-10-01 |  |  | 54192.81 | 168447.82
| NORTHWEST - WOODWARD 345KV CKT 1 | 2010-01-01 | 2010-01-01 |  |  | 55475.17 | 725705.58
| Woodward EHV 138kV Phase Shifting Transformer circuit #1 | 2017-08-02 | 2017-08-02 |  |  | 40725.73 | 78031.75
[5 empty] | Total | 576897.72 | 2491057.42
*Note: CPOs may be calculated based on estimated upgrade cost and are subject to change.
**Note: Upgrade cost and RR may increase or decrease due to estimated assumptions and is subject to change.
Customer | Study Number
KMEA | AG1-2025-032
Customer | Reservation | POR | POD | Requested Amount | Requested Start Date | Requested Stop Date | Deferred Start Date Without Redispatch | Deferred Stop Date Without Redispatch | Potential Base Plan Funding Allowable | Point-to-Point Base Rate | Allocated E & C Cost | Total Revenue Requirements
KMEA | 106132541 | GRDA | SECI | 4 | 2026-05-01 | 2051-05-01 | 2026-05-01 | 2051-05-01 | 25558.38 | 0 | 25558.38 | 182079
[9 empty] | 25558.38 | 0 | 25558.38 | 182079
Reservation | Upgrade Name | DUN | EOC | Earliest Start Date | Redispatch Available | Allocated E & C Cost | Total E & C Cost | Total Revenue Requirements
106132541 | None |  |  |  |  | 0 | 0 | 0
[5 empty] | Total | 0 | 0 | 0
Credits may be required for the following Network Upgrades in accordance with Attachment Z2 of the SPP OATT.
Reservation | Upgrade Name | DUN | EOC | Earliest Start Date | Redispatch Available | Allocated E & C Cost | Total Revenue Requirements
106132541 | FLATRDG3 - MEDICINE LODGE 138KV CKT 1 | 2009-12-01 | 2009-12-01 |  |  | 710.34 | 14202
| LACYGNE - WEST GARDNER 345KV CKT 1 | 2006-06-01 | 2006-06-01 |  |  | 302.37 | 8118
| MEDICINE LODGE - PRATT 115KV CKT 1 | 2009-12-01 | 2009-12-01 |  |  | 2707.9 | 52287
| MEDICINE LODGE 138/115KV TRANSFORMER CKT 1 | 2009-12-01 | 2009-12-01 |  |  | 219.96 | 4884
| NORTHWEST - WOODWARD 345KV CKT 1 | 2010-01-01 | 2010-01-01 |  |  | 3840.21 | 62175
| Rice County 230/115 kV transformer Ckt 1 | 2012-10-01 | 2012-10-01 |  |  | 17777.6 | 40413
[5 empty] | Total | 25558.38 | 182079
*Note: CPOs may be calculated based on estimated upgrade cost and are subject to change.
Customer | Study Number
KMEA | AG1-2025-033
Customer | Reservation | POR | POD | Requested Amount | Requested Start Date | Requested Stop Date | Deferred Start Date Without Redispatch | Deferred Stop Date Without Redispatch | Potential Base Plan Funding Allowable | Point-to-Point Base Rate | Allocated E & C Cost | Total Revenue Requirements
KMEA | 106132638 | GRDA | SECI | 6 | 2026-05-01 | 2051-05-01 | 2026-05-01 | 2051-05-01 | 38337.6 | 0 | 38337.6 | 273114
[9 empty] | 38337.6 | 0 | 38337.6 | 273114
Reservation | Upgrade Name | DUN | EOC | Earliest Start Date | Redispatch Available | Allocated E & C Cost | Total E & C Cost | Total Revenue Requirements
106132638 | None |  |  |  |  | 0 | 0 | 0
[5 empty] | Total | 0 | 0 | 0
Credits may be required for the following Network Upgrades in accordance with Attachment Z2 of the SPP OATT.
Reservation | Upgrade Name | DUN | EOC | Earliest Start Date | Redispatch Available | Allocated E & C Cost | Total Revenue Requirements
106132638 | FLATRDG3 - MEDICINE LODGE 138KV CKT 1 | 2009-12-01 | 2009-12-01 |  |  | 1065.41 | 21303
| LACYGNE - WEST GARDNER 345KV CKT 1 | 2006-06-01 | 2006-06-01 |  |  | 453.45 | 12174
| MEDICINE LODGE - PRATT 115KV CKT 1 | 2009-12-01 | 2009-12-01 |  |  | 4061.43 | 78423
| MEDICINE LODGE 138/115KV TRANSFORMER CKT 1 | 2009-12-01 | 2009-12-01 |  |  | 329.91 | 7323
| NORTHWEST - WOODWARD 345KV CKT 1 | 2010-01-01 | 2010-01-01 |  |  | 5761.01 | 93273
| Rice County 230/115 kV transformer Ckt 1 | 2012-10-01 | 2012-10-01 |  |  | 26666.39 | 60618
[5 empty] | Total | 38337.6 | 273114
*Note: CPOs may be calculated based on estimated upgrade cost and are subject to change.
Customer | Study Number
KMEA | AG1-2025-034
Customer | Reservation | POR | POD | Requested Amount | Requested Start Date | Requested Stop Date | Deferred Start Date Without Redispatch | Deferred Stop Date Without Redispatch | Potential Base Plan Funding Allowable | Point-to-Point Base Rate | Allocated E & C Cost | Total Revenue Requirements
KMEA | 106181614 | WR | WR | 3 | 2026-06-01 | 2046-06-01 | 2026-06-01 | 2046-06-01 | 0 | 0 | 0 | 0
[9 empty] | 0 | 0 | 0 | 0
Reservation | Upgrade Name | DUN | EOC | Earliest Start Date | Redispatch Available | Allocated E & C Cost | Total E & C Cost | Total Revenue Requirements
106181614 | None |  |  |  |  | 0 | 0 | 0
[5 empty] | Total | 0 | 0 | 0
Customer | Study Number
KMEA | AG1-2025-035
Customer | Reservation | POR | POD | Requested Amount | Requested Start Date | Requested Stop Date | Deferred Start Date Without Redispatch | Deferred Stop Date Without Redispatch | Potential Base Plan Funding Allowable | Point-to-Point Base Rate | Allocated E & C Cost | Total Revenue Requirements
KMEA | 106181591 | WR | WR | 3 | 2026-06-01 | 2046-06-01 | 2026-06-01 | 2046-06-01 | 0 | 0 | 0 | 0
[9 empty] | 0 | 0 | 0 | 0
Reservation | Upgrade Name | DUN | EOC | Earliest Start Date | Redispatch Available | Allocated E & C Cost | Total E & C Cost | Total Revenue Requirements
106181591 | None |  |  |  |  | 0 | 0 | 0
[5 empty] | Total | 0 | 0 | 0
Customer | Study Number
KPP | AG1-2025-036
Customer | Reservation | POR | POD | Requested Amount | Requested Start Date | Requested Stop Date | Deferred Start Date Without Redispatch | Deferred Stop Date Without Redispatch | Potential Base Plan Funding Allowable | Point-to-Point Base Rate | Allocated E & C Cost | Total Revenue Requirements
KPP | 106254841 | NPPD | WR | 10 | 2025-12-01 | 2029-06-01 | 2025-12-01 | 2029-06-01 | 0 | 0 | 1502.59 | 12936.84
[9 empty] | 0 | 0 | 1502.59 | 12936.84
Reservation | Upgrade Name | DUN | EOC | Earliest Start Date | Redispatch Available | Allocated E & C Cost | Total E & C Cost | Total Revenue Requirements
106254841 | None |  |  |  |  | 0 | 0 | 0
[5 empty] | Total | 0 | 0 | 0
Credits may be required for the following Network Upgrades in accordance with Attachment Z2 of the SPP OATT.
Reservation | Upgrade Name | DUN | EOC | Earliest Start Date | Redispatch Available | Allocated E & C Cost | Total Revenue Requirements
106254841 | FLATRDG3 - HARPER 138KV CKT 1 | 2009-12-01 | 2009-12-01 |  |  | 1502.59 | 12936.84
[5 empty] | Total | 1502.59 | 12936.84
*Note: CPOs may be calculated based on estimated upgrade cost and are subject to change.
Customer | Study Number
LESM | AG1-2025-037
Customer | Reservation | POR | POD | Requested Amount | Requested Start Date | Requested Stop Date | Deferred Start Date Without Redispatch | Deferred Stop Date Without Redispatch | Potential Base Plan Funding Allowable | Point-to-Point Base Rate | Allocated E & C Cost | Total Revenue Requirements
LESM | 105922778 | NPPD | LES | 11 | 2026-01-01 | 2031-01-01 | 2026-01-01 | 2031-01-01 | 0 | 0 | 0 | 0
[9 empty] | 0 | 0 | 0 | 0
Reservation | Upgrade Name | DUN | EOC | Earliest Start Date | Redispatch Available | Allocated E & C Cost | Total E & C Cost | Total Revenue Requirements
105922778 | None |  |  |  |  | 0 | 0 | 0
[5 empty] | Total | 0 | 0 | 0
Customer | Study Number
LESM | AG1-2025-038
Customer | Reservation | POR | POD | Requested Amount | Requested Start Date | Requested Stop Date | Deferred Start Date Without Redispatch | Deferred Stop Date Without Redispatch | Potential Base Plan Funding Allowable | Point-to-Point Base Rate | Allocated E & C Cost | Total Revenue Requirements
LESM | 105922789 | NPPD | LES | 11 | 2026-01-01 | 2031-01-01 | 2026-01-01 | 2031-01-01 | 0 | 0 | 0 | 0
[9 empty] | 0 | 0 | 0 | 0
Reservation | Upgrade Name | DUN | EOC | Earliest Start Date | Redispatch Available | Allocated E & C Cost | Total E & C Cost | Total Revenue Requirements
105922789 | None |  |  |  |  | 0 | 0 | 0
[5 empty] | Total | 0 | 0 | 0
Customer | Study Number
MCPI | AG1-2025-039
Customer | Reservation | POR | POD | Requested Amount | Requested Start Date | Requested Stop Date | Deferred Start Date Without Redispatch | Deferred Stop Date Without Redispatch | Potential Base Plan Funding Allowable | Point-to-Point Base Rate | Allocated E & C Cost | Total Revenue Requirements
MCPI | 106253118 | NPPD | SCSE | 66 | 2026-01-01 | 2028-06-01 | 2026-01-01 | 2028-06-01 | 0 | 7085270.082 | 0 | 0
[9 empty] | 0 | 7085270.082 | 0 | 0
Reservation | Upgrade Name | DUN | EOC | Earliest Start Date | Redispatch Available | Allocated E & C Cost | Total E & C Cost | Total Revenue Requirements
106253118 | None |  |  |  |  | 0 | 0 | 0
[5 empty] | Total | 0 | 0 | 0
Customer | Study Number
MRES | AG1-2025-040
Customer | Reservation | POR | POD | Requested Amount | Requested Start Date | Requested Stop Date | Deferred Start Date Without Redispatch | Deferred Stop Date Without Redispatch | Potential Base Plan Funding Allowable | Point-to-Point Base Rate | Allocated E & C Cost | Total Revenue Requirements
MRES | 105862716 | WAUE | WAUE | 6 | 2025-12-01 | 2035-12-01 | 2025-12-01 | 2035-12-01 | 0 | 0 | 0 | 0
[9 empty] | 0 | 0 | 0 | 0
Reservation | Upgrade Name | DUN | EOC | Earliest Start Date | Redispatch Available | Allocated E & C Cost | Total E & C Cost | Total Revenue Requirements
105862716 | None |  |  |  |  | 0 | 0 | 0
[5 empty] | Total | 0 | 0 | 0
Customer | Study Number
NPPD | AG1-2025-041
Customer | Reservation | POR | POD | Requested Amount | Requested Start Date | Requested Stop Date | Deferred Start Date Without Redispatch | Deferred Stop Date Without Redispatch | Potential Base Plan Funding Allowable | Point-to-Point Base Rate | Allocated E & C Cost | Total Revenue Requirements
NPPD | 106218673 | NPPD | NPPD | 3 | 2025-12-01 | 2036-01-01 | 2025-12-01 | 2036-01-01 | 0 | 0 | 0 | 0
[9 empty] | 0 | 0 | 0 | 0
Reservation | Upgrade Name | DUN | EOC | Earliest Start Date | Redispatch Available | Allocated E & C Cost | Total E & C Cost | Total Revenue Requirements
106218673 | None |  |  |  |  | 0 | 0 | 0
[5 empty] | Total | 0 | 0 | 0
Customer | Study Number
OGE | AG1-2025-042
Customer | Reservation | POR | POD | Requested Amount | Requested Start Date | Requested Stop Date | Deferred Start Date Without Redispatch | Deferred Stop Date Without Redispatch | Potential Base Plan Funding Allowable | Point-to-Point Base Rate | Allocated E & C Cost | Total Revenue Requirements
OGE | 106175661 | OKGE | OKGE | 3 | 2026-01-01 | 2040-12-01 | 2026-01-01 | 2040-12-01 | 161.57 | 0 | 161.57 | 1858.02
[9 empty] | 161.57 | 0 | 161.57 | 1858.02
Reservation | Upgrade Name | DUN | EOC | Earliest Start Date | Redispatch Available | Allocated E & C Cost | Total E & C Cost | Total Revenue Requirements
106175661 | None |  |  |  |  | 0 | 0 | 0
[5 empty] | Total | 0 | 0 | 0
Credits may be required for the following Network Upgrades in accordance with Attachment Z2 of the SPP OATT.
Reservation | Upgrade Name | DUN | EOC | Earliest Start Date | Redispatch Available | Allocated E & C Cost | Total Revenue Requirements
106175661 | NORTHWEST - WOODWARD 345KV CKT 1 | 2010-01-01 | 2010-01-01 |  |  | 161.57 | 1858.02
[5 empty] | Total | 161.57 | 1858.02
*Note: CPOs may be calculated based on estimated upgrade cost and are subject to change.
Customer | Study Number
OGE | AG1-2025-043
Customer | Reservation | POR | POD | Requested Amount | Requested Start Date | Requested Stop Date | Deferred Start Date Without Redispatch | Deferred Stop Date Without Redispatch | Potential Base Plan Funding Allowable | Point-to-Point Base Rate | Allocated E & C Cost | Total Revenue Requirements
OGE | 106175764 | OKGE | OKGE | 10 | 2026-01-01 | 2040-12-01 | 2026-01-01 | 2040-12-01 | 16454.16 | 0 | 16454.16 | 37785.11
[9 empty] | 16454.16 | 0 | 16454.16 | 37785.11
Reservation | Upgrade Name | DUN | EOC | Earliest Start Date | Redispatch Available | Allocated E & C Cost | Total E & C Cost | Total Revenue Requirements
106175764 | None |  |  |  |  | 0 | 0 | 0
[5 empty] | Total | 0 | 0 | 0
Credits may be required for the following Network Upgrades in accordance with Attachment Z2 of the SPP OATT.
Reservation | Upgrade Name | DUN | EOC | Earliest Start Date | Redispatch Available | Allocated E & C Cost | Total Revenue Requirements
106175764 | Kingfisher Co Tap - Mathewson 345kV CKT 1 | 2018-03-01 | 2018-03-01 |  |  | 15754 | 29735.48
| NORTHWEST - WOODWARD 345KV CKT 1 | 2010-01-01 | 2010-01-01 |  |  | 700.16 | 8049.63
[5 empty] | Total | 16454.16 | 37785.11
*Note: CPOs may be calculated based on estimated upgrade cost and are subject to change.
Customer | Study Number
OGE | AG1-2025-044
Customer | Reservation | POR | POD | Requested Amount | Requested Start Date | Requested Stop Date | Deferred Start Date Without Redispatch | Deferred Stop Date Without Redispatch | Potential Base Plan Funding Allowable | Point-to-Point Base Rate | Allocated E & C Cost | Total Revenue Requirements
OGE | 106175811 | OKGE | OKGE | 5 | 2026-01-01 | 2040-12-01 | 2026-01-01 | 2040-12-01 | 3783.07 | 0 | 3783.07 | 36390.7
[9 empty] | 3783.07 | 0 | 3783.07 | 36390.7
Reservation | Upgrade Name | DUN | EOC | Earliest Start Date | Redispatch Available | Allocated E & C Cost | Total E & C Cost | Total Revenue Requirements
106175811 | None |  |  |  |  | 0 | 0 | 0
[5 empty] | Total | 0 | 0 | 0
Credits may be required for the following Network Upgrades in accordance with Attachment Z2 of the SPP OATT.
Reservation | Upgrade Name | DUN | EOC | Earliest Start Date | Redispatch Available | Allocated E & C Cost | Total Revenue Requirements
106175811 | HUGO - VALLIANT 345KV CKT 1 | 2012-07-01 | 2012-07-01 |  |  | 1544.38 | 14735.28
| HUGO 345/138KV TRANSFORMER CKT 1 | 2012-07-01 | 2012-07-01 |  |  | 2017.44 | 19111.83
| NORTHWEST - WOODWARD 345KV CKT 1 | 2010-01-01 | 2010-01-01 |  |  | 221.25 | 2543.59
[5 empty] | Total | 3783.07 | 36390.7
*Note: CPOs may be calculated based on estimated upgrade cost and are subject to change.
Customer | Study Number
OGE | AG1-2025-045
Customer | Reservation | POR | POD | Requested Amount | Requested Start Date | Requested Stop Date | Deferred Start Date Without Redispatch | Deferred Stop Date Without Redispatch | Potential Base Plan Funding Allowable | Point-to-Point Base Rate | Allocated E & C Cost | Total Revenue Requirements
OGE | 106175867 | OKGE | OKGE | 5 | 2026-01-01 | 2040-12-01 | 2026-01-01 | 2040-12-01 | 1156.26 | 0 | 1156.26 | 11439.89
[9 empty] | 1156.26 | 0 | 1156.26 | 11439.89
Reservation | Upgrade Name | DUN | EOC | Earliest Start Date | Redispatch Available | Allocated E & C Cost | Total E & C Cost | Total Revenue Requirements
106175867 | None |  |  |  |  | 0 | 0 | 0
[5 empty] | Total | 0 | 0 | 0
Credits may be required for the following Network Upgrades in accordance with Attachment Z2 of the SPP OATT.
Reservation | Upgrade Name | DUN | EOC | Earliest Start Date | Redispatch Available | Allocated E & C Cost | Total Revenue Requirements
106175867 | HUGO - VALLIANT 345KV CKT 1 | 2012-07-01 | 2012-07-01 |  |  | 948.11 | 9046.66
| NORTHWEST - WOODWARD 345KV CKT 1 | 2010-01-01 | 2010-01-01 |  |  | 208.15 | 2393.23
[5 empty] | Total | 1156.26 | 11439.89
*Note: CPOs may be calculated based on estimated upgrade cost and are subject to change.
Customer | Study Number
OGE | AG1-2025-046
Customer | Reservation | POR | POD | Requested Amount | Requested Start Date | Requested Stop Date | Deferred Start Date Without Redispatch | Deferred Stop Date Without Redispatch | Potential Base Plan Funding Allowable | Point-to-Point Base Rate | Allocated E & C Cost | Total Revenue Requirements
OGE | 106175920 | OKGE | OKGE | 5 | 2026-01-01 | 2040-12-01 | 2026-01-01 | 2040-12-01 | 3783.07 | 0 | 3783.07 | 36390.7
[9 empty] | 3783.07 | 0 | 3783.07 | 36390.7
Reservation | Upgrade Name | DUN | EOC | Earliest Start Date | Redispatch Available | Allocated E & C Cost | Total E & C Cost | Total Revenue Requirements
106175920 | None |  |  |  |  | 0 | 0 | 0
[5 empty] | Total | 0 | 0 | 0
Credits may be required for the following Network Upgrades in accordance with Attachment Z2 of the SPP OATT.
Reservation | Upgrade Name | DUN | EOC | Earliest Start Date | Redispatch Available | Allocated E & C Cost | Total Revenue Requirements
106175920 | HUGO - VALLIANT 345KV CKT 1 | 2012-07-01 | 2012-07-01 |  |  | 1544.38 | 14735.28
| HUGO 345/138KV TRANSFORMER CKT 1 | 2012-07-01 | 2012-07-01 |  |  | 2017.44 | 19111.83
| NORTHWEST - WOODWARD 345KV CKT 1 | 2010-01-01 | 2010-01-01 |  |  | 221.25 | 2543.59
[5 empty] | Total | 3783.07 | 36390.7
*Note: CPOs may be calculated based on estimated upgrade cost and are subject to change.
Customer | Study Number
OGE | AG1-2025-047
Customer | Reservation | POR | POD | Requested Amount | Requested Start Date | Requested Stop Date | Deferred Start Date Without Redispatch | Deferred Stop Date Without Redispatch | Potential Base Plan Funding Allowable | Point-to-Point Base Rate | Allocated E & C Cost | Total Revenue Requirements
OGE | 106175949 | OKGE | OKGE | 5 | 2026-01-01 | 2040-12-01 | 2026-01-01 | 2040-12-01 | 3397.5 | 0 | 3397.5 | 14266.3
[9 empty] | 3397.5 | 0 | 3397.5 | 14266.3
Reservation | Upgrade Name | DUN | EOC | Earliest Start Date | Redispatch Available | Allocated E & C Cost | Total E & C Cost | Total Revenue Requirements
106175949 | None |  |  |  |  | 0 | 0 | 0
[5 empty] | Total | 0 | 0 | 0
Credits may be required for the following Network Upgrades in accordance with Attachment Z2 of the SPP OATT.
Reservation | Upgrade Name | DUN | EOC | Earliest Start Date | Redispatch Available | Allocated E & C Cost | Total Revenue Requirements
106175949 | BEELINE - EXPLORER GLENPOOL 138KV CKT 1 | 2009-06-01 | 2009-06-01 |  |  | 51.95 | 640.82
| EXPLORER GLENPOOL - RIVERSIDE STATION 138KV CKT 1 (AEP) | 2009-03-23 | 2009-03-23 |  |  | 98.3 | 1018.51
| EXPLORER GLENPOOL - RIVERSIDE STATION 138KV CKT 1 (OGE) | 2009-06-01 | 2009-06-01 |  |  | 73.36 | 905.74
| HUGO - VALLIANT 345KV CKT 1 | 2012-07-01 | 2012-07-01 |  |  | 746.04 | 7118.83
| Kingfisher Co Tap - Mathewson 345kV CKT 1 | 2018-03-01 | 2018-03-01 |  |  | 2427.85 | 4582.4
[5 empty] | Total | 3397.5 | 14266.3
*Note: CPOs may be calculated based on estimated upgrade cost and are subject to change.
Customer | Study Number
OGE | AG1-2025-048
Customer | Reservation | POR | POD | Requested Amount | Requested Start Date | Requested Stop Date | Deferred Start Date Without Redispatch | Deferred Stop Date Without Redispatch | Potential Base Plan Funding Allowable | Point-to-Point Base Rate | Allocated E & C Cost | Total Revenue Requirements
OGE | 106218627 | OKGE | OKGE | 215 | 2029-01-01 | 2040-12-01 | 2029-01-01 | 2040-12-01 | 56601.69 | 0 | 56601.69 | 249718.5119
[9 empty] | 56601.69 | 0 | 56601.69 | 249718.5119
Reservation | Upgrade Name | DUN | EOC | Earliest Start Date | Redispatch Available | Allocated E & C Cost | Total E & C Cost | Total Revenue Requirements
106218627 | Horshoe Lake West-East 69kV Ckt 1 | 2029-06-01 | 2029-06-01 | 2027-06-01 |  | 50000 | 50000 | 161370.2519
[5 empty] | Total | 50000 | 50000 | 161370.25
Credits may be required for the following Network Upgrades in accordance with Attachment Z2 of the SPP OATT.
Reservation | Upgrade Name | DUN | EOC | Earliest Start Date | Redispatch Available | Allocated E & C Cost | Total Revenue Requirements
106218627 | NORTHWEST - WOODWARD 345KV CKT 1 | 2010-01-01 | 2010-01-01 |  |  | 6601.69 | 88348.26
[5 empty] | Total | 6601.69 | 88348.26
*Note: CPOs may be calculated based on estimated upgrade cost and are subject to change.
**Note: Upgrade cost and RR may increase or decrease due to estimated assumptions and is subject to change.
Customer | Study Number
OGE | AG1-2025-049
Customer | Reservation | POR | POD | Requested Amount | Requested Start Date | Requested Stop Date | Deferred Start Date Without Redispatch | Deferred Stop Date Without Redispatch | Potential Base Plan Funding Allowable | Point-to-Point Base Rate | Allocated E & C Cost | Total Revenue Requirements
OGE | 106234922 | OKGE | OKGE | 5 | 2026-05-01 | 2035-06-01 | 2026-09-01 | 2035-10-01 | 50000 | 0 | 50000 | 78075.9697
[9 empty] | 50000 | 0 | 50000 | 78075.9697
Reservation | Upgrade Name | DUN | EOC | Earliest Start Date | Redispatch Available | Allocated E & C Cost | Total E & C Cost | Total Revenue Requirements
106234922 | Midwest - Franklin 138kV Ckt 1 Terminal Upgrades | 2026-06-01 | 2026-09-01 |  | No | 50000 | 100000 | 78075.9697
[5 empty] | Total | 50000 | 100000 | 78075.97
Expansion Plan - The requested service is contingent upon completion of the following upgrades. Cost is not assignable to the transmission customer.
Reservation | Upgrade Name | DUN | EOC | Earliest Start Date | Redispatch Available
106234922 | Reconductor Midwest - Franklin 138kV Line | 2026-06-01 | 2027-06-01 |  | No
*Note: Upgrade cost and RR may increase or decrease due to estimated assumptions and is subject to change.
Customer | Study Number
OGE | AG1-2025-050
Customer | Reservation | POR | POD | Requested Amount | Requested Start Date | Requested Stop Date | Deferred Start Date Without Redispatch | Deferred Stop Date Without Redispatch | Potential Base Plan Funding Allowable | Point-to-Point Base Rate | Allocated E & C Cost | Total Revenue Requirements
OGE | 106234942 | OKGE | OKGE | 5 | 2026-05-01 | 2035-06-01 | 2026-09-01 | 2035-10-01 | 50000 | 0 | 50000 | 78075.9697
[9 empty] | 50000 | 0 | 50000 | 78075.9697
Reservation | Upgrade Name | DUN | EOC | Earliest Start Date | Redispatch Available | Allocated E & C Cost | Total E & C Cost | Total Revenue Requirements
106234942 | Midwest - Franklin 138kV Ckt 1 Terminal Upgrades | 2026-06-01 | 2026-09-01 |  | No | 50000 | 100000 | 78075.9697
[5 empty] | Total | 50000 | 100000 | 78075.97
Expansion Plan - The requested service is contingent upon completion of the following upgrades. Cost is not assignable to the transmission customer.
Reservation | Upgrade Name | DUN | EOC | Earliest Start Date | Redispatch Available
106234942 | Reconductor Midwest - Franklin 138kV Line | 2026-06-01 | 2027-06-01 |  | No
*Note: Upgrade cost and RR may increase or decrease due to estimated assumptions and is subject to change.
Customer | Study Number
OGE | AG1-2025-051
Customer | Reservation | POR | POD | Requested Amount | Requested Start Date | Requested Stop Date | Deferred Start Date Without Redispatch | Deferred Stop Date Without Redispatch | Potential Base Plan Funding Allowable | Point-to-Point Base Rate | Allocated E & C Cost | Total Revenue Requirements
OGE | 106192110 | OKGE | OKGE | 496 | 2030-01-01 | 2040-12-01 | 2030-01-01 | 2040-12-01 | 17197.65 | 0 | 17197.65 | 241822.07
[9 empty] | 17197.65 | 0 | 17197.65 | 241822.07
Reservation | Upgrade Name | DUN | EOC | Earliest Start Date | Redispatch Available | Allocated E & C Cost | Total E & C Cost | Total Revenue Requirements
106192110 | None |  |  |  |  | 0 | 0 | 0
[5 empty] | Total | 0 | 0 | 0
Credits may be required for the following Network Upgrades in accordance with Attachment Z2 of the SPP OATT.
Reservation | Upgrade Name | DUN | EOC | Earliest Start Date | Redispatch Available | Allocated E & C Cost | Total Revenue Requirements
106192110 | NORTHWEST - WOODWARD 345KV CKT 1 | 2010-01-01 | 2010-01-01 |  |  | 17197.65 | 241822.07
[5 empty] | Total | 17197.65 | 241822.07
*Note: CPOs may be calculated based on estimated upgrade cost and are subject to change.
Customer | Study Number
OGE | AG1-2025-052
Customer | Reservation | POR | POD | Requested Amount | Requested Start Date | Requested Stop Date | Deferred Start Date Without Redispatch | Deferred Stop Date Without Redispatch | Potential Base Plan Funding Allowable | Point-to-Point Base Rate | Allocated E & C Cost | Total Revenue Requirements
OGE | 106218726 | OKGE | OKGE | 136 | 2031-05-01 | 2040-12-01 | 2031-05-01 | 2040-12-01 | 7944941.19 | 0 | 7944941.19 | 30513318.7475
[9 empty] | 7944941.19 | 0 | 7944941.19 | 30513318.7475
Reservation | Upgrade Name | DUN | EOC | Earliest Start Date | Redispatch Available | Allocated E & C Cost | Total E & C Cost | Total Revenue Requirements
106218726 | RS Kerr Dam 161kV Ckt 1 | 2034-06-01 | 2034-06-01 | 2027-06-01 |  | 6775570 | 8850000 | 26312734.9995
| Tarby - Shady Point 161kV Ckt 1 Terminal Upgrades | 2032-06-01 | 2032-06-01 | 2028-06-01 |  | 1123944 | 1500000 | 4022326.848
[5 empty] | Total | 7899514 | 10350000 | 30335061.85
Credits may be required for the following Network Upgrades in accordance with Attachment Z2 of the SPP OATT.
Reservation | Upgrade Name | DUN | EOC | Earliest Start Date | Redispatch Available | Allocated E & C Cost | Total Revenue Requirements
106218726 | HUGO - VALLIANT 345KV CKT 1 | 2012-07-01 | 2012-07-01 |  |  | 7870.42 | 98137.55
| Kingfisher Co Tap - Mathewson 345kV CKT 1 | 2018-03-01 | 2018-03-01 |  |  | 37556.77 | 80119.35
[5 empty] | Total | 45427.19 | 178256.9
*Note: CPOs may be calculated based on estimated upgrade cost and are subject to change.
**Note: Upgrade cost and RR may increase or decrease due to estimated assumptions and is subject to change.
Customer | Study Number
OGE | AG1-2025-053
Customer | Reservation | POR | POD | Requested Amount | Requested Start Date | Requested Stop Date | Deferred Start Date Without Redispatch | Deferred Stop Date Without Redispatch | Potential Base Plan Funding Allowable | Point-to-Point Base Rate | Allocated E & C Cost | Total Revenue Requirements
OGE | 106193434 | OKGE | OKGE | 248 | 2032-05-01 | 2040-12-01 | 2032-05-01 | 2040-12-01 | 0 | 0 | 406836.55 | 1692042.5219
[9 empty] | 0 | 0 | 406836.55 | 1692042.5219
Reservation | Upgrade Name | DUN | EOC | Earliest Start Date | Redispatch Available | Allocated E & C Cost | Total E & C Cost | Total Revenue Requirements
106193434 | Colony - Battlefield 161kV Ckt 1 | 2033-06-01 | 2033-06-01 | 2027-06-01 |  | 327090 | 1700000 | 1342276.1519
[5 empty] | Total | 327090 | 1700000 | 1342276.15
Credits may be required for the following Network Upgrades in accordance with Attachment Z2 of the SPP OATT.
Reservation | Upgrade Name | DUN | EOC | Earliest Start Date | Redispatch Available | Allocated E & C Cost | Total Revenue Requirements
106193434 | EXPLORER GLENPOOL - RIVERSIDE STATION 138KV CKT 1 (AEP) | 2009-03-23 | 2009-03-23 |  |  | 1943.14 | 27142.56
| EXPLORER GLENPOOL - RIVERSIDE STATION 138KV CKT 1 (OGE) | 2009-06-01 | 2009-06-01 |  |  | 1406.09 | 23772.4
| HUGO - VALLIANT 345KV CKT 1 | 2012-07-01 | 2012-07-01 |  |  | 12120.25 | 158612.79
| Kingfisher Co Tap - Mathewson 345kV CKT 1 | 2018-03-01 | 2018-03-01 |  |  | 64277.07 | 140238.62
[5 empty] | Total | 79746.55 | 349766.37
*Note: CPOs may be calculated based on estimated upgrade cost and are subject to change.
**Note: Upgrade cost and RR may increase or decrease due to estimated assumptions and is subject to change.
Customer | Study Number
OGE | AG1-2025-054
Customer | Reservation | POR | POD | Requested Amount | Requested Start Date | Requested Stop Date | Deferred Start Date Without Redispatch | Deferred Stop Date Without Redispatch | Potential Base Plan Funding Allowable | Point-to-Point Base Rate | Allocated E & C Cost | Total Revenue Requirements
OGE | 106193464 | OKGE | OKGE | 248 | 2032-05-01 | 2040-12-01 | 2032-05-01 | 2040-12-01 | 0 | 0 | 406836.55 | 1692042.5219
[9 empty] | 0 | 0 | 406836.55 | 1692042.5219
Reservation | Upgrade Name | DUN | EOC | Earliest Start Date | Redispatch Available | Allocated E & C Cost | Total E & C Cost | Total Revenue Requirements
106193464 | Colony - Battlefield 161kV Ckt 1 | 2033-06-01 | 2033-06-01 | 2027-06-01 |  | 327090 | 1700000 | 1342276.1519
[5 empty] | Total | 327090 | 1700000 | 1342276.15
Credits may be required for the following Network Upgrades in accordance with Attachment Z2 of the SPP OATT.
Reservation | Upgrade Name | DUN | EOC | Earliest Start Date | Redispatch Available | Allocated E & C Cost | Total Revenue Requirements
106193464 | EXPLORER GLENPOOL - RIVERSIDE STATION 138KV CKT 1 (AEP) | 2009-03-23 | 2009-03-23 |  |  | 1943.14 | 27142.56
| EXPLORER GLENPOOL - RIVERSIDE STATION 138KV CKT 1 (OGE) | 2009-06-01 | 2009-06-01 |  |  | 1406.09 | 23772.4
| HUGO - VALLIANT 345KV CKT 1 | 2012-07-01 | 2012-07-01 |  |  | 12120.25 | 158612.79
| Kingfisher Co Tap - Mathewson 345kV CKT 1 | 2018-03-01 | 2018-03-01 |  |  | 64277.07 | 140238.62
[5 empty] | Total | 79746.55 | 349766.37
*Note: CPOs may be calculated based on estimated upgrade cost and are subject to change.
**Note: Upgrade cost and RR may increase or decrease due to estimated assumptions and is subject to change.
Customer | Study Number
OGE | AG1-2025-055
Customer | Reservation | POR | POD | Requested Amount | Requested Start Date | Requested Stop Date | Deferred Start Date Without Redispatch | Deferred Stop Date Without Redispatch | Potential Base Plan Funding Allowable | Point-to-Point Base Rate | Allocated E & C Cost | Total Revenue Requirements
OGE | 106193538 | OKGE | OKGE | 248 | 2032-05-01 | 2040-12-01 | 2032-05-01 | 2040-12-01 | 0 | 0 | 406836.55 | 1692042.5219
[9 empty] | 0 | 0 | 406836.55 | 1692042.5219
Reservation | Upgrade Name | DUN | EOC | Earliest Start Date | Redispatch Available | Allocated E & C Cost | Total E & C Cost | Total Revenue Requirements
106193538 | Colony - Battlefield 161kV Ckt 1 | 2033-06-01 | 2033-06-01 | 2027-06-01 |  | 327090 | 1700000 | 1342276.1519
[5 empty] | Total | 327090 | 1700000 | 1342276.15
Credits may be required for the following Network Upgrades in accordance with Attachment Z2 of the SPP OATT.
Reservation | Upgrade Name | DUN | EOC | Earliest Start Date | Redispatch Available | Allocated E & C Cost | Total Revenue Requirements
106193538 | EXPLORER GLENPOOL - RIVERSIDE STATION 138KV CKT 1 (AEP) | 2009-03-23 | 2009-03-23 |  |  | 1943.14 | 27142.56
| EXPLORER GLENPOOL - RIVERSIDE STATION 138KV CKT 1 (OGE) | 2009-06-01 | 2009-06-01 |  |  | 1406.09 | 23772.4
| HUGO - VALLIANT 345KV CKT 1 | 2012-07-01 | 2012-07-01 |  |  | 12120.25 | 158612.79
| Kingfisher Co Tap - Mathewson 345kV CKT 1 | 2018-03-01 | 2018-03-01 |  |  | 64277.07 | 140238.62
[5 empty] | Total | 79746.55 | 349766.37
*Note: CPOs may be calculated based on estimated upgrade cost and are subject to change.
**Note: Upgrade cost and RR may increase or decrease due to estimated assumptions and is subject to change.
Customer | Study Number
OGE | AG1-2025-056
Customer | Reservation | POR | POD | Requested Amount | Requested Start Date | Requested Stop Date | Deferred Start Date Without Redispatch | Deferred Stop Date Without Redispatch | Potential Base Plan Funding Allowable | Point-to-Point Base Rate | Allocated E & C Cost | Total Revenue Requirements
OGE | 106192449 | OKGE | OKGE | 248 | 2033-05-01 | 2040-12-01 | 2033-05-01 | 2040-12-01 | 0 | 0 | 59811.53 | 188643
[9 empty] | 0 | 0 | 59811.53 | 188643
Reservation | Upgrade Name | DUN | EOC | Earliest Start Date | Redispatch Available | Allocated E & C Cost | Total E & C Cost | Total Revenue Requirements
106192449 | None |  |  |  |  | 0 | 0 | 0
[5 empty] | Total | 0 | 0 | 0
Credits may be required for the following Network Upgrades in accordance with Attachment Z2 of the SPP OATT.
Reservation | Upgrade Name | DUN | EOC | Earliest Start Date | Redispatch Available | Allocated E & C Cost | Total Revenue Requirements
106192449 | BEELINE - EXPLORER GLENPOOL 138KV CKT 1 | 2009-06-01 | 2009-06-01 |  |  | 898.95 | 15937.74
| EXPLORER GLENPOOL - RIVERSIDE STATION 138KV CKT 1 (AEP) | 2009-03-23 | 2009-03-23 |  |  | 1753.03 | 25618.32
| EXPLORER GLENPOOL - RIVERSIDE STATION 138KV CKT 1 (OGE) | 2009-06-01 | 2009-06-01 |  |  | 1262.04 | 22375.08
| Kingfisher Co Tap - Mathewson 345kV CKT 1 | 2018-03-01 | 2018-03-01 |  |  | 55897.51 | 124711.86
[5 empty] | Total | 59811.53 | 188643
*Note: CPOs may be calculated based on estimated upgrade cost and are subject to change.
Customer | Study Number
OGE | AG1-2025-057
Customer | Reservation | POR | POD | Requested Amount | Requested Start Date | Requested Stop Date | Deferred Start Date Without Redispatch | Deferred Stop Date Without Redispatch | Potential Base Plan Funding Allowable | Point-to-Point Base Rate | Allocated E & C Cost | Total Revenue Requirements
OGE | 106192058 | OKGE | OKGE | 17 | 2025-12-01 | 2030-06-01 | 2025-12-01 | 2030-06-01 | 0 | 0 | 0 | 0
[9 empty] | 0 | 0 | 0 | 0
Reservation | Upgrade Name | DUN | EOC | Earliest Start Date | Redispatch Available | Allocated E & C Cost | Total E & C Cost | Total Revenue Requirements
106192058 | None |  |  |  |  | 0 | 0 | 0
[5 empty] | Total | 0 | 0 | 0
Customer | Study Number
OGE | AG1-2025-058
Customer | Reservation | POR | POD | Requested Amount | Requested Start Date | Requested Stop Date | Deferred Start Date Without Redispatch | Deferred Stop Date Without Redispatch | Potential Base Plan Funding Allowable | Point-to-Point Base Rate | Allocated E & C Cost | Total Revenue Requirements
OGE | 106192060 | OKGE | OKGE | 6 | 2025-12-01 | 2030-06-01 | 2025-12-01 | 2030-06-01 | 0 | 0 | 0 | 0
[9 empty] | 0 | 0 | 0 | 0
Reservation | Upgrade Name | DUN | EOC | Earliest Start Date | Redispatch Available | Allocated E & C Cost | Total E & C Cost | Total Revenue Requirements
106192060 | None |  |  |  |  | 0 | 0 | 0
[5 empty] | Total | 0 | 0 | 0
Customer | Study Number
OGE | AG1-2025-059
Customer | Reservation | POR | POD | Requested Amount | Requested Start Date | Requested Stop Date | Deferred Start Date Without Redispatch | Deferred Stop Date Without Redispatch | Potential Base Plan Funding Allowable | Point-to-Point Base Rate | Allocated E & C Cost | Total Revenue Requirements
OGE | 106192071 | OKGE | OKGE | 17 | 2025-12-01 | 2030-06-01 | 2025-12-01 | 2030-06-01 | 0 | 0 | 0 | 0
[9 empty] | 0 | 0 | 0 | 0
Reservation | Upgrade Name | DUN | EOC | Earliest Start Date | Redispatch Available | Allocated E & C Cost | Total E & C Cost | Total Revenue Requirements
106192071 | None |  |  |  |  | 0 | 0 | 0
[5 empty] | Total | 0 | 0 | 0
Customer | Study Number
OGE | AG1-2025-060
Customer | Reservation | POR | POD | Requested Amount | Requested Start Date | Requested Stop Date | Deferred Start Date Without Redispatch | Deferred Stop Date Without Redispatch | Potential Base Plan Funding Allowable | Point-to-Point Base Rate | Allocated E & C Cost | Total Revenue Requirements
OGE | 106192983 | OKGE | OKGE | 6 | 2025-12-01 | 2030-06-01 | 2025-12-01 | 2030-06-01 | 0 | 0 | 0 | 0
[9 empty] | 0 | 0 | 0 | 0
Reservation | Upgrade Name | DUN | EOC | Earliest Start Date | Redispatch Available | Allocated E & C Cost | Total E & C Cost | Total Revenue Requirements
106192983 | None |  |  |  |  | 0 | 0 | 0
[5 empty] | Total | 0 | 0 | 0
Customer | Study Number
OGE | AG1-2025-061
Customer | Reservation | POR | POD | Requested Amount | Requested Start Date | Requested Stop Date | Deferred Start Date Without Redispatch | Deferred Stop Date Without Redispatch | Potential Base Plan Funding Allowable | Point-to-Point Base Rate | Allocated E & C Cost | Total Revenue Requirements
OGE | 106193051 | OKGE | OKGE | 17 | 2025-12-01 | 2030-06-01 | 2025-12-01 | 2030-06-01 | 0 | 0 | 0 | 0
[9 empty] | 0 | 0 | 0 | 0
Reservation | Upgrade Name | DUN | EOC | Earliest Start Date | Redispatch Available | Allocated E & C Cost | Total E & C Cost | Total Revenue Requirements
106193051 | None |  |  |  |  | 0 | 0 | 0
[5 empty] | Total | 0 | 0 | 0
Customer | Study Number
OGE | AG1-2025-062
Customer | Reservation | POR | POD | Requested Amount | Requested Start Date | Requested Stop Date | Deferred Start Date Without Redispatch | Deferred Stop Date Without Redispatch | Potential Base Plan Funding Allowable | Point-to-Point Base Rate | Allocated E & C Cost | Total Revenue Requirements
OGE | 106192966 | OKGE | OKGE | 6 | 2025-12-01 | 2030-06-01 | 2025-12-01 | 2030-06-01 | 0 | 0 | 0 | 0
[9 empty] | 0 | 0 | 0 | 0
Reservation | Upgrade Name | DUN | EOC | Earliest Start Date | Redispatch Available | Allocated E & C Cost | Total E & C Cost | Total Revenue Requirements
106192966 | None |  |  |  |  | 0 | 0 | 0
[5 empty] | Total | 0 | 0 | 0
Customer | Study Number
OGE | AG1-2025-063
Customer | Reservation | POR | POD | Requested Amount | Requested Start Date | Requested Stop Date | Deferred Start Date Without Redispatch | Deferred Stop Date Without Redispatch | Potential Base Plan Funding Allowable | Point-to-Point Base Rate | Allocated E & C Cost | Total Revenue Requirements
OGE | 106193066 | OKGE | OKGE | 17 | 2025-12-01 | 2030-06-01 | 2025-12-01 | 2030-06-01 | 0 | 0 | 0 | 0
[9 empty] | 0 | 0 | 0 | 0
Reservation | Upgrade Name | DUN | EOC | Earliest Start Date | Redispatch Available | Allocated E & C Cost | Total E & C Cost | Total Revenue Requirements
106193066 | None |  |  |  |  | 0 | 0 | 0
[5 empty] | Total | 0 | 0 | 0
Customer | Study Number
OGE | AG1-2025-064
Customer | Reservation | POR | POD | Requested Amount | Requested Start Date | Requested Stop Date | Deferred Start Date Without Redispatch | Deferred Stop Date Without Redispatch | Potential Base Plan Funding Allowable | Point-to-Point Base Rate | Allocated E & C Cost | Total Revenue Requirements
OGE | 106192913 | OKGE | OKGE | 6 | 2025-12-01 | 2030-06-01 | 2025-12-01 | 2030-06-01 | 0 | 0 | 0 | 0
[9 empty] | 0 | 0 | 0 | 0
Reservation | Upgrade Name | DUN | EOC | Earliest Start Date | Redispatch Available | Allocated E & C Cost | Total E & C Cost | Total Revenue Requirements
106192913 | None |  |  |  |  | 0 | 0 | 0
[5 empty] | Total | 0 | 0 | 0
Customer | Study Number
OGE | AG1-2025-065
Customer | Reservation | POR | POD | Requested Amount | Requested Start Date | Requested Stop Date | Deferred Start Date Without Redispatch | Deferred Stop Date Without Redispatch | Potential Base Plan Funding Allowable | Point-to-Point Base Rate | Allocated E & C Cost | Total Revenue Requirements
OGE | 106182887 | OKGE | OKGE | 125 | 2029-12-01 | 2035-06-01 | 2029-12-01 | 2035-06-01 | 35345.49 | 0 | 35345.49 | 96720.36
[9 empty] | 35345.49 | 0 | 35345.49 | 96720.36
Reservation | Upgrade Name | DUN | EOC | Earliest Start Date | Redispatch Available | Allocated E & C Cost | Total E & C Cost | Total Revenue Requirements
106182887 | None |  |  |  |  | 0 | 0 | 0
[5 empty] | Total | 0 | 0 | 0
Credits may be required for the following Network Upgrades in accordance with Attachment Z2 of the SPP OATT.
Reservation | Upgrade Name | DUN | EOC | Earliest Start Date | Redispatch Available | Allocated E & C Cost | Total Revenue Requirements
106182887 | BEELINE - EXPLORER GLENPOOL 138KV CKT 1 | 2009-06-01 | 2009-06-01 |  |  | 762.7 | 9320.52
| EXPLORER GLENPOOL - RIVERSIDE STATION 138KV CKT 1 (AEP) | 2009-03-23 | 2009-03-23 |  |  | 1461.98 | 14972.1
| EXPLORER GLENPOOL - RIVERSIDE STATION 138KV CKT 1 (OGE) | 2009-06-01 | 2009-06-01 |  |  | 1070.77 | 13085.16
| Kingfisher Co Tap - Mathewson 345kV CKT 1 | 2018-03-01 | 2018-03-01 |  |  | 32050.04 | 59342.58
[5 empty] | Total | 35345.49 | 96720.36
*Note: CPOs may be calculated based on estimated upgrade cost and are subject to change.
Customer | Study Number
OGE | AG1-2025-066
Customer | Reservation | POR | POD | Requested Amount | Requested Start Date | Requested Stop Date | Deferred Start Date Without Redispatch | Deferred Stop Date Without Redispatch | Potential Base Plan Funding Allowable | Point-to-Point Base Rate | Allocated E & C Cost | Total Revenue Requirements
OGE | 106182873 | OKGE | OKGE | 114 | 2029-12-01 | 2035-06-01 | 2029-12-01 | 2035-06-01 | 0 | 0 | 32235.5 | 88209.66
[9 empty] | 0 | 0 | 32235.5 | 88209.66
Reservation | Upgrade Name | DUN | EOC | Earliest Start Date | Redispatch Available | Allocated E & C Cost | Total E & C Cost | Total Revenue Requirements
106182873 | None |  |  |  |  | 0 | 0 | 0
[5 empty] | Total | 0 | 0 | 0
Credits may be required for the following Network Upgrades in accordance with Attachment Z2 of the SPP OATT.
Reservation | Upgrade Name | DUN | EOC | Earliest Start Date | Redispatch Available | Allocated E & C Cost | Total Revenue Requirements
106182873 | BEELINE - EXPLORER GLENPOOL 138KV CKT 1 | 2009-06-01 | 2009-06-01 |  |  | 695.59 | 8500.14
| EXPLORER GLENPOOL - RIVERSIDE STATION 138KV CKT 1 (AEP) | 2009-03-23 | 2009-03-23 |  |  | 1333.34 | 13654.74
| EXPLORER GLENPOOL - RIVERSIDE STATION 138KV CKT 1 (OGE) | 2009-06-01 | 2009-06-01 |  |  | 976.55 | 11933.46
| Kingfisher Co Tap - Mathewson 345kV CKT 1 | 2018-03-01 | 2018-03-01 |  |  | 29230.02 | 54121.32
[5 empty] | Total | 32235.5 | 88209.66
*Note: CPOs may be calculated based on estimated upgrade cost and are subject to change.
Customer | Study Number
OGE | AG1-2025-067
Customer | Reservation | POR | POD | Requested Amount | Requested Start Date | Requested Stop Date | Deferred Start Date Without Redispatch | Deferred Stop Date Without Redispatch | Potential Base Plan Funding Allowable | Point-to-Point Base Rate | Allocated E & C Cost | Total Revenue Requirements
OGE | 106182827 | OKGE | OKGE | 121 | 2029-12-01 | 2035-06-01 | 2029-12-01 | 2035-06-01 | 0 | 0 | 34214.93 | 93625.62
[9 empty] | 0 | 0 | 34214.93 | 93625.62
Reservation | Upgrade Name | DUN | EOC | Earliest Start Date | Redispatch Available | Allocated E & C Cost | Total E & C Cost | Total Revenue Requirements
106182827 | None |  |  |  |  | 0 | 0 | 0
[5 empty] | Total | 0 | 0 | 0
Credits may be required for the following Network Upgrades in accordance with Attachment Z2 of the SPP OATT.
Reservation | Upgrade Name | DUN | EOC | Earliest Start Date | Redispatch Available | Allocated E & C Cost | Total Revenue Requirements
106182827 | BEELINE - EXPLORER GLENPOOL 138KV CKT 1 | 2009-06-01 | 2009-06-01 |  |  | 738.31 | 9022.2
| EXPLORER GLENPOOL - RIVERSIDE STATION 138KV CKT 1 (AEP) | 2009-03-23 | 2009-03-23 |  |  | 1415.21 | 14492.94
| EXPLORER GLENPOOL - RIVERSIDE STATION 138KV CKT 1 (OGE) | 2009-06-01 | 2009-06-01 |  |  | 1036.51 | 12666.06
| Kingfisher Co Tap - Mathewson 345kV CKT 1 | 2018-03-01 | 2018-03-01 |  |  | 31024.9 | 57444.42
[5 empty] | Total | 34214.93 | 93625.62
*Note: CPOs may be calculated based on estimated upgrade cost and are subject to change.
Customer | Study Number
OGE | AG1-2025-068
Customer | Reservation | POR | POD | Requested Amount | Requested Start Date | Requested Stop Date | Deferred Start Date Without Redispatch | Deferred Stop Date Without Redispatch | Potential Base Plan Funding Allowable | Point-to-Point Base Rate | Allocated E & C Cost | Total Revenue Requirements
OGE | 106182684 | OKGE | OKGE | 108 | 2029-12-01 | 2035-06-01 | 2029-12-01 | 2035-06-01 | 0 | 0 | 0 | 0
[9 empty] | 0 | 0 | 0 | 0
Reservation | Upgrade Name | DUN | EOC | Earliest Start Date | Redispatch Available | Allocated E & C Cost | Total E & C Cost | Total Revenue Requirements
106182684 | None |  |  |  |  | 0 | 0 | 0
[5 empty] | Total | 0 | 0 | 0
Customer | Study Number
OGE | AG1-2025-069
Customer | Reservation | POR | POD | Requested Amount | Requested Start Date | Requested Stop Date | Deferred Start Date Without Redispatch | Deferred Stop Date Without Redispatch | Potential Base Plan Funding Allowable | Point-to-Point Base Rate | Allocated E & C Cost | Total Revenue Requirements
OGE | 106235240 | OKGE | OKGE | 129 | 2030-05-01 | 2035-06-01 | 2030-05-01 | 2035-06-01 | 0 | 0 | 0 | 0
[9 empty] | 0 | 0 | 0 | 0
Reservation | Upgrade Name | DUN | EOC | Earliest Start Date | Redispatch Available | Allocated E & C Cost | Total E & C Cost | Total Revenue Requirements
106235240 | None |  |  |  |  | 0 | 0 | 0
[5 empty] | Total | 0 | 0 | 0
Customer | Study Number
OGE | AG1-2025-070
Customer | Reservation | POR | POD | Requested Amount | Requested Start Date | Requested Stop Date | Deferred Start Date Without Redispatch | Deferred Stop Date Without Redispatch | Potential Base Plan Funding Allowable | Point-to-Point Base Rate | Allocated E & C Cost | Total Revenue Requirements
OGE | 106235231 | OKGE | OKGE | 99 | 2030-05-01 | 2035-06-01 | 2030-05-01 | 2035-06-01 | 0 | 0 | 0 | 0
[9 empty] | 0 | 0 | 0 | 0
Reservation | Upgrade Name | DUN | EOC | Earliest Start Date | Redispatch Available | Allocated E & C Cost | Total E & C Cost | Total Revenue Requirements
106235231 | None |  |  |  |  | 0 | 0 | 0
[5 empty] | Total | 0 | 0 | 0
Customer | Study Number
OGE | AG1-2025-071
Customer | Reservation | POR | POD | Requested Amount | Requested Start Date | Requested Stop Date | Deferred Start Date Without Redispatch | Deferred Stop Date Without Redispatch | Potential Base Plan Funding Allowable | Point-to-Point Base Rate | Allocated E & C Cost | Total Revenue Requirements
OGE | 106182385 | OKGE | OKGE | 97 | 2030-05-01 | 2035-06-01 | 2030-05-01 | 2035-06-01 | 87464.65 | 0 | 87464.65 | 163433.03
[9 empty] | 87464.65 | 0 | 87464.65 | 163433.03
Reservation | Upgrade Name | DUN | EOC | Earliest Start Date | Redispatch Available | Allocated E & C Cost | Total E & C Cost | Total Revenue Requirements
106182385 | None |  |  |  |  | 0 | 0 | 0
[5 empty] | Total | 0 | 0 | 0
Credits may be required for the following Network Upgrades in accordance with Attachment Z2 of the SPP OATT.
Reservation | Upgrade Name | DUN | EOC | Earliest Start Date | Redispatch Available | Allocated E & C Cost | Total Revenue Requirements
106182385 | Kingfisher Co Tap - Mathewson 345kV CKT 1 | 2018-03-01 | 2018-03-01 |  |  | 87464.65 | 163433.03
[5 empty] | Total | 87464.65 | 163433.03
*Note: CPOs may be calculated based on estimated upgrade cost and are subject to change.
Customer | Study Number
OGE | AG1-2025-072
Customer | Reservation | POR | POD | Requested Amount | Requested Start Date | Requested Stop Date | Deferred Start Date Without Redispatch | Deferred Stop Date Without Redispatch | Potential Base Plan Funding Allowable | Point-to-Point Base Rate | Allocated E & C Cost | Total Revenue Requirements
OGE | 106182208 | OKGE | OKGE | 95 | 2030-05-01 | 2035-06-01 | 2030-05-01 | 2035-06-01 | 87840.92 | 0 | 87840.92 | 164135.75
[9 empty] | 87840.92 | 0 | 87840.92 | 164135.75
Reservation | Upgrade Name | DUN | EOC | Earliest Start Date | Redispatch Available | Allocated E & C Cost | Total E & C Cost | Total Revenue Requirements
106182208 | None |  |  |  |  | 0 | 0 | 0
[5 empty] | Total | 0 | 0 | 0
Credits may be required for the following Network Upgrades in accordance with Attachment Z2 of the SPP OATT.
Reservation | Upgrade Name | DUN | EOC | Earliest Start Date | Redispatch Available | Allocated E & C Cost | Total Revenue Requirements
106182208 | Kingfisher Co Tap - Mathewson 345kV CKT 1 | 2018-03-01 | 2018-03-01 |  |  | 87840.92 | 164135.75
[5 empty] | Total | 87840.92 | 164135.75
*Note: CPOs may be calculated based on estimated upgrade cost and are subject to change.
Customer | Study Number
OGE | AG1-2025-073
Customer | Reservation | POR | POD | Requested Amount | Requested Start Date | Requested Stop Date | Deferred Start Date Without Redispatch | Deferred Stop Date Without Redispatch | Potential Base Plan Funding Allowable | Point-to-Point Base Rate | Allocated E & C Cost | Total Revenue Requirements
OGE | 106182109 | OKGE | OKGE | 47 | 2030-12-01 | 2035-06-01 | 2030-12-01 | 2035-06-01 | 0 | 0 | 0 | 0
[9 empty] | 0 | 0 | 0 | 0
Reservation | Upgrade Name | DUN | EOC | Earliest Start Date | Redispatch Available | Allocated E & C Cost | Total E & C Cost | Total Revenue Requirements
106182109 | None |  |  |  |  | 0 | 0 | 0
[5 empty] | Total | 0 | 0 | 0
Customer | Study Number
OGE | AG1-2025-074
Customer | Reservation | POR | POD | Requested Amount | Requested Start Date | Requested Stop Date | Deferred Start Date Without Redispatch | Deferred Stop Date Without Redispatch | Potential Base Plan Funding Allowable | Point-to-Point Base Rate | Allocated E & C Cost | Total Revenue Requirements
OGE | 106182094 | OKGE | OKGE | 27 | 2030-12-01 | 2035-06-01 | 2030-12-01 | 2035-06-01 | 0 | 0 | 0 | 0
[9 empty] | 0 | 0 | 0 | 0
Reservation | Upgrade Name | DUN | EOC | Earliest Start Date | Redispatch Available | Allocated E & C Cost | Total E & C Cost | Total Revenue Requirements
106182094 | None |  |  |  |  | 0 | 0 | 0
[5 empty] | Total | 0 | 0 | 0
Customer | Study Number
OGE | AG1-2025-075
Customer | Reservation | POR | POD | Requested Amount | Requested Start Date | Requested Stop Date | Deferred Start Date Without Redispatch | Deferred Stop Date Without Redispatch | Potential Base Plan Funding Allowable | Point-to-Point Base Rate | Allocated E & C Cost | Total Revenue Requirements
OGE | 106182071 | OKGE | OKGE | 10 | 2030-12-01 | 2035-06-01 | 2030-12-01 | 2035-06-01 | 0 | 0 | 0 | 0
[9 empty] | 0 | 0 | 0 | 0
Reservation | Upgrade Name | DUN | EOC | Earliest Start Date | Redispatch Available | Allocated E & C Cost | Total E & C Cost | Total Revenue Requirements
106182071 | None |  |  |  |  | 0 | 0 | 0
[5 empty] | Total | 0 | 0 | 0
Customer | Study Number
OGE | AG1-2025-076
Customer | Reservation | POR | POD | Requested Amount | Requested Start Date | Requested Stop Date | Deferred Start Date Without Redispatch | Deferred Stop Date Without Redispatch | Potential Base Plan Funding Allowable | Point-to-Point Base Rate | Allocated E & C Cost | Total Revenue Requirements
OGE | 106182023 | OKGE | OKGE | 37 | 2030-05-01 | 2040-12-01 | 2030-05-01 | 2040-12-01 | 1052.25 | 0 | 1052.25 | 15040.61
[9 empty] | 1052.25 | 0 | 1052.25 | 15040.61
Reservation | Upgrade Name | DUN | EOC | Earliest Start Date | Redispatch Available | Allocated E & C Cost | Total E & C Cost | Total Revenue Requirements
106182023 | None |  |  |  |  | 0 | 0 | 0
[5 empty] | Total | 0 | 0 | 0
Credits may be required for the following Network Upgrades in accordance with Attachment Z2 of the SPP OATT.
Reservation | Upgrade Name | DUN | EOC | Earliest Start Date | Redispatch Available | Allocated E & C Cost | Total Revenue Requirements
106182023 | NORTHWEST - WOODWARD 345KV CKT 1 | 2010-01-01 | 2010-01-01 |  |  | 1052.25 | 15040.61
[5 empty] | Total | 1052.25 | 15040.61
*Note: CPOs may be calculated based on estimated upgrade cost and are subject to change.
Customer | Study Number
OGE | AG1-2025-077
Customer | Reservation | POR | POD | Requested Amount | Requested Start Date | Requested Stop Date | Deferred Start Date Without Redispatch | Deferred Stop Date Without Redispatch | Potential Base Plan Funding Allowable | Point-to-Point Base Rate | Allocated E & C Cost | Total Revenue Requirements
OGE | 106182011 | OKGE | OKGE | 37 | 2030-05-01 | 2040-12-01 | 2030-05-01 | 2040-12-01 | 1052.25 | 0 | 1052.25 | 15040.61
[9 empty] | 1052.25 | 0 | 1052.25 | 15040.61
Reservation | Upgrade Name | DUN | EOC | Earliest Start Date | Redispatch Available | Allocated E & C Cost | Total E & C Cost | Total Revenue Requirements
106182011 | None |  |  |  |  | 0 | 0 | 0
[5 empty] | Total | 0 | 0 | 0
Credits may be required for the following Network Upgrades in accordance with Attachment Z2 of the SPP OATT.
Reservation | Upgrade Name | DUN | EOC | Earliest Start Date | Redispatch Available | Allocated E & C Cost | Total Revenue Requirements
106182011 | NORTHWEST - WOODWARD 345KV CKT 1 | 2010-01-01 | 2010-01-01 |  |  | 1052.25 | 15040.61
[5 empty] | Total | 1052.25 | 15040.61
*Note: CPOs may be calculated based on estimated upgrade cost and are subject to change.
Customer | Study Number
OGE | AG1-2025-078
Customer | Reservation | POR | POD | Requested Amount | Requested Start Date | Requested Stop Date | Deferred Start Date Without Redispatch | Deferred Stop Date Without Redispatch | Potential Base Plan Funding Allowable | Point-to-Point Base Rate | Allocated E & C Cost | Total Revenue Requirements
OGE | 106235007 | OKGE | OKGE | 37 | 2030-05-01 | 2040-12-01 | 2030-05-01 | 2040-12-01 | 1052.25 | 0 | 1052.25 | 15040.61
[9 empty] | 1052.25 | 0 | 1052.25 | 15040.61
Reservation | Upgrade Name | DUN | EOC | Earliest Start Date | Redispatch Available | Allocated E & C Cost | Total E & C Cost | Total Revenue Requirements
106235007 | None |  |  |  |  | 0 | 0 | 0
[5 empty] | Total | 0 | 0 | 0
Credits may be required for the following Network Upgrades in accordance with Attachment Z2 of the SPP OATT.
Reservation | Upgrade Name | DUN | EOC | Earliest Start Date | Redispatch Available | Allocated E & C Cost | Total Revenue Requirements
106235007 | NORTHWEST - WOODWARD 345KV CKT 1 | 2010-01-01 | 2010-01-01 |  |  | 1052.25 | 15040.61
[5 empty] | Total | 1052.25 | 15040.61
*Note: CPOs may be calculated based on estimated upgrade cost and are subject to change.
Customer | Study Number
OGE | AG1-2025-079
Customer | Reservation | POR | POD | Requested Amount | Requested Start Date | Requested Stop Date | Deferred Start Date Without Redispatch | Deferred Stop Date Without Redispatch | Potential Base Plan Funding Allowable | Point-to-Point Base Rate | Allocated E & C Cost | Total Revenue Requirements
OGE | 106181923 | OKGE | OKGE | 37 | 2030-05-01 | 2040-12-01 | 2030-05-01 | 2040-12-01 | 1052.25 | 0 | 1052.25 | 15040.61
[9 empty] | 1052.25 | 0 | 1052.25 | 15040.61
Reservation | Upgrade Name | DUN | EOC | Earliest Start Date | Redispatch Available | Allocated E & C Cost | Total E & C Cost | Total Revenue Requirements
106181923 | None |  |  |  |  | 0 | 0 | 0
[5 empty] | Total | 0 | 0 | 0
Credits may be required for the following Network Upgrades in accordance with Attachment Z2 of the SPP OATT.
Reservation | Upgrade Name | DUN | EOC | Earliest Start Date | Redispatch Available | Allocated E & C Cost | Total Revenue Requirements
106181923 | NORTHWEST - WOODWARD 345KV CKT 1 | 2010-01-01 | 2010-01-01 |  |  | 1052.25 | 15040.61
[5 empty] | Total | 1052.25 | 15040.61
*Note: CPOs may be calculated based on estimated upgrade cost and are subject to change.
Customer | Study Number
OGE | AG1-2025-080
Customer | Reservation | POR | POD | Requested Amount | Requested Start Date | Requested Stop Date | Deferred Start Date Without Redispatch | Deferred Stop Date Without Redispatch | Potential Base Plan Funding Allowable | Point-to-Point Base Rate | Allocated E & C Cost | Total Revenue Requirements
OGE | 106181908 | OKGE | OKGE | 37 | 2030-05-01 | 2040-12-01 | 2030-05-01 | 2040-12-01 | 1052.25 | 0 | 1052.25 | 15040.61
[9 empty] | 1052.25 | 0 | 1052.25 | 15040.61
Reservation | Upgrade Name | DUN | EOC | Earliest Start Date | Redispatch Available | Allocated E & C Cost | Total E & C Cost | Total Revenue Requirements
106181908 | None |  |  |  |  | 0 | 0 | 0
[5 empty] | Total | 0 | 0 | 0
Credits may be required for the following Network Upgrades in accordance with Attachment Z2 of the SPP OATT.
Reservation | Upgrade Name | DUN | EOC | Earliest Start Date | Redispatch Available | Allocated E & C Cost | Total Revenue Requirements
106181908 | NORTHWEST - WOODWARD 345KV CKT 1 | 2010-01-01 | 2010-01-01 |  |  | 1052.25 | 15040.61
[5 empty] | Total | 1052.25 | 15040.61
*Note: CPOs may be calculated based on estimated upgrade cost and are subject to change.
Customer | Study Number
OPPD | AG1-2025-081
Customer | Reservation | POR | POD | Requested Amount | Requested Start Date | Requested Stop Date | Deferred Start Date Without Redispatch | Deferred Stop Date Without Redispatch | Potential Base Plan Funding Allowable | Point-to-Point Base Rate | Allocated E & C Cost | Total Revenue Requirements
OPPD | 106112258 | SPS | OPPD | 85 | 2026-06-01 | 2028-10-01 | 2026-06-01 | 2028-10-01 | 0 | 0 | 2805252.27 | 3504235.84
[9 empty] | 0 | 0 | 2805252.27 | 3504235.84
Reservation | Upgrade Name | DUN | EOC | Earliest Start Date | Redispatch Available | Allocated E & C Cost | Total E & C Cost | Total Revenue Requirements
106112258 | None |  |  |  |  | 0 | 0 | 0
[5 empty] | Total | 0 | 0 | 0
Credits may be required for the following Network Upgrades in accordance with Attachment Z2 of the SPP OATT.
Reservation | Upgrade Name | DUN | EOC | Earliest Start Date | Redispatch Available | Base Plan Funding for Wind | Directly Assigned for Wind | Allocated E & C Cost | Total Revenue Requirements
106112258 | Castro County 115kV | 2016-11-14 | 2016-11-14 |  |  | 0 | 252485.59 | 252485.59 | 368724.16
| HARRINGTON MID - NICHOLS 230 KV CKT 2 | 2012-12-01 | 2012-12-01 |  |  | 0 | 10801.45 | 10801.45 | 17430.56
| HARRINGTON WEST - NICHOLS 230KV CKT 1 | 2012-12-01 | 2012-12-01 |  |  | 0 | 10981.48 | 10981.48 | 17721.2
| HUGO - VALLIANT 345KV CKT 1 | 2012-07-01 | 2012-07-01 |  |  | 0 | 11563.13 | 11563.13 | 71211
| LACYGNE - WEST GARDNER 345KV CKT 1 | 2006-06-01 | 2006-06-01 |  |  | 0 | 6458.33 | 6458.33 | 78091.16
| Oklaunion 345 kV Capacitive Reactive Support (AEP) | 2022-06-01 | 2022-06-01 |  |  | 0 | 1999197.76 | 1999197.76 | 2308450.2
| Tolk East - Tuco 230 kV CKT 1 Rebuild | 2020-12-15 | 2020-12-15 |  |  | 0 | 41726.38 | 41726.38 | 51973.6
| Tuco 230 kV Capacitive Reactive Power Support | 2020-12-31 | 2020-12-31 |  |  | 0 | 420787.59 | 420787.59 | 515709.6
| Woodward EHV 138kV Phase Shifting Transformer circuit #1 | 2017-08-02 | 2017-08-02 |  |  | 0 | 51250.56 | 51250.56 | 74924.36
[5 empty] | Total | 0 | 2805252.27 | 2805252.27 | 3504235.84
*Note: CPOs may be calculated based on estimated upgrade cost and are subject to change.
Customer | Study Number
OPPD | AG1-2025-082
Customer | Reservation | POR | POD | Requested Amount | Requested Start Date | Requested Stop Date | Deferred Start Date Without Redispatch | Deferred Stop Date Without Redispatch | Potential Base Plan Funding Allowable | Point-to-Point Base Rate | Allocated E & C Cost | Total Revenue Requirements
OPPD | 106191073 | SECI | OPPD | 70 | 2026-06-01 | 2031-10-01 | 2026-06-01 | 2031-10-01 | 0 | 0 | 334582.74 | 635406.72
[9 empty] | 0 | 0 | 334582.74 | 635406.72
Reservation | Upgrade Name | DUN | EOC | Earliest Start Date | Redispatch Available | Allocated E & C Cost | Total E & C Cost | Total Revenue Requirements
106191073 | None |  |  |  |  | 0 | 0 | 0
[5 empty] | Total | 0 | 0 | 0
Credits may be required for the following Network Upgrades in accordance with Attachment Z2 of the SPP OATT.
Reservation | Upgrade Name | DUN | EOC | Earliest Start Date | Redispatch Available | Base Plan Funding for Wind | Directly Assigned for Wind | Allocated E & C Cost | Total Revenue Requirements
106191073 | Clark County 345kV Switching Station | 2016-10-07 | 2016-10-07 |  |  | 0 | 285080.26 | 285080.26 | 439429.76
| FLATRDG3 - HARPER 138KV CKT 1 | 2009-12-01 | 2009-12-01 |  |  | 0 | 8709.32 | 8709.32 | 86329.6
| LACYGNE - WEST GARDNER 345KV CKT 1 | 2006-06-01 | 2006-06-01 |  |  | 0 | 3842.43 | 3842.43 | 52625.92
| Woodward EHV 138kV Phase Shifting Transformer circuit #1 | 2017-08-02 | 2017-08-02 |  |  | 0 | 36950.73 | 36950.73 | 57021.44
[5 empty] | Total | 0 | 334582.74 | 334582.74 | 635406.72
*Note: CPOs may be calculated based on estimated upgrade cost and are subject to change.
Customer | Study Number
PEC | AG1-2025-083
Customer | Reservation | POR | POD | Requested Amount | Requested Start Date | Requested Stop Date | Deferred Start Date Without Redispatch | Deferred Stop Date Without Redispatch | Potential Base Plan Funding Allowable | Point-to-Point Base Rate | Allocated E & C Cost | Total Revenue Requirements
PEC | 106148406 | WAUE | WFEC | 21 | 2025-12-01 | 2030-12-01 | 2025-12-01 | 2030-12-01 | 0 | 0 | 40255.67 | 102791.4
[9 empty] | 0 | 0 | 40255.67 | 102791.4
Reservation | Upgrade Name | DUN | EOC | Earliest Start Date | Redispatch Available | Allocated E & C Cost | Total E & C Cost | Total Revenue Requirements
106148406 | None |  |  |  |  | 0 | 0 | 0
[5 empty] | Total | 0 | 0 | 0
Credits may be required for the following Network Upgrades in accordance with Attachment Z2 of the SPP OATT.
Reservation | Upgrade Name | DUN | EOC | Earliest Start Date | Redispatch Available | Base Plan Funding for Wind | Directly Assigned for Wind | Allocated E & C Cost | Total Revenue Requirements
106148406 | Gracemont 138kV line terminal addition | 2011-10-15 | 2011-10-15 |  |  | 0 | 2987.01 | 2987.01 | 5138.4
| HUGO - VALLIANT 345KV CKT 1 | 2012-07-01 | 2012-07-01 |  |  | 0 | 2228.1 | 2228.1 | 14649
| HUGO 345/138KV TRANSFORMER CKT 1 | 2012-07-01 | 2012-07-01 |  |  | 0 | 5405.02 | 5405.02 | 35284.2
| WASHITA - GRACEMONT 138 KV CKT 2 | 2012-10-12 | 2012-10-12 |  |  | 0 | 19382.35 | 19382.35 | 32279.4
| Woodward EHV 138kV Phase Shifting Transformer circuit #1 | 2017-08-02 | 2017-08-02 |  |  | 0 | 10253.19 | 10253.19 | 15440.4
[5 empty] | Total | 0 | 40255.67 | 40255.67 | 102791.4
*Note: CPOs may be calculated based on estimated upgrade cost and are subject to change.
Customer | Study Number
SECI | AG1-2025-084
Customer | Reservation | POR | POD | Requested Amount | Requested Start Date | Requested Stop Date | Deferred Start Date Without Redispatch | Deferred Stop Date Without Redispatch | Potential Base Plan Funding Allowable | Point-to-Point Base Rate | Allocated E & C Cost | Total Revenue Requirements
SECI | 106106159 | SPS | SECI | 300 | 2027-06-01 | 2048-06-01 | 2028-12-01 | 2049-12-01 | 0 | 0 | 25820376.04 | 66248193.0852
[9 empty] | 0 | 0 | 25820376.04 | 66248193.0852
Reservation | Upgrade Name | DUN | EOC | Earliest Start Date | Redispatch Available | Allocated E & C Cost | Total E & C Cost | Total Revenue Requirements
106106159 | BRU Sub - XTO Mahoney 230kV Ckt 1 | 2027-06-01 | 2028-12-01 |  | No | 2814887 | 3000000 | 9011079.4284
| Denver City North - Higg East 115kV Ckt 1 | 2032-06-01 | 2032-06-01 | 2028-12-01 |  | 6878166 | 13800000 | 22018539.3372
| Higg East - Higg Sub 115kV Ckt 1 | 2032-06-01 | 2032-06-01 | 2028-12-01 |  | 1694621 | 3400000 | 5424858.7596
[5 empty] | Total | 11387674 | 20200000 | 36454477.53
Credits may be required for the following Network Upgrades in accordance with Attachment Z2 of the SPP OATT.
Reservation | Upgrade Name | DUN | EOC | Earliest Start Date | Redispatch Available | Allocated E & C Cost | Total Revenue Requirements
106106159 | Crossroads - Tolk 345 kV CKT 1 Rebuild | 2020-12-01 | 2020-12-01 |  |  | 29622.79 | 53103.96
| Crossroads 345 kV Capacitive Reactive Support (SPS) | 2021-12-01 | 2021-12-01 |  |  | 1135145.66 | 2034905.04
| Deaf Smith - Plant X 230 kV Rebuild | 2020-12-01 | 2020-12-01 |  |  | 848539.73 | 1521124.92
| Deaf Smith 115 kV Capacitive Reactive Power Support | 2021-10-28 | 2021-10-28 |  |  | 205572.23 | 351051.12
| FLATRDG3 - MEDICINE LODGE 138KV CKT 1 | 2009-12-01 | 2009-12-01 |  |  | 27155.17 | 623180.88
| Ft. Dodge - North Ft. Dodge 115 kV Ckt 2 | 2015-05-01 | 2015-05-01 |  |  | 1612592.24 | 3454090.92
| HARRINGTON MID - NICHOLS 230 KV CKT 2 | 2012-12-01 | 2012-12-01 |  |  | 41530.76 | 96455.52
| HARRINGTON WEST - NICHOLS 230KV CKT 1 | 2012-12-01 | 2012-12-01 |  |  | 43386.05 | 100764.72
| HUGO - VALLIANT 345KV CKT 1 | 2012-07-01 | 2012-07-01 |  |  | 16791.28 | 250293.96
| MEDICINE LODGE 138/115KV TRANSFORMER CKT 1 | 2009-12-01 | 2009-12-01 |  |  | 8367.16 | 213197.04
| Newhart - Plant X 230 kV CKT 1 Rebuild | 2020-12-31 | 2020-12-31 |  |  | 105370.81 | 188891.64
| North Ft. Dodge - Spearville 115kV Ckt 2 | 2015-05-01 | 2015-05-01 |  |  | 946481.49 | 2027314.8
| Oklaunion 345 kV Capacitive Reactive Support (AEP) | 2022-06-01 | 2022-06-01 |  |  | 6022464.67 | 11869386.48
| Plant X - Tolk 230kV rebuild circuit #1 | 2017-12-31 | 2017-12-31 |  |  | 449770.45 | 1005059.16
| Plant X - Tolk 230kV rebuild circuit #2 | 2017-12-31 | 2017-12-31 |  |  | 470961.1 | 1052412.48
| Spearville 345/115 kV Transformer CKT 1 | 2015-05-01 | 2015-05-01 |  |  | 1574447.36 | 3372384.96
| Tolk East - Tuco 230 kV CKT 1 Rebuild | 2020-12-15 | 2020-12-15 |  |  | 80617.05 | 144516.96
| Tuco 230 kV Capacitive Reactive Power Support | 2020-12-31 | 2020-12-31 |  |  | 813886.04 | 1435581
[5 empty] | Total | 14432702.04 | 29793715.56
*Note: CPOs may be calculated based on estimated upgrade cost and are subject to change.
**Note: Upgrade cost and RR may increase or decrease due to estimated assumptions and is subject to change.
Customer | Study Number
SECI | AG1-2025-085
Customer | Reservation | POR | POD | Requested Amount | Requested Start Date | Requested Stop Date | Deferred Start Date Without Redispatch | Deferred Stop Date Without Redispatch | Potential Base Plan Funding Allowable | Point-to-Point Base Rate | Allocated E & C Cost | Total Revenue Requirements
SECI | 106106175 | SECI | SECI | 25 | 2026-01-01 | 2031-06-01 | 2026-01-01 | 2031-06-01 | 947658.03 | 0 | 947658.03 | 1551546.1
[9 empty] | 947658.03 | 0 | 947658.03 | 1551546.1
Reservation | Upgrade Name | DUN | EOC | Earliest Start Date | Redispatch Available | Allocated E & C Cost | Total E & C Cost | Total Revenue Requirements
106106175 | None |  |  |  |  | 0 | 0 | 0
[5 empty] | Total | 0 | 0 | 0
Credits may be required for the following Network Upgrades in accordance with Attachment Z2 of the SPP OATT.
Reservation | Upgrade Name | DUN | EOC | Earliest Start Date | Redispatch Available | Allocated E & C Cost | Total Revenue Requirements
106106175 | Ft. Dodge - North Ft. Dodge 115 kV Ckt 2 | 2015-05-01 | 2015-05-01 |  |  | 384311.98 | 592561.45
| MEDICINE LODGE - PRATT 115KV CKT 1 | 2009-12-01 | 2009-12-01 |  |  | 11801.88 | 102153.35
| MEDICINE LODGE 138/115KV TRANSFORMER CKT 1 | 2009-12-01 | 2009-12-01 |  |  | 763.3 | 7595.9
| North Ft. Dodge - Spearville 115kV Ckt 2 | 2015-05-01 | 2015-05-01 |  |  | 206790.4 | 318845.15
| Spearville 345/115 kV Transformer CKT 1 | 2015-05-01 | 2015-05-01 |  |  | 343990.47 | 530390.25
[5 empty] | Total | 947658.03 | 1551546.1
*Note: CPOs may be calculated based on estimated upgrade cost and are subject to change.
Customer | Study Number
TEA | AG1-2025-086
Customer | Reservation | POR | POD | Requested Amount | Requested Start Date | Requested Stop Date | Deferred Start Date Without Redispatch | Deferred Stop Date Without Redispatch | Potential Base Plan Funding Allowable | Point-to-Point Base Rate | Allocated E & C Cost | Total Revenue Requirements
TEA | 105371622 | CSWS | ERCOTN | 50 | 2026-07-01 | 2027-09-01 | 2026-07-01 | 2027-09-01 | 0 | 5207684.3 | 1443910.58 | 1443910.58
[9 empty] | 0 | 5207684.3 | 1443910.58 | 1443910.58
Reservation | Upgrade Name | DUN | EOC | Earliest Start Date | Redispatch Available | Allocated E & C Cost | Total E & C Cost | Total Revenue Requirements
105371622 | None |  |  |  |  | 0 | 0 | 0
[5 empty] | Total | 0 | 0 | 0
Credits may be required for the following Network Upgrades in accordance with Attachment Z2 of the SPP OATT.
Reservation | Upgrade Name | DUN | EOC | Earliest Start Date | Redispatch Available | Base Plan Funding for Wind | Directly Assigned for Wind | Allocated E & C Cost | Total Revenue Requirements
105371622 | Border 345 kV Capacitive Reactive Support (OKGE) | 2023-04-20 | 2023-04-20 |  |  | 0 | 453165.16 | 453165.16 | 453165.16
| Oklaunion 345 kV Capacitive Reactive Support (AEP) | 2022-06-01 | 2022-06-01 |  |  | 0 | 990745.42 | 990745.42 | 990745.42
[5 empty] | Total | 0 | 1443910.58 | 1443910.58 | 1443910.58
*Note: CPOs may be calculated based on estimated upgrade cost and are subject to change.
Customer | Study Number
TEA | AG1-2025-087
Customer | Reservation | POR | POD | Requested Amount | Requested Start Date | Requested Stop Date | Deferred Start Date Without Redispatch | Deferred Stop Date Without Redispatch | Potential Base Plan Funding Allowable | Point-to-Point Base Rate | Allocated E & C Cost | Total Revenue Requirements
TEA | 105371629 | CSWS | ERCOTN | 50 | 2026-07-01 | 2027-09-01 | 2026-07-01 | 2027-09-01 | 0 | 5207684.3 | 1443910.58 | 1443910.58
[9 empty] | 0 | 5207684.3 | 1443910.58 | 1443910.58
Reservation | Upgrade Name | DUN | EOC | Earliest Start Date | Redispatch Available | Allocated E & C Cost | Total E & C Cost | Total Revenue Requirements
105371629 | None |  |  |  |  | 0 | 0 | 0
[5 empty] | Total | 0 | 0 | 0
Credits may be required for the following Network Upgrades in accordance with Attachment Z2 of the SPP OATT.
Reservation | Upgrade Name | DUN | EOC | Earliest Start Date | Redispatch Available | Base Plan Funding for Wind | Directly Assigned for Wind | Allocated E & C Cost | Total Revenue Requirements
105371629 | Border 345 kV Capacitive Reactive Support (OKGE) | 2023-04-20 | 2023-04-20 |  |  | 0 | 453165.16 | 453165.16 | 453165.16
| Oklaunion 345 kV Capacitive Reactive Support (AEP) | 2022-06-01 | 2022-06-01 |  |  | 0 | 990745.42 | 990745.42 | 990745.42
[5 empty] | Total | 0 | 1443910.58 | 1443910.58 | 1443910.58
*Note: CPOs may be calculated based on estimated upgrade cost and are subject to change.
Customer | Study Number
TEA | AG1-2025-088
Customer | Reservation | POR | POD | Requested Amount | Requested Start Date | Requested Stop Date | Deferred Start Date Without Redispatch | Deferred Stop Date Without Redispatch | Potential Base Plan Funding Allowable | Point-to-Point Base Rate | Allocated E & C Cost | Total Revenue Requirements
TEA | 105371634 | CSWS | ERCOTN | 20 | 2026-07-01 | 2027-09-01 | 2026-07-01 | 2027-09-01 | 0 | 5207684.3 | 577564.26 | 577564.26
[9 empty] | 0 | 5207684.3 | 577564.26 | 577564.26
Reservation | Upgrade Name | DUN | EOC | Earliest Start Date | Redispatch Available | Allocated E & C Cost | Total E & C Cost | Total Revenue Requirements
105371634 | None |  |  |  |  | 0 | 0 | 0
[5 empty] | Total | 0 | 0 | 0
Credits may be required for the following Network Upgrades in accordance with Attachment Z2 of the SPP OATT.
Reservation | Upgrade Name | DUN | EOC | Earliest Start Date | Redispatch Available | Base Plan Funding for Wind | Directly Assigned for Wind | Allocated E & C Cost | Total Revenue Requirements
105371634 | Border 345 kV Capacitive Reactive Support (OKGE) | 2023-04-20 | 2023-04-20 |  |  | 0 | 181266.12 | 181266.12 | 181266.12
| Oklaunion 345 kV Capacitive Reactive Support (AEP) | 2022-06-01 | 2022-06-01 |  |  | 0 | 396298.14 | 396298.14 | 396298.14
[5 empty] | Total | 0 | 577564.26 | 577564.26 | 577564.26
*Note: CPOs may be calculated based on estimated upgrade cost and are subject to change.
Customer | Study Number
TEAS | AG1-2025-089
Customer | Reservation | POR | POD | Requested Amount | Requested Start Date | Requested Stop Date | Deferred Start Date Without Redispatch | Deferred Stop Date Without Redispatch | Potential Base Plan Funding Allowable | Point-to-Point Base Rate | Allocated E & C Cost | Total Revenue Requirements
TEAS | 106252874 | WAUE | MCWEST.NWMT | 24 | 2026-08-01 | 2028-06-01 | 2026-08-01 | 2028-06-01 | 0 | 3645195.84 | 0 | 0
[9 empty] | 0 | 3645195.84 | 0 | 0
Reservation | Upgrade Name | DUN | EOC | Earliest Start Date | Redispatch Available | Allocated E & C Cost | Total E & C Cost | Total Revenue Requirements
106252874 | None |  |  |  |  | 0 | 0 | 0
[5 empty] | Total | 0 | 0 | 0
Customer | Study Number
TEAS | AG1-2025-090
Customer | Reservation | POR | POD | Requested Amount | Requested Start Date | Requested Stop Date | Deferred Start Date Without Redispatch | Deferred Stop Date Without Redispatch | Potential Base Plan Funding Allowable | Point-to-Point Base Rate | Allocated E & C Cost | Total Revenue Requirements
TEAS | 106252885 | WAUE | MCWEST.NWMT | 1 | 2026-08-01 | 2028-06-01 | 2026-08-01 | 2028-06-01 | 0 | 151883.16 | 0 | 0
[9 empty] | 0 | 151883.16 | 0 | 0
Reservation | Upgrade Name | DUN | EOC | Earliest Start Date | Redispatch Available | Allocated E & C Cost | Total E & C Cost | Total Revenue Requirements
106252885 | None |  |  |  |  | 0 | 0 | 0
[5 empty] | Total | 0 | 0 | 0
Customer | Study Number
TNSK | AG1-2025-091
Customer | Reservation | POR | POD | Requested Amount | Requested Start Date | Requested Stop Date | Deferred Start Date Without Redispatch | Deferred Stop Date Without Redispatch | Potential Base Plan Funding Allowable | Point-to-Point Base Rate | Allocated E & C Cost | Total Revenue Requirements
TNSK | 106120395 | CSWS | ERCOTN | 25 | 2026-07-01 | 2027-09-01 | 2026-07-01 | 2027-09-01 | 0 | 2603842.15 | 721950.04 | 721950.04
[9 empty] | 0 | 2603842.15 | 721950.04 | 721950.04
Reservation | Upgrade Name | DUN | EOC | Earliest Start Date | Redispatch Available | Allocated E & C Cost | Total E & C Cost | Total Revenue Requirements
106120395 | None |  |  |  |  | 0 | 0 | 0
[5 empty] | Total | 0 | 0 | 0
Credits may be required for the following Network Upgrades in accordance with Attachment Z2 of the SPP OATT.
Reservation | Upgrade Name | DUN | EOC | Earliest Start Date | Redispatch Available | Base Plan Funding for Wind | Directly Assigned for Wind | Allocated E & C Cost | Total Revenue Requirements
106120395 | Border 345 kV Capacitive Reactive Support (OKGE) | 2023-04-20 | 2023-04-20 |  |  | 0 | 226582.58 | 226582.58 | 226582.58
| Oklaunion 345 kV Capacitive Reactive Support (AEP) | 2022-06-01 | 2022-06-01 |  |  | 0 | 495367.46 | 495367.46 | 495367.46
[5 empty] | Total | 0 | 721950.04 | 721950.04 | 721950.04
*Note: CPOs may be calculated based on estimated upgrade cost and are subject to change.
Customer | Study Number
TNSK | AG1-2025-092
Customer | Reservation | POR | POD | Requested Amount | Requested Start Date | Requested Stop Date | Deferred Start Date Without Redispatch | Deferred Stop Date Without Redispatch | Potential Base Plan Funding Allowable | Point-to-Point Base Rate | Allocated E & C Cost | Total Revenue Requirements
TNSK | 106120412 | CSWS | ERCOTN | 25 | 2027-07-01 | 2028-09-01 | 2027-07-01 | 2028-09-01 | 0 | 2603842.15 | 721950.04 | 721950.04
[9 empty] | 0 | 2603842.15 | 721950.04 | 721950.04
Reservation | Upgrade Name | DUN | EOC | Earliest Start Date | Redispatch Available | Allocated E & C Cost | Total E & C Cost | Total Revenue Requirements
106120412 | None |  |  |  |  | 0 | 0 | 0
[5 empty] | Total | 0 | 0 | 0
Credits may be required for the following Network Upgrades in accordance with Attachment Z2 of the SPP OATT.
Reservation | Upgrade Name | DUN | EOC | Earliest Start Date | Redispatch Available | Base Plan Funding for Wind | Directly Assigned for Wind | Allocated E & C Cost | Total Revenue Requirements
106120412 | Border 345 kV Capacitive Reactive Support (OKGE) | 2023-04-20 | 2023-04-20 |  |  | 0 | 226582.58 | 226582.58 | 226582.58
| Oklaunion 345 kV Capacitive Reactive Support (AEP) | 2022-06-01 | 2022-06-01 |  |  | 0 | 495367.46 | 495367.46 | 495367.46
[5 empty] | Total | 0 | 721950.04 | 721950.04 | 721950.04
*Note: CPOs may be calculated based on estimated upgrade cost and are subject to change.
Customer | Study Number
TNSK | AG1-2025-093
Customer | Reservation | POR | POD | Requested Amount | Requested Start Date | Requested Stop Date | Deferred Start Date Without Redispatch | Deferred Stop Date Without Redispatch | Potential Base Plan Funding Allowable | Point-to-Point Base Rate | Allocated E & C Cost | Total Revenue Requirements
TNSK | 106120415 | CSWS | ERCOTN | 50 | 2026-07-01 | 2027-09-01 | 2026-07-01 | 2027-09-01 | 0 | 5207684.3 | 1443910.58 | 1443910.58
[9 empty] | 0 | 5207684.3 | 1443910.58 | 1443910.58
Reservation | Upgrade Name | DUN | EOC | Earliest Start Date | Redispatch Available | Allocated E & C Cost | Total E & C Cost | Total Revenue Requirements
106120415 | None |  |  |  |  | 0 | 0 | 0
[5 empty] | Total | 0 | 0 | 0
Credits may be required for the following Network Upgrades in accordance with Attachment Z2 of the SPP OATT.
Reservation | Upgrade Name | DUN | EOC | Earliest Start Date | Redispatch Available | Base Plan Funding for Wind | Directly Assigned for Wind | Allocated E & C Cost | Total Revenue Requirements
106120415 | Border 345 kV Capacitive Reactive Support (OKGE) | 2023-04-20 | 2023-04-20 |  |  | 0 | 453165.16 | 453165.16 | 453165.16
| Oklaunion 345 kV Capacitive Reactive Support (AEP) | 2022-06-01 | 2022-06-01 |  |  | 0 | 990745.42 | 990745.42 | 990745.42
[5 empty] | Total | 0 | 1443910.58 | 1443910.58 | 1443910.58
*Note: CPOs may be calculated based on estimated upgrade cost and are subject to change.
Customer | Study Number
TNSK | AG1-2025-094
Customer | Reservation | POR | POD | Requested Amount | Requested Start Date | Requested Stop Date | Deferred Start Date Without Redispatch | Deferred Stop Date Without Redispatch | Potential Base Plan Funding Allowable | Point-to-Point Base Rate | Allocated E & C Cost | Total Revenue Requirements
TNSK | 106120421 | CSWS | ERCOTN | 50 | 2028-07-01 | 2029-09-01 | 2028-07-01 | 2029-09-01 | 0 | 5207684.3 | 1437453.08 | 1437453.08
[9 empty] | 0 | 5207684.3 | 1437453.08 | 1437453.08
Reservation | Upgrade Name | DUN | EOC | Earliest Start Date | Redispatch Available | Allocated E & C Cost | Total E & C Cost | Total Revenue Requirements
106120421 | None |  |  |  |  | 0 | 0 | 0
[5 empty] | Total | 0 | 0 | 0
Credits may be required for the following Network Upgrades in accordance with Attachment Z2 of the SPP OATT.
Reservation | Upgrade Name | DUN | EOC | Earliest Start Date | Redispatch Available | Base Plan Funding for Wind | Directly Assigned for Wind | Allocated E & C Cost | Total Revenue Requirements
106120421 | Border 345 kV Capacitive Reactive Support (OKGE) | 2023-04-20 | 2023-04-20 |  |  | 0 | 398641.6 | 398641.6 | 398641.6
| Oklaunion 345 kV Capacitive Reactive Support (AEP) | 2022-06-01 | 2022-06-01 |  |  | 0 | 1038811.48 | 1038811.48 | 1038811.48
[5 empty] | Total | 0 | 1437453.08 | 1437453.08 | 1437453.08
*Note: CPOs may be calculated based on estimated upgrade cost and are subject to change.
Customer | Study Number
TNSK | AG1-2025-095
Customer | Reservation | POR | POD | Requested Amount | Requested Start Date | Requested Stop Date | Deferred Start Date Without Redispatch | Deferred Stop Date Without Redispatch | Potential Base Plan Funding Allowable | Point-to-Point Base Rate | Allocated E & C Cost | Total Revenue Requirements
TNSK | 104617151 | CSWS | ERCOTE | 50 | 2028-07-01 | 2029-09-01 | 2028-07-01 | 2029-09-01 | 0 | 5207684.3 | 4283342.7 | 4283342.7
[9 empty] | 0 | 5207684.3 | 4283342.7 | 4283342.7
Reservation | Upgrade Name | DUN | EOC | Earliest Start Date | Redispatch Available | Allocated E & C Cost | Total E & C Cost | Total Revenue Requirements
104617151 | None |  |  |  |  | 0 | 0 | 0
[5 empty] | Total | 0 | 0 | 0
Credits may be required for the following Network Upgrades in accordance with Attachment Z2 of the SPP OATT.
Reservation | Upgrade Name | DUN | EOC | Earliest Start Date | Redispatch Available | Allocated E & C Cost | Total Revenue Requirements
104617151 | Ashdown REC (AECC delivery point) | 2011-12-01 | 2011-12-01 |  |  | 484504.44 | 484504.44
| ASHDOWN REC (MILLWOOD) - OKAY 138KV CKT 1 | 2011-12-01 | 2011-12-01 |  |  | 548151.66 | 548151.66
| ASHDOWN REC (MILLWOOD) - PATTERSON 138KV CKT 1 | 2011-12-01 | 2011-12-01 |  |  | 548151.66 | 548151.66
| MCNAB REC - Turk 115KV CKT 1 #2 (AEP) | 2011-12-01 | 2011-12-01 |  |  | 392132.16 | 392132.16
| OKAY - TURK 138KV CKT 1 | 2011-12-01 | 2011-12-01 |  |  | 627723.74 | 627723.74
| SE TEXARKANA - TURK 138KV CKT 2 | 2012-03-12 | 2012-03-12 |  |  | 587156.64 | 587156.64
| SUGAR HILL - TURK 138KV CKT 2 | 2010-12-16 | 2010-12-16 |  |  | 703390.24 | 703390.24
| TURK 138/115KV TRANSFORMER CKT 1 | 2011-12-01 | 2011-12-01 |  |  | 392132.16 | 392132.16
[5 empty] | Total | 4283342.7 | 4283342.7
*Note: CPOs may be calculated based on estimated upgrade cost and are subject to change.
Customer | Study Number
TNSK | AG1-2025-096
Customer | Reservation | POR | POD | Requested Amount | Requested Start Date | Requested Stop Date | Deferred Start Date Without Redispatch | Deferred Stop Date Without Redispatch | Potential Base Plan Funding Allowable | Point-to-Point Base Rate | Allocated E & C Cost | Total Revenue Requirements
TNSK | 104617150 | WFEC | ERCOTN | 25 | 2028-07-01 | 2029-09-01 | 2028-07-01 | 2029-09-01 | 0 | 2603842.15 | 1567611.78 | 1567611.78
[9 empty] | 0 | 2603842.15 | 1567611.78 | 1567611.78
Reservation | Upgrade Name | DUN | EOC | Earliest Start Date | Redispatch Available | Allocated E & C Cost | Total E & C Cost | Total Revenue Requirements
104617150 | None |  |  |  |  | 0 | 0 | 0
[5 empty] | Total | 0 | 0 | 0
Credits may be required for the following Network Upgrades in accordance with Attachment Z2 of the SPP OATT.
Reservation | Upgrade Name | DUN | EOC | Earliest Start Date | Redispatch Available | Allocated E & C Cost | Total Revenue Requirements
104617150 | Border 345 kV Capacitive Reactive Support (OKGE) | 2023-04-20 | 2023-04-20 |  |  | 195368.18 | 195368.18
| Crossroads - Tolk 345 kV CKT 1 Rebuild | 2020-12-01 | 2020-12-01 |  |  | 34640.9 | 34640.9
| Crossroads 345 kV Capacitive Reactive Support (SPS) | 2021-12-01 | 2021-12-01 |  |  | 34640.9 | 34640.9
| Curry County - Deaf Smith 115 kV CKT 1 Rebuild | 2021-12-15 | 2021-12-15 |  |  | 15102.08 | 15102.08
| Deaf Smith - Plant X 230 kV Rebuild | 2020-12-01 | 2020-12-01 |  |  | 7207.34 | 7207.34
| Deaf Smith 115 kV Capacitive Reactive Power Support | 2021-10-28 | 2021-10-28 |  |  | 7207.34 | 7207.34
| Gracemont 138kV line terminal addition | 2011-10-15 | 2011-10-15 |  |  | 29318.8 | 29318.8
| HARRINGTON MID - NICHOLS 230 KV CKT 2 | 2012-12-01 | 2012-12-01 |  |  | 9477.86 | 9477.86
| HARRINGTON WEST - NICHOLS 230KV CKT 1 | 2012-12-01 | 2012-12-01 |  |  | 9904.86 | 9904.86
| HUGO - VALLIANT 345KV CKT 1 | 2012-07-01 | 2012-07-01 |  |  | 50711.64 | 50711.64
| Kingfisher Co Tap - Mathewson 345kV CKT 1 | 2018-03-01 | 2018-03-01 |  |  | 178891.44 | 178891.44
| Newhart - Plant X 230 kV CKT 1 Rebuild | 2020-12-31 | 2020-12-31 |  |  | 17570.42 | 17570.42
| Oklaunion 345 kV Capacitive Reactive Support (AEP) | 2022-06-01 | 2022-06-01 |  |  | 695610.02 | 695610.02
| Plant X - Tolk 230kV rebuild circuit #1 | 2017-12-31 | 2017-12-31 |  |  | 16705.92 | 16705.92
| Plant X - Tolk 230kV rebuild circuit #2 | 2017-12-31 | 2017-12-31 |  |  | 17497.48 | 17497.48
| Tolk East - Tuco 230 kV CKT 1 Rebuild | 2020-12-15 | 2020-12-15 |  |  | 80613.54 | 80613.54
| Tuco 230 kV Capacitive Reactive Power Support | 2020-12-31 | 2020-12-31 |  |  | 80613.54 | 80613.54
| WASHITA - GRACEMONT 138 KV CKT 2 | 2012-10-12 | 2012-10-12 |  |  | 29318.8 | 29318.8
| Woodward EHV 138kV Phase Shifting Transformer circuit #1 | 2017-08-02 | 2017-08-02 |  |  | 57210.72 | 57210.72
[5 empty] | Total | 1567611.78 | 1567611.78
*Note: CPOs may be calculated based on estimated upgrade cost and are subject to change.
Customer | Study Number
TNSK | AG1-2025-097
Customer | Reservation | POR | POD | Requested Amount | Requested Start Date | Requested Stop Date | Deferred Start Date Without Redispatch | Deferred Stop Date Without Redispatch | Potential Base Plan Funding Allowable | Point-to-Point Base Rate | Allocated E & C Cost | Total Revenue Requirements
TNSK | 104617149 | WFEC | ERCOTN | 50 | 2028-07-01 | 2029-09-01 | 2028-07-01 | 2029-09-01 | 0 | 5207684.3 | 3313709.14 | 3313709.14
[9 empty] | 0 | 5207684.3 | 3313709.14 | 3313709.14
Reservation | Upgrade Name | DUN | EOC | Earliest Start Date | Redispatch Available | Allocated E & C Cost | Total E & C Cost | Total Revenue Requirements
104617149 | None |  |  |  |  | 0 | 0 | 0
[5 empty] | Total | 0 | 0 | 0
Credits may be required for the following Network Upgrades in accordance with Attachment Z2 of the SPP OATT.
Reservation | Upgrade Name | DUN | EOC | Earliest Start Date | Redispatch Available | Allocated E & C Cost | Total Revenue Requirements
104617149 | Border 345 kV Capacitive Reactive Support (OKGE) | 2023-04-20 | 2023-04-20 |  |  | 401453.64 | 401453.64
| Crossroads - Tolk 345 kV CKT 1 Rebuild | 2020-12-01 | 2020-12-01 |  |  | 69292.3 | 69292.3
| Crossroads 345 kV Capacitive Reactive Support (SPS) | 2021-12-01 | 2021-12-01 |  |  | 69292.3 | 69292.3
| Curry County - Deaf Smith 115 kV CKT 1 Rebuild | 2021-12-15 | 2021-12-15 |  |  | 37744.7 | 37744.7
| Deaf Smith - Plant X 230 kV Rebuild | 2020-12-01 | 2020-12-01 |  |  | 18018.28 | 18018.28
| Deaf Smith 115 kV Capacitive Reactive Power Support | 2021-10-28 | 2021-10-28 |  |  | 18018.28 | 18018.28
| Gracemont 138kV line terminal addition | 2011-10-15 | 2011-10-15 |  |  | 58637.6 | 58637.6
| HARRINGTON MID - NICHOLS 230 KV CKT 2 | 2012-12-01 | 2012-12-01 |  |  | 23684.22 | 23684.22
| HARRINGTON WEST - NICHOLS 230KV CKT 1 | 2012-12-01 | 2012-12-01 |  |  | 24767.4 | 24767.4
| HUGO - VALLIANT 345KV CKT 1 | 2012-07-01 | 2012-07-01 |  |  | 101412.78 | 101412.78
| Kingfisher Co Tap - Mathewson 345kV CKT 1 | 2018-03-01 | 2018-03-01 |  |  | 357793.24 | 357793.24
| Newhart - Plant X 230 kV CKT 1 Rebuild | 2020-12-31 | 2020-12-31 |  |  | 43931.3 | 43931.3
| Oklaunion 345 kV Capacitive Reactive Support (AEP) | 2022-06-01 | 2022-06-01 |  |  | 1467865.56 | 1467865.56
| Plant X - Tolk 230kV rebuild circuit #1 | 2017-12-31 | 2017-12-31 |  |  | 41775.3 | 41775.3
| Plant X - Tolk 230kV rebuild circuit #2 | 2017-12-31 | 2017-12-31 |  |  | 43743.84 | 43743.84
| Tolk East - Tuco 230 kV CKT 1 Rebuild | 2020-12-15 | 2020-12-15 |  |  | 177641.52 | 177641.52
| Tuco 230 kV Capacitive Reactive Power Support | 2020-12-31 | 2020-12-31 |  |  | 177641.52 | 177641.52
| WASHITA - GRACEMONT 138 KV CKT 2 | 2012-10-12 | 2012-10-12 |  |  | 58637.6 | 58637.6
| Woodward EHV 138kV Phase Shifting Transformer circuit #1 | 2017-08-02 | 2017-08-02 |  |  | 122357.76 | 122357.76
[5 empty] | Total | 3313709.14 | 3313709.14
*Note: CPOs may be calculated based on estimated upgrade cost and are subject to change.
Customer | Study Number
TNSK | AG1-2025-098
Customer | Reservation | POR | POD | Requested Amount | Requested Start Date | Requested Stop Date | Deferred Start Date Without Redispatch | Deferred Stop Date Without Redispatch | Potential Base Plan Funding Allowable | Point-to-Point Base Rate | Allocated E & C Cost | Total Revenue Requirements
TNSK | 104617159 | WFEC | ERCOTN | 50 | 2028-07-01 | 2029-09-01 | 2028-07-01 | 2029-09-01 | 0 | 5207684.3 | 3313709.14 | 3313709.14
[9 empty] | 0 | 5207684.3 | 3313709.14 | 3313709.14
Reservation | Upgrade Name | DUN | EOC | Earliest Start Date | Redispatch Available | Allocated E & C Cost | Total E & C Cost | Total Revenue Requirements
104617159 | None |  |  |  |  | 0 | 0 | 0
[5 empty] | Total | 0 | 0 | 0
Credits may be required for the following Network Upgrades in accordance with Attachment Z2 of the SPP OATT.
Reservation | Upgrade Name | DUN | EOC | Earliest Start Date | Redispatch Available | Allocated E & C Cost | Total Revenue Requirements
104617159 | Border 345 kV Capacitive Reactive Support (OKGE) | 2023-04-20 | 2023-04-20 |  |  | 401453.64 | 401453.64
| Crossroads - Tolk 345 kV CKT 1 Rebuild | 2020-12-01 | 2020-12-01 |  |  | 69292.3 | 69292.3
| Crossroads 345 kV Capacitive Reactive Support (SPS) | 2021-12-01 | 2021-12-01 |  |  | 69292.3 | 69292.3
| Curry County - Deaf Smith 115 kV CKT 1 Rebuild | 2021-12-15 | 2021-12-15 |  |  | 37744.7 | 37744.7
| Deaf Smith - Plant X 230 kV Rebuild | 2020-12-01 | 2020-12-01 |  |  | 18018.28 | 18018.28
| Deaf Smith 115 kV Capacitive Reactive Power Support | 2021-10-28 | 2021-10-28 |  |  | 18018.28 | 18018.28
| Gracemont 138kV line terminal addition | 2011-10-15 | 2011-10-15 |  |  | 58637.6 | 58637.6
| HARRINGTON MID - NICHOLS 230 KV CKT 2 | 2012-12-01 | 2012-12-01 |  |  | 23684.22 | 23684.22
| HARRINGTON WEST - NICHOLS 230KV CKT 1 | 2012-12-01 | 2012-12-01 |  |  | 24767.4 | 24767.4
| HUGO - VALLIANT 345KV CKT 1 | 2012-07-01 | 2012-07-01 |  |  | 101412.78 | 101412.78
| Kingfisher Co Tap - Mathewson 345kV CKT 1 | 2018-03-01 | 2018-03-01 |  |  | 357793.24 | 357793.24
| Newhart - Plant X 230 kV CKT 1 Rebuild | 2020-12-31 | 2020-12-31 |  |  | 43931.3 | 43931.3
| Oklaunion 345 kV Capacitive Reactive Support (AEP) | 2022-06-01 | 2022-06-01 |  |  | 1467865.56 | 1467865.56
| Plant X - Tolk 230kV rebuild circuit #1 | 2017-12-31 | 2017-12-31 |  |  | 41775.3 | 41775.3
| Plant X - Tolk 230kV rebuild circuit #2 | 2017-12-31 | 2017-12-31 |  |  | 43743.84 | 43743.84
| Tolk East - Tuco 230 kV CKT 1 Rebuild | 2020-12-15 | 2020-12-15 |  |  | 177641.52 | 177641.52
| Tuco 230 kV Capacitive Reactive Power Support | 2020-12-31 | 2020-12-31 |  |  | 177641.52 | 177641.52
| WASHITA - GRACEMONT 138 KV CKT 2 | 2012-10-12 | 2012-10-12 |  |  | 58637.6 | 58637.6
| Woodward EHV 138kV Phase Shifting Transformer circuit #1 | 2017-08-02 | 2017-08-02 |  |  | 122357.76 | 122357.76
[5 empty] | Total | 3313709.14 | 3313709.14
*Note: CPOs may be calculated based on estimated upgrade cost and are subject to change.
Customer | Study Number
WFEC | AG1-2025-099
Customer | Reservation | POR | POD | Requested Amount | Requested Start Date | Requested Stop Date | Deferred Start Date Without Redispatch | Deferred Stop Date Without Redispatch | Potential Base Plan Funding Allowable | Point-to-Point Base Rate | Allocated E & C Cost | Total Revenue Requirements
WFEC | 105850310 | WFEC | WFEC | 28 | 2026-11-01 | 2060-01-01 | 2026-11-01 | 2060-01-01 | 102465.2 | 0 | 102465.2 | 292370.8
[9 empty] | 102465.2 | 0 | 102465.2 | 292370.8
Reservation | Upgrade Name | DUN | EOC | Earliest Start Date | Redispatch Available | Allocated E & C Cost | Total E & C Cost | Total Revenue Requirements
105850310 | None |  |  |  |  | 0 | 0 | 0
[5 empty] | Total | 0 | 0 | 0
Credits may be required for the following Network Upgrades in accordance with Attachment Z2 of the SPP OATT.
Reservation | Upgrade Name | DUN | EOC | Earliest Start Date | Redispatch Available | Allocated E & C Cost | Total Revenue Requirements
105850310 | Border 345 kV Capacitive Reactive Support (OKGE) | 2023-04-20 | 2023-04-20 |  |  | 79118 | 181535.76
| Gracemont 138kV line terminal addition | 2011-10-15 | 2011-10-15 |  |  | 2659.01 | 7096.34
| HUGO 345/138KV TRANSFORMER CKT 1 | 2012-07-01 | 2012-07-01 |  |  | 3410.53 | 59103
| WASHITA - GRACEMONT 138 KV CKT 2 | 2012-10-12 | 2012-10-12 |  |  | 17277.66 | 44635.7
[5 empty] | Total | 102465.2 | 292370.8
*Note: CPOs may be calculated based on estimated upgrade cost and are subject to change.
Customer | Study Number
WRGS | AG1-2025-100
Customer | Reservation | POR | POD | Requested Amount | Requested Start Date | Requested Stop Date | Deferred Start Date Without Redispatch | Deferred Stop Date Without Redispatch | Potential Base Plan Funding Allowable | Point-to-Point Base Rate | Allocated E & C Cost | Total Revenue Requirements
WRGS | 106172013 | WR | WR | 1 | 2025-12-01 | 2030-12-01 | 2025-12-01 | 2030-12-01 | 1690.4 | 0 | 1690.4 | 2770.2
[9 empty] | 1690.4 | 0 | 1690.4 | 2770.2
Reservation | Upgrade Name | DUN | EOC | Earliest Start Date | Redispatch Available | Allocated E & C Cost | Total E & C Cost | Total Revenue Requirements
106172013 | None |  |  |  |  | 0 | 0 | 0
[5 empty] | Total | 0 | 0 | 0
Credits may be required for the following Network Upgrades in accordance with Attachment Z2 of the SPP OATT.
Reservation | Upgrade Name | DUN | EOC | Earliest Start Date | Redispatch Available | Allocated E & C Cost | Total Revenue Requirements
106172013 | Rice - Lyons 115 kV Ckt 1 | 2013-04-01 | 2013-04-01 |  |  | 1690.4 | 2770.2
[5 empty] | Total | 1690.4 | 2770.2
*Note: CPOs may be calculated based on estimated upgrade cost and are subject to change.
Customer | Study Number
WRGS | AG1-2025-101
Customer | Reservation | POR | POD | Requested Amount | Requested Start Date | Requested Stop Date | Deferred Start Date Without Redispatch | Deferred Stop Date Without Redispatch | Potential Base Plan Funding Allowable | Point-to-Point Base Rate | Allocated E & C Cost | Total Revenue Requirements
WRGS | 106172023 | WR | WR | 4 | 2025-12-01 | 2030-12-01 | 2025-12-01 | 2030-12-01 | 6761.62 | 0 | 6761.62 | 11080.2
[9 empty] | 6761.62 | 0 | 6761.62 | 11080.2
Reservation | Upgrade Name | DUN | EOC | Earliest Start Date | Redispatch Available | Allocated E & C Cost | Total E & C Cost | Total Revenue Requirements
106172023 | None |  |  |  |  | 0 | 0 | 0
[5 empty] | Total | 0 | 0 | 0
Credits may be required for the following Network Upgrades in accordance with Attachment Z2 of the SPP OATT.
Reservation | Upgrade Name | DUN | EOC | Earliest Start Date | Redispatch Available | Allocated E & C Cost | Total Revenue Requirements
106172023 | Rice - Lyons 115 kV Ckt 1 | 2013-04-01 | 2013-04-01 |  |  | 6761.62 | 11080.2
[5 empty] | Total | 6761.62 | 11080.2
*Note: CPOs may be calculated based on estimated upgrade cost and are subject to change.
Customer | Study Number
WRGS | AG1-2025-102
Customer | Reservation | POR | POD | Requested Amount | Requested Start Date | Requested Stop Date | Deferred Start Date Without Redispatch | Deferred Stop Date Without Redispatch | Potential Base Plan Funding Allowable | Point-to-Point Base Rate | Allocated E & C Cost | Total Revenue Requirements
WRGS | 106172084 | WR | WR | 10 | 2025-12-01 | 2030-12-01 | 2025-12-01 | 2030-12-01 | 16904.05 | 0 | 16904.05 | 27700.2
[9 empty] | 16904.05 | 0 | 16904.05 | 27700.2
Reservation | Upgrade Name | DUN | EOC | Earliest Start Date | Redispatch Available | Allocated E & C Cost | Total E & C Cost | Total Revenue Requirements
106172084 | None |  |  |  |  | 0 | 0 | 0
[5 empty] | Total | 0 | 0 | 0
Credits may be required for the following Network Upgrades in accordance with Attachment Z2 of the SPP OATT.
Reservation | Upgrade Name | DUN | EOC | Earliest Start Date | Redispatch Available | Allocated E & C Cost | Total Revenue Requirements
106172084 | Rice - Lyons 115 kV Ckt 1 | 2013-04-01 | 2013-04-01 |  |  | 16904.05 | 27700.2
[5 empty] | Total | 16904.05 | 27700.2
*Note: CPOs may be calculated based on estimated upgrade cost and are subject to change.
Customer | Study Number
WRGS | AG1-2025-103
Customer | Reservation | POR | POD | Requested Amount | Requested Start Date | Requested Stop Date | Deferred Start Date Without Redispatch | Deferred Stop Date Without Redispatch | Potential Base Plan Funding Allowable | Point-to-Point Base Rate | Allocated E & C Cost | Total Revenue Requirements
WRGS | 106172089 | WR | WR | 15 | 2025-12-01 | 2030-12-01 | 2025-12-01 | 2030-12-01 | 25356.07 | 0 | 25356.07 | 41550
[9 empty] | 25356.07 | 0 | 25356.07 | 41550
Reservation | Upgrade Name | DUN | EOC | Earliest Start Date | Redispatch Available | Allocated E & C Cost | Total E & C Cost | Total Revenue Requirements
106172089 | None |  |  |  |  | 0 | 0 | 0
[5 empty] | Total | 0 | 0 | 0
Credits may be required for the following Network Upgrades in accordance with Attachment Z2 of the SPP OATT.
Reservation | Upgrade Name | DUN | EOC | Earliest Start Date | Redispatch Available | Allocated E & C Cost | Total Revenue Requirements
106172089 | Rice - Lyons 115 kV Ckt 1 | 2013-04-01 | 2013-04-01 |  |  | 25356.07 | 41550
[5 empty] | Total | 25356.07 | 41550
*Note: CPOs may be calculated based on estimated upgrade cost and are subject to change.
Customer | Study Number
WRGS | AG1-2025-104
Customer | Reservation | POR | POD | Requested Amount | Requested Start Date | Requested Stop Date | Deferred Start Date Without Redispatch | Deferred Stop Date Without Redispatch | Potential Base Plan Funding Allowable | Point-to-Point Base Rate | Allocated E & C Cost | Total Revenue Requirements
WRGS | 106172147 | WR | WR | 3 | 2025-12-01 | 2030-12-01 | 2025-12-01 | 2030-12-01 | 8011.85 | 0 | 8011.85 | 15501
[9 empty] | 8011.85 | 0 | 8011.85 | 15501
Reservation | Upgrade Name | DUN | EOC | Earliest Start Date | Redispatch Available | Allocated E & C Cost | Total E & C Cost | Total Revenue Requirements
106172147 | None |  |  |  |  | 0 | 0 | 0
[5 empty] | Total | 0 | 0 | 0
Credits may be required for the following Network Upgrades in accordance with Attachment Z2 of the SPP OATT.
Reservation | Upgrade Name | DUN | EOC | Earliest Start Date | Redispatch Available | Allocated E & C Cost | Total Revenue Requirements
106172147 | LACYGNE - WEST GARDNER 345KV CKT 1 | 2006-06-01 | 2006-06-01 |  |  | 204.22 | 2640.6
| Rice - Lyons 115 kV Ckt 1 | 2013-04-01 | 2013-04-01 |  |  | 5319.79 | 8717.4
| Rice County 230/115 kV transformer Ckt 1 | 2012-10-01 | 2012-10-01 |  |  | 2487.84 | 4143
[5 empty] | Total | 8011.85 | 15501
*Note: CPOs may be calculated based on estimated upgrade cost and are subject to change.
Customer | Study Number
WRGS | AG1-2025-105
Customer | Reservation | POR | POD | Requested Amount | Requested Start Date | Requested Stop Date | Deferred Start Date Without Redispatch | Deferred Stop Date Without Redispatch | Potential Base Plan Funding Allowable | Point-to-Point Base Rate | Allocated E & C Cost | Total Revenue Requirements
WRGS | 106172159 | WR | WR | 3 | 2025-12-01 | 2030-12-01 | 2025-12-01 | 2030-12-01 | 10414.71 | 0 | 10414.71 | 17180.4
[9 empty] | 10414.71 | 0 | 10414.71 | 17180.4
Reservation | Upgrade Name | DUN | EOC | Earliest Start Date | Redispatch Available | Allocated E & C Cost | Total E & C Cost | Total Revenue Requirements
106172159 | None |  |  |  |  | 0 | 0 | 0
[5 empty] | Total | 0 | 0 | 0
Credits may be required for the following Network Upgrades in accordance with Attachment Z2 of the SPP OATT.
Reservation | Upgrade Name | DUN | EOC | Earliest Start Date | Redispatch Available | Allocated E & C Cost | Total Revenue Requirements
106172159 | Rice - Lyons 115 kV Ckt 1 | 2013-04-01 | 2013-04-01 |  |  | 6141.56 | 10063.8
| Rice County 230/115 kV transformer Ckt 1 | 2012-10-01 | 2012-10-01 |  |  | 4273.15 | 7116.6
[5 empty] | Total | 10414.71 | 17180.4
*Note: CPOs may be calculated based on estimated upgrade cost and are subject to change.
Customer | Study Number
WRGS | AG1-2025-106
Customer | Reservation | POR | POD | Requested Amount | Requested Start Date | Requested Stop Date | Deferred Start Date Without Redispatch | Deferred Stop Date Without Redispatch | Potential Base Plan Funding Allowable | Point-to-Point Base Rate | Allocated E & C Cost | Total Revenue Requirements
WRGS | 106172310 | WR | WR | 2 | 2025-12-01 | 2030-12-01 | 2025-12-01 | 2030-12-01 | 6960.17 | 0 | 6960.17 | 11481.6
[9 empty] | 6960.17 | 0 | 6960.17 | 11481.6
Reservation | Upgrade Name | DUN | EOC | Earliest Start Date | Redispatch Available | Allocated E & C Cost | Total E & C Cost | Total Revenue Requirements
106172310 | None |  |  |  |  | 0 | 0 | 0
[5 empty] | Total | 0 | 0 | 0
Credits may be required for the following Network Upgrades in accordance with Attachment Z2 of the SPP OATT.
Reservation | Upgrade Name | DUN | EOC | Earliest Start Date | Redispatch Available | Allocated E & C Cost | Total Revenue Requirements
106172310 | Rice - Lyons 115 kV Ckt 1 | 2013-04-01 | 2013-04-01 |  |  | 4102.01 | 6721.8
| Rice County 230/115 kV transformer Ckt 1 | 2012-10-01 | 2012-10-01 |  |  | 2858.16 | 4759.8
[5 empty] | Total | 6960.17 | 11481.6
*Note: CPOs may be calculated based on estimated upgrade cost and are subject to change.
Customer | Study Number
WRGS | AG1-2025-107
Customer | Reservation | POR | POD | Requested Amount | Requested Start Date | Requested Stop Date | Deferred Start Date Without Redispatch | Deferred Stop Date Without Redispatch | Potential Base Plan Funding Allowable | Point-to-Point Base Rate | Allocated E & C Cost | Total Revenue Requirements
WRGS | 106174856 | OKGE | WR | 1 | 2025-12-01 | 2030-12-01 | 2025-12-01 | 2030-12-01 | 2661.3 | 0 | 2661.3 | 5319
[9 empty] | 2661.3 | 0 | 2661.3 | 5319
Reservation | Upgrade Name | DUN | EOC | Earliest Start Date | Redispatch Available | Allocated E & C Cost | Total E & C Cost | Total Revenue Requirements
106174856 | None |  |  |  |  | 0 | 0 | 0
[5 empty] | Total | 0 | 0 | 0
Credits may be required for the following Network Upgrades in accordance with Attachment Z2 of the SPP OATT.
Reservation | Upgrade Name | DUN | EOC | Earliest Start Date | Redispatch Available | Allocated E & C Cost | Total Revenue Requirements
106174856 | LACYGNE - WEST GARDNER 345KV CKT 1 | 2006-06-01 | 2006-06-01 |  |  | 83.02 | 1073.4
| Rice - Lyons 115 kV Ckt 1 | 2013-04-01 | 2013-04-01 |  |  | 1804.51 | 2956.8
| Rice County 230/115 kV transformer Ckt 1 | 2012-10-01 | 2012-10-01 |  |  | 773.77 | 1288.8
[5 empty] | Total | 2661.3 | 5319
*Note: CPOs may be calculated based on estimated upgrade cost and are subject to change.
Customer | Study Number
WRGS | AG1-2025-108
Customer | Reservation | POR | POD | Requested Amount | Requested Start Date | Requested Stop Date | Deferred Start Date Without Redispatch | Deferred Stop Date Without Redispatch | Potential Base Plan Funding Allowable | Point-to-Point Base Rate | Allocated E & C Cost | Total Revenue Requirements
WRGS | 106232665 | WR | WR | 13 | 2025-12-01 | 2030-12-01 | 2025-12-01 | 2030-12-01 | 21609.32 | 0 | 21609.32 | 35836.2
[9 empty] | 21609.32 | 0 | 21609.32 | 35836.2
Reservation | Upgrade Name | DUN | EOC | Earliest Start Date | Redispatch Available | Allocated E & C Cost | Total E & C Cost | Total Revenue Requirements
106232665 | None |  |  |  |  | 0 | 0 | 0
[5 empty] | Total | 0 | 0 | 0
Credits may be required for the following Network Upgrades in accordance with Attachment Z2 of the SPP OATT.
Reservation | Upgrade Name | DUN | EOC | Earliest Start Date | Redispatch Available | Allocated E & C Cost | Total Revenue Requirements
106232665 | Rice - Circle 230 kV Ckt 1 (MIDW portion) | 2012-11-07 | 2012-11-07 |  |  | 9286.27 | 15423.6
| Rice - Circle 230 kV Ckt 1 (WR portion) | 2012-11-29 | 2012-11-29 |  |  | 12323.05 | 20412.6
[5 empty] | Total | 21609.32 | 35836.2
*Note: CPOs may be calculated based on estimated upgrade cost and are subject to change.
Customer | Study Number
WRGS | AG1-2025-109
Customer | Reservation | POR | POD | Requested Amount | Requested Start Date | Requested Stop Date | Deferred Start Date Without Redispatch | Deferred Stop Date Without Redispatch | Potential Base Plan Funding Allowable | Point-to-Point Base Rate | Allocated E & C Cost | Total Revenue Requirements
WRGS | 106232670 | WR | WR | 11 | 2025-12-01 | 2030-12-01 | 2025-12-01 | 2030-12-01 | 18284.81 | 0 | 18284.81 | 30322.8
[9 empty] | 18284.81 | 0 | 18284.81 | 30322.8
Reservation | Upgrade Name | DUN | EOC | Earliest Start Date | Redispatch Available | Allocated E & C Cost | Total E & C Cost | Total Revenue Requirements
106232670 | None |  |  |  |  | 0 | 0 | 0
[5 empty] | Total | 0 | 0 | 0
Credits may be required for the following Network Upgrades in accordance with Attachment Z2 of the SPP OATT.
Reservation | Upgrade Name | DUN | EOC | Earliest Start Date | Redispatch Available | Allocated E & C Cost | Total Revenue Requirements
106232670 | Rice - Circle 230 kV Ckt 1 (MIDW portion) | 2012-11-07 | 2012-11-07 |  |  | 7857.61 | 13050.6
| Rice - Circle 230 kV Ckt 1 (WR portion) | 2012-11-29 | 2012-11-29 |  |  | 10427.2 | 17272.2
[5 empty] | Total | 18284.81 | 30322.8
*Note: CPOs may be calculated based on estimated upgrade cost and are subject to change.
Customer | Study Number
WRGS | AG1-2025-110
Customer | Reservation | POR | POD | Requested Amount | Requested Start Date | Requested Stop Date | Deferred Start Date Without Redispatch | Deferred Stop Date Without Redispatch | Potential Base Plan Funding Allowable | Point-to-Point Base Rate | Allocated E & C Cost | Total Revenue Requirements
WRGS | 106232673 | WR | WR | 13 | 2025-12-01 | 2030-12-01 | 2025-12-01 | 2030-12-01 | 21609.32 | 0 | 21609.32 | 35836.2
[9 empty] | 21609.32 | 0 | 21609.32 | 35836.2
Reservation | Upgrade Name | DUN | EOC | Earliest Start Date | Redispatch Available | Allocated E & C Cost | Total E & C Cost | Total Revenue Requirements
106232673 | None |  |  |  |  | 0 | 0 | 0
[5 empty] | Total | 0 | 0 | 0
Credits may be required for the following Network Upgrades in accordance with Attachment Z2 of the SPP OATT.
Reservation | Upgrade Name | DUN | EOC | Earliest Start Date | Redispatch Available | Allocated E & C Cost | Total Revenue Requirements
106232673 | Rice - Circle 230 kV Ckt 1 (MIDW portion) | 2012-11-07 | 2012-11-07 |  |  | 9286.27 | 15423.6
| Rice - Circle 230 kV Ckt 1 (WR portion) | 2012-11-29 | 2012-11-29 |  |  | 12323.05 | 20412.6
[5 empty] | Total | 21609.32 | 35836.2
*Note: CPOs may be calculated based on estimated upgrade cost and are subject to change.
Customer | Study Number
WRGS | AG1-2025-111
Customer | Reservation | POR | POD | Requested Amount | Requested Start Date | Requested Stop Date | Deferred Start Date Without Redispatch | Deferred Stop Date Without Redispatch | Potential Base Plan Funding Allowable | Point-to-Point Base Rate | Allocated E & C Cost | Total Revenue Requirements
WRGS | 106232682 | WR | WR | 17 | 2025-12-01 | 2030-12-01 | 2025-12-01 | 2030-12-01 | 22970.58 | 0 | 22970.58 | 38093.4
[9 empty] | 22970.58 | 0 | 22970.58 | 38093.4
Reservation | Upgrade Name | DUN | EOC | Earliest Start Date | Redispatch Available | Allocated E & C Cost | Total E & C Cost | Total Revenue Requirements
106232682 | None |  |  |  |  | 0 | 0 | 0
[5 empty] | Total | 0 | 0 | 0
Credits may be required for the following Network Upgrades in accordance with Attachment Z2 of the SPP OATT.
Reservation | Upgrade Name | DUN | EOC | Earliest Start Date | Redispatch Available | Allocated E & C Cost | Total Revenue Requirements
106232682 | Rice - Circle 230 kV Ckt 1 (MIDW portion) | 2012-11-07 | 2012-11-07 |  |  | 9871.25 | 16395
| Rice - Circle 230 kV Ckt 1 (WR portion) | 2012-11-29 | 2012-11-29 |  |  | 13099.33 | 21698.4
[5 empty] | Total | 22970.58 | 38093.4
*Note: CPOs may be calculated based on estimated upgrade cost and are subject to change.
Customer | Study Number
WRGS | AG1-2025-112
Customer | Reservation | POR | POD | Requested Amount | Requested Start Date | Requested Stop Date | Deferred Start Date Without Redispatch | Deferred Stop Date Without Redispatch | Potential Base Plan Funding Allowable | Point-to-Point Base Rate | Allocated E & C Cost | Total Revenue Requirements
WRGS | 106218856 | WR | WR | 18 | 2025-12-01 | 2037-01-01 | 2025-12-01 | 2037-01-01 | 0 | 0 | 81456.58 | 179833.29
[9 empty] | 0 | 0 | 81456.58 | 179833.29
Reservation | Upgrade Name | DUN | EOC | Earliest Start Date | Redispatch Available | Allocated E & C Cost | Total E & C Cost | Total Revenue Requirements
106218856 | None |  |  |  |  | 0 | 0 | 0
[5 empty] | Total | 0 | 0 | 0
Credits may be required for the following Network Upgrades in accordance with Attachment Z2 of the SPP OATT.
Reservation | Upgrade Name | DUN | EOC | Earliest Start Date | Redispatch Available | Base Plan Funding for Wind | Directly Assigned for Wind | Allocated E & C Cost | Total Revenue Requirements
106218856 | FLATRDG3 - MEDICINE LODGE 138KV CKT 1 | 2009-12-01 | 2009-12-01 |  |  | 0 | 1203.94 | 1203.94 | 13796.09
| LACYGNE - WEST GARDNER 345KV CKT 1 | 2006-06-01 | 2006-06-01 |  |  | 0 | 1148.65 | 1148.65 | 18812.85
| MEDICINE LODGE 138/115KV TRANSFORMER CKT 1 | 2009-12-01 | 2009-12-01 |  |  | 0 | 373.07 | 373.07 | 4746.77
| Rice - Lyons 115 kV Ckt 1 | 2013-04-01 | 2013-04-01 |  |  | 0 | 54180.44 | 54180.44 | 97552.84
| Rice County 230/115 kV transformer Ckt 1 | 2012-10-01 | 2012-10-01 |  |  | 0 | 24550.48 | 24550.48 | 44924.74
[5 empty] | Total | 0 | 81456.58 | 81456.58 | 179833.29
*Note: CPOs may be calculated based on estimated upgrade cost and are subject to change.
Customer | Study Number
WRGS | AG1-2025-113
Customer | Reservation | POR | POD | Requested Amount | Requested Start Date | Requested Stop Date | Deferred Start Date Without Redispatch | Deferred Stop Date Without Redispatch | Potential Base Plan Funding Allowable | Point-to-Point Base Rate | Allocated E & C Cost | Total Revenue Requirements
WRGS | 106219184 | WR | WR | 61 | 2025-12-01 | 2040-12-01 | 2025-12-01 | 2040-12-01 | 0 | 0 | 258853.44 | 496821.6
[9 empty] | 0 | 0 | 258853.44 | 496821.6
Reservation | Upgrade Name | DUN | EOC | Earliest Start Date | Redispatch Available | Allocated E & C Cost | Total E & C Cost | Total Revenue Requirements
106219184 | None |  |  |  |  | 0 | 0 | 0
[5 empty] | Total | 0 | 0 | 0
Credits may be required for the following Network Upgrades in accordance with Attachment Z2 of the SPP OATT.
Reservation | Upgrade Name | DUN | EOC | Earliest Start Date | Redispatch Available | Base Plan Funding for Wind | Directly Assigned for Wind | Allocated E & C Cost | Total Revenue Requirements
106219184 | Rice - Lyons 115 kV Ckt 1 | 2013-04-01 | 2013-04-01 |  |  | 0 | 180000.86 | 180000.86 | 343769.4
| Rice County 230/115 kV transformer Ckt 1 | 2012-10-01 | 2012-10-01 |  |  | 0 | 78852.58 | 78852.58 | 153052.2
[5 empty] | Total | 0 | 258853.44 | 258853.44 | 496821.6
*Note: CPOs may be calculated based on estimated upgrade cost and are subject to change.

## Table4
Transmission Owner | Upgrade | Solution | Earliest Date Upgrade Required (DUN) | Estimated Date of Upgrade Completion (EOC) | Estimated Engineering & Construction Cost
AEPW | W. Boonville - Booneville (AECC) 69 kV Ckt 1 | Rebuild W. Boonville (Bus# 507198 AEP) to Booneville (Bus# 504172 AECC) 69 kV branch with 556.5 ACSR/67 MVA with a length of 0.71 miles | 2029-06-01 | 2029-06-01 | 3250000
OKGE | Colony - Battlefield 161kV Ckt 1 | Reconductor 1.13 miles of 161kV to reach 558MVA | 2033-06-01 | 2033-06-01 | 1700000
OKGE | Horshoe Lake West-East 69kV Ckt 1 | Reconductor 1 span of Horseshoe Lake West-East 69kV Ckt 1 to 795ACSR 95/95 MVA Summer/Winter | 2029-06-01 | 2029-06-01 | 50000
OKGE | RS Kerr Dam 161kV Ckt 1 | Upgrade wave traps and CTs at R.S. Kerr Switchyard to achieve an emergency rating of 259 MVA. OGE will reconductor the line to match this rating | 2034-06-01 | 2034-06-01 | 8850000
OKGE | Tarby - Shady Point 161kV Ckt 1 Terminal Upgrades | Tarby: Upgrade PCB 183 L&M switches and various jumpers. AES: Update various CT ratios, upgrade line switch. To reach new rating of 472/542 MVA | 2032-06-01 | 2032-06-01 | 1500000
SPS | BRU Sub - XTO Mahoney 230kV Ckt 1 | Wreckout/Rebuild 230kV line and required terminal facilities to meet 450 MVA minimum summer rating. | 2027-06-01 | 2028-12-01 | 3000000
SPS | Denver City North - Higg East 115kV Ckt 1 | Wreckout/Rebuild 115kV line and required terminal facilities to meet 384 MVA minimum summer rating. | 2032-06-01 | 2032-06-01 | 13800000
SPS | Higg East - Higg Sub 115kV Ckt 1 | Wreckout/Rebuild 115kV line and required terminal facilities to meet 384 MVA minimum summer rating. | 2032-06-01 | 2032-06-01 | 3400000
SPS | Shell CIty - Denver City South 115kV Ckt 1 | Wreckout/Rebuild 115kV line and required terminal facilities to meet 384 MVA minimum summer rating. | 2027-06-01 | 2028-12-01 | 3400000
WFEC | Midwest - Franklin 138kV Ckt 1 Terminal Upgrades | Upgrading jumpers to 478MVA rating & placing new CTs rated for 478MVA | 2026-06-01 | 2026-09-01 | 100000
WFEC | Cleo Corner - Cleo West 69kV Ckt 1 | Rebuild 1.58 mile to 795ASCR 100/127 MVA Summer/Winter | 2025-12-01 | 2027-09-01 | 1750000
Expansion Plan Projects - The requested service is contingent upon completion of the following upgrades. Cost is not assignable to the transmission customer.
Transmission Owner | Upgrade | Solution | Earliest Date Upgrade Required (DUN) | Estimated Date of Upgrade Completion (EOC)
OKGE | Reconductor Midwest - Franklin 138kV Ckt 1 | Rebuild 1.3 miles of 138kV to 2000A 478MVA SN/SE/WN/WE | 2026-06-01 | 2027-06-01
Network Upgrades requiring credits per Attachment Z2 of the SPP OATT.
Transmission Owner | Upgrade | Solution | Earliest Date Upgrade Required (DUN) | Estimated Date of Upgrade Completion (EOC) | Total Gross CPO Allocation
AEP | Ashdown REC (AECC delivery point) | Replace switches 6276 and 6277 with 3000 A, 138 kV switches and replace the conductor between them with 1590 ACSR. | 2011-12-01 | 2011-12-01 | 484504.44
AEP | ASHDOWN REC (MILLWOOD) - OKAY 138KV CKT 1 | Rebuild fourteen (14.3) miles of 115 kV line to 138 kV and reconductor with 1590 ACSR. | 2011-12-01 | 2011-12-01 | 548151.66
AEP | ASHDOWN REC (MILLWOOD) - PATTERSON 138KV CKT 1 | Reconductor line and convert line to 138 kV. Convert Patterson station to breaker-and-a half configuration. | 2011-12-01 | 2011-12-01 | 548151.66
AEP | EXPLORER GLENPOOL - RIVERSIDE STATION 138KV CKT 1 (AEP) | Reconductor 1.82 miles with ACCC. Replace wave trap jumpers at Riverside. | 2009-03-23 | 2009-03-23 | 151184.29
AEP | MCNAB REC - Turk 115KV CKT 1 #2 (AEP) | Build a new two mile, 138kV, 1590 ACSR line section (operated at 115kV) from Turk Substation to the existing Okay-Hope 115kV line to form a Turk - Hope 115kV line. | 2011-12-01 | 2011-12-01 | 481350.96
AEP | OKAY - TURK 138KV CKT 1 | Build a new two mile, 138kV, 1590 ACSR line section from Turk Substation to the existing Okay-Hope 115kV line and rebuild twelve miles of 115kV line to Okay Substation to 138kV, 1590 ACSR, to form a Turk - Okay 138kV line. | 2011-12-01 | 2011-12-01 | 627723.74
AEP | Oklaunion 345 kV Capacitive Reactive Support (AEP) | Install +200 Mvar Capacitor Bank(s) at Oklaunion 345kV | 2022-06-01 | 2022-06-01 | 47714461.42
AEP | SE TEXARKANA - TURK 138KV CKT 2 | Build new 34 mile Turk - SE Texarkana 138 kV line and add SE Texarkana 138 kV terminal. | 2012-03-12 | 2012-03-12 | 587156.64
AEP | SUGAR HILL - TURK 138KV CKT 2 | Build new 24 mile Turk - Sugar Hill 138 kV line and add Sugar Hill 138 kV terminal. | 2010-12-16 | 2010-12-16 | 703390.24
AEP | TURK 138/115KV TRANSFORMER CKT 1 | Build Turk 138-115 kV station and relocate autotransformer (and spare) from Patterson to this new Turk station | 2011-12-01 | 2011-12-01 | 412115.76
EDE | Neosho - Riverton 161kV Line Rebuild (EMDE) | Rebuild 28.41 miles of 161kV line from Neosho to Riverton and upgrade any necessary terminal equipment | 2023-10-01 | 2023-10-01 | 2041421.41
ITCM | Clark County 345kV Switching Station | Clark County 345kV Substation - Add one (1) 345kV breaker and a half leg to the ring. Work to include circuit breakers, switches, structural steel and associated equipment to terminate the 345kV line to the generating facility. | 2016-10-07 | 2016-10-07 | 439429.76
ITCM | HUGO - VALLIANT 345KV CKT 1 | New 19 miles 345 KV | 2012-07-01 | 2012-07-01 | 10308671.1
ITCM | HUGO 345/138KV TRANSFORMER CKT 1 | New 345/138 kv Auto | 2012-07-01 | 2012-07-01 | 2525988.3
KCPL | LACYGNE - WEST GARDNER 345KV CKT 1 | KCPL Sponsored Project to Reconductor Line to be In-Service by 6/1/2006 | 2006-06-01 | 2006-06-01 | 173535.93
MIDW | Rice - Circle 230 kV Ckt 1 (MIDW portion) | ALL WORK REQUIRED TO CONVERT RICE - CIRCLE 115KV TO 230KV OPERATION. INCLUDES NEW 230KV 3 BREAKER RING BUS, AN EXTENSION OF THE 230KV FROM CURRENT RICE STATION TO NEW RICE SUBSTATION, AND ANY ADDITIONAL WORK REQUIRED FOR THE CONVERSION. | 2012-11-07 | 2012-11-07 | 60292.8
MIDW | Rice - Lyons 115 kV Ckt 1 | Rebuild and extend 115 kV transmission line from existing Rice Co. substation to new Rice Co. substation, including engineering, surveying, and modification of existing easements as required. | 2013-04-01 | 2013-04-01 | 552882.64
MIDW | Rice County 230/115 kV transformer Ckt 1 | Install 230/115 kV transformer at Rice County. | 2012-10-01 | 2012-10-01 | 336956.14
MKEC | FLATRDG3 - HARPER 138KV CKT 1 | Rebuild 24.15 mile line | 2009-12-01 | 2013-06-01 | 429813.64
MKEC | FLATRDG3 - MEDICINE LODGE 138KV CKT 1 | Rebuild 8.05 mile line | 2009-12-01 | 2013-06-01 | 738990.77
MKEC | Ft. Dodge - North Ft. Dodge 115 kV Ckt 2 | Build appoximately 0.5 mile 115 kV line | 2015-05-01 | 2015-05-01 | 4046652.37
MKEC | MEDICINE LODGE - PRATT 115KV CKT 1 | Rebuild 26 mile line | 2009-12-01 | 2009-12-01 | 522696.95
MKEC | MEDICINE LODGE 138/115KV TRANSFORMER CKT 1 | Upgrade transformer | 2009-12-01 | 2013-06-01 | 260630.71
MKEC | North Ft. Dodge - Spearville 115kV Ckt 2 | Build appoximately 20 mile 115 kV line | 2015-05-01 | 2015-05-01 | 2346159.95
MKEC | Spearville 345/115 kV Transformer CKT 1 | Spearville Substation - Add 345/115kV autotransformer and 345kV and 115kV terminal positions for autotransformer. Needed as Network Upgrade for Crooked Creek 115kV. | 2015-05-01 | 2015-05-01 | 3902775.21
NPPD | Antelope - County Line - 115kV Rebuild | Rebuild/Upgrade the Antelope GÇô County Line 115kV to rerate line segments to greater than 125 MVA. | 2017-05-01 | 2017-05-01 | 238470
NPPD | Battle Creek - County Line 115kV Rebuild | Rebuild/Upgrade the Battle Creek – County Line 115kV to rerate line segments to greater than 125 MVA. | 2017-05-01 | 2017-05-01 | 227479.2
NPPD | Kelly - Madison County 230kV Ckt 1 | Raise structures and line clearances as necessary to re-rate the transmission line to 320MVA | 2014-11-01 | 2014-11-01 | 170754
NPPD | Twin Church - Dixon County 230kV Line Upgrade | Increase clearances to accommodate 320MVA facility rating | 2015-10-24 | 2015-10-24 | 10588.2
OGE | BEELINE - EXPLORER GLENPOOL 138KV CKT 1 | Reconductor .92miles of line with Drake ACCC/TW. | 2009-06-01 | 2009-06-01 | 43421.42
OGE | Border 345 kV Capacitive Reactive Support (OKGE) | Install +275 Mvar Capacitor Bank(s) at Border 345kV | 2020-06-01 | 2020-06-01 | 3572379.58
OGE | BROWN - EXPLORER TAP 138KV CKT 1 | Upgrade CT at Brown. | 2006-06-01 | 2006-06-01 | 522.6
OGE | Cleo Corner - Cleo Plant Tap 138kV Ckt 1 | Construct four (4) 2000 continuous ampacity breakers, control panel replacement, line relaying, disconect switches, structures, foundations, conductors, insulators, and all other associated work and materials. Reroute transmission line to the south to ope | 2020-10-01 | 2020-10-01 | 69146.4
OGE | Cleo Corner 138kV Addition (NU) | Transmission Owner's Cleo Corner 138kV Substation: Construct four (4) 2000 continuous ampacity breakers | 2020-10-01 | 2020-10-01 | 2738958
OGE | EXPLORER GLENPOOL - RIVERSIDE STATION 138KV CKT 1 (OGE) | Reconductor 1.82 miles line with Drake ACCC/TW. | 2009-06-01 | 2009-06-01 | 132282.7
OGE | Gracemont 138kV line terminal addition | 138kV line terminal at Gracemont substation, including breaker, line relaying, disconnect switches and associated equipment, dead end structures, revenue metering with CT's and PT's. | 2012-10-12 | 2012-10-12 | 158828.74
OGE | Kingfisher Co Tap - Mathewson 345kV CKT 1 | Replace terminal equipment to achieve conductor limit | 2018-03-01 | 2018-03-01 | 2540943.19
OGE | NORTHWEST - WOODWARD 345KV CKT 1 | Build 345 kV line | 2010-01-01 | 2010-01-01 | 1379505.42
OGE | Woodward EHV 138kV Phase Shifting Transformer circuit #1 | Install one (1) 138 kV phase shifting transformer along with upgrading relay, protective, and metering equipment, and all associated and miscellaneous materials. | 2017-08-02 | 2017-08-02 | 4561577.99
SPSM | Castro County 115kV | Install one (1) new 115kV line terminal to accept 115kV transmission line from generating facility | 2016-11-14 | 2016-11-14 | 368724.16
SPSM | Crossroads - Eddy County 345 kV CKT 1 Rebuild | Replace 2 x 345 kV structures, wave traps (3x), and jumpers to achieve minimum emergency rating of 956 MVA | 2020-12-01 | 2020-12-01 | 263428.8
SPSM | Crossroads - Tolk 345 kV CKT 1 Rebuild | Replace approximately 4 structures on the Crossroads-Tolk 345 kV line to achieve a minimum rating of 956 MVA | 2020-12-01 | 2020-12-01 | 478572.46
SPSM | Crossroads 345 kV Capacitive Reactive Support (SPS) | Install +100 Mvar Capacitor Bank(s) at Crossroad 345 kV | 2021-12-01 | 2021-12-01 | 9485049.94
SPSM | Curry County - Deaf Smith 115 kV CKT 1 Rebuild | Rebuild line to achieve minimum normal/emergency rating of 90/90 MVA | 2021-12-01 | 2021-12-01 | 5344151.28
SPSM | Deaf Smith - Plant X 230 kV Rebuild | Rebuild line to achieve minimum system emergency rating of 430 MVA | 2020-12-01 | 2020-12-01 | 3970893.82
SPSM | Deaf Smith 115 kV Capacitive Reactive Power Support | Build 100 MVar at Deaf Smith 115 kVSubstation | 2021-10-28 | 2021-10-28 | 948492.22
SPSM | Harrington Mid - Nichols 230 kV Ckt 2 | Reconductor Harrington Mid - Nichols 230kV. Replace switches and breakers to get circuit to 727/727 MVA rating. New limit should be bus rating. | 2012-12-01 | 2012-12-01 | 2254402.18
SPSM | Harrington West - Nichols 230kV Ckt 1 | Reconductor Harrington West - Nichols 230kV. Replace switches and breakers to get circuit to 727/727 MVA rating. New limit should be bus rating. | 2012-12-01 | 2012-12-01 | 2265161.18
SPSM | Newhart - Plant X 230 kV CKT 1 Rebuild | Rebuild line to achieve minimum system intact/emergency rating of 456 MVA | 2020-12-31 | 2020-12-31 | 1524096.66
SPSM | Plant X - Tolk 230kV rebuild circuit #1 | Rebuild Plant X – Tolk 230kV transmission circuit #1 which is approximately 10 miles in length. The existing 795 MCM ACSR conductor will be replaced with 995 MCM ACCS conductor along with upgrading associated disconnect switches, structural steel, foundat | 2017-12-31 | 2017-12-31 | 2690527.08
SPSM | Plant X - Tolk 230kV rebuild circuit #2 | Rebuild Plant X – Tolk 230kV transmission circuit #2 which is approximately 10 miles in length. The existing 795 MCM ACSR conductor will be replaced with 995 MCM ACCS conductor along with upgrading associated disconnect switches, structural steel, foundat | 2017-12-31 | 2017-12-31 | 2817310.24
SPSM | Tolk East - Tuco 230 kV Ckt 1 Rebuild | Rebuild line to achieve minimum normal/emergency rating of 478 MVA | 2020-12-15 | 2020-12-15 | 1039567.54
SPSM | Tuco 230 kV Capacitive Reactive Power Support | Install +100 MVar at Tuco 230 kV Substation | 2020-12-31 | 2020-12-31 | 6428332.38
WFEC | WASHITA - GRACEMONT 138 KV CKT 2 | BUILD WASHITA - GRACEMONT 138KV CKT 2 (APPROXIMATELY 7 MILES). ADD LINE TERMINAL AT WASHITA AND PROCURE RIGHT OF WAY. REQUIRED AS SHARED NETWORK UPGRADE FOR INTERCONNECTION. | 2012-10-12 | 2012-10-12 | 223509.1
WR | DEARING 138KV | Dearing 138 kV 20 MVAR Capacitor Addition | 2012-06-01 | 2012-06-01 | 28.2
WR | Neosho - Riverton 161kV Line Rebuild (WERE) | Rebuild 2.44 miles of Neosho-Riverton 161kV line using bundled 1590 Lapwing ACSR and OPGW. Remove the wavetrap. | 2023-10-01 | 2023-10-01 | 260243.9
WR | Rice - Circle 230 kV Ckt 1 (WR portion) | Install necessary equipment and perform line work at Circle substation to accommodate new bus position. | 2012-11-29 | 2012-11-29 | 79795.8
WR | Tap Wichita - Thistle 345 kV Ckt 1 & 2 - Pratt Addition (NU) | Relaying settings changes at the new 345kV switching station. | 2016-12-31 | 2016-12-31 | 151.2
WR | Tap Wichita - Thistle 345 kV Ckt 1 & 2 - Pratt Co Addition (NU) | 345 kV Breaker and Half Substation (No metering or customer equipment); Eight (8) 345 kV Breakers; Twenty (20) 345 kV switches; Two (2) 345 kV reactor switches; Fourteen (14) VTs; Two (2) 345 kV 50 Mvar line reactors; New redundant primary relaying, relay | 2016-10-16 | 2016-10-16 | 727059.6
*Note: CPOs may be calculated based on upgrade(s) currently in study and/or estimated upgrade cost(s), which may be subject to change.

## Table5
Transmission Owner | UpgradeName | Solution | Earliest Date Upgrade Required (DUN) | Estimated Date of Upgrade Completion (EOC) | Estimated Engineering & Construction Cost
EES | AECC Heber Springs North - Greers Ferry SPA 161kV Ckt 1 | Reconductor Heber Springs North to Greers Ferry 161kV line to reach minimum rating of 260 MVA. No terminal upgrades. | 2027-10-01 | 2027-08-01 | 2224000
SWPA | Ozark - Clarksville 161kV Ckt 1 | Reconductor Ozark-Clarksville 161kV Ckt 1 line, 26 miles. Upgrade wave traps and CTs at Clarksville and Ozark. To reach minimum rating of 260 MVA | 2029-04-01 | 2028-06-01 | 41850000
SWPA | Clarksville 161/69kV Ckt 1 Transformers | Replace both transformers at Clarksville Substation with ratings of 220 MVA and add a new 220 MVA transformer to support at minimum 448 MVA rating | 2027-10-01 | 2027-12-01 | 21325000

## Table6
Reserved

## Table7
Upgrade Name | Customer | Study Number | Reservation | Allocation Percentage | Allocated E & C Cost
Midwest - Franklin 138kV Ckt 1 Terminal Upgrades | OGE | AG1-2025-049 | 106234922 | 50% | 50000
Midwest - Franklin 138kV Ckt 1 Terminal Upgrades | OGE | AG1-2025-050 | 106234942 | 50% | 50000
|  |  |  | Total: | 100000
Upgrade Name | Customer | Study Number | Reservation | Allocation Percentage | Allocated E & C Cost
Cleo Corner - Cleo West 69kV Ckt 1 | AEP | AG1-2025-007 | 106235849 | 100% | 1750000
|  |  |  | Total: | 1750000
Upgrade Name | Customer | Study Number | Reservation | Allocation Percentage | Allocated E & C Cost
Colony - Battlefield 161kV Ckt 1 | CLW1 | AG1-2025-017 | 106244847 | 27.08% | 460327.6275
Colony - Battlefield 161kV Ckt 1 | CLW1 | AG1-2025-018 | 106235728 | 9.77% | 166095.2132
Colony - Battlefield 161kV Ckt 1 | KEPC | AG1-2025-029 | 106251593 | 0.3645% | 6196.9679
Colony - Battlefield 161kV Ckt 1 | OGE | AG1-2025-053 | 106193434 | 19.24% | 327089.6503
Colony - Battlefield 161kV Ckt 1 | OGE | AG1-2025-054 | 106193464 | 19.24% | 327089.6503
Colony - Battlefield 161kV Ckt 1 | OGE | AG1-2025-055 | 106193538 | 19.24% | 327089.6503
Colony - Battlefield 161kV Ckt 1 | KEPC | AG1-2025-031 | 106121069 | 5.065% | 86111.2405
|  |  |  | Total: | 1700000
Upgrade Name | Customer | Study Number | Reservation | Allocation Percentage | Allocated E & C Cost
Horshoe Lake West-East 69kV Ckt 1 | OGE | AG1-2025-048 | 106218627 | 100% | 50000
|  |  |  | Total: | 50000
Upgrade Name | Customer | Study Number | Reservation | Allocation Percentage | Allocated E & C Cost
RS Kerr Dam 161kV Ckt 1 | CLW1 | AG1-2025-017 | 106244847 | 2.263% | 200283.9698
RS Kerr Dam 161kV Ckt 1 | CLW1 | AG1-2025-018 | 106235728 | 2.482% | 219685.3122
RS Kerr Dam 161kV Ckt 1 | KEPC | AG1-2025-029 | 106251593 | 1.255% | 111061.3828
RS Kerr Dam 161kV Ckt 1 | OGE | AG1-2025-052 | 106218726 | 76.56% | 6775569.9385
RS Kerr Dam 161kV Ckt 1 | KEPC | AG1-2025-031 | 106121069 | 17.44% | 1543399.3967
|  |  |  | Total: | 8850000
Upgrade Name | Customer | Study Number | Reservation | Allocation Percentage | Allocated E & C Cost
Tarby - Shady Point 161kV Ckt 1 Terminal Upgrades | CLW1 | AG1-2025-017 | 106244847 | 2.215% | 33223.4833
Tarby - Shady Point 161kV Ckt 1 Terminal Upgrades | CLW1 | AG1-2025-018 | 106235728 | 2.429% | 36441.8146
Tarby - Shady Point 161kV Ckt 1 Terminal Upgrades | KEPC | AG1-2025-029 | 106251593 | 1.375% | 20617.537
Tarby - Shady Point 161kV Ckt 1 Terminal Upgrades | OGE | AG1-2025-052 | 106218726 | 74.93% | 1123944.3417
Tarby - Shady Point 161kV Ckt 1 Terminal Upgrades | KEPC | AG1-2025-031 | 106121069 | 19.05% | 285772.8234
|  |  |  | Total: | 1500000
Upgrade Name | Customer | Study Number | Reservation | Allocation Percentage | Allocated E & C Cost
W. Boonville - Booneville (AECC) 69 kV Ckt 1 | CLW1 | AG1-2025-018 | 106235728 | 100% | 3250000
|  |  |  | Total: | 3250000
Upgrade Name | Customer | Study Number | Reservation | Allocation Percentage | Allocated E & C Cost
BRU Sub - XTO Mahoney 230kV Ckt 1 | AEP | AG1-2025-001 | 106242968 | 6.17% | 185112.5343
BRU Sub - XTO Mahoney 230kV Ckt 1 | SECI | AG1-2025-084 | 106106159 | 93.83% | 2814887.4657
|  |  |  | Total: | 3000000
Upgrade Name | Customer | Study Number | Reservation | Allocation Percentage | Allocated E & C Cost
Denver City North - Higg East 115kV Ckt 1 | AEP | AG1-2025-001 | 106242968 | 50.16% | 6921833.9561
Denver City North - Higg East 115kV Ckt 1 | SECI | AG1-2025-084 | 106106159 | 49.84% | 6878166.0439
|  |  |  | Total: | 13800000
Upgrade Name | Customer | Study Number | Reservation | Allocation Percentage | Allocated E & C Cost
Higg East - Higg Sub 115kV Ckt 1 | AEP | AG1-2025-001 | 106242968 | 50.16% | 1705379.3805
Higg East - Higg Sub 115kV Ckt 1 | SECI | AG1-2025-084 | 106106159 | 49.84% | 1694620.6195
|  |  |  | Total: | 3400000
Upgrade Name | Customer | Study Number | Reservation | Allocation Percentage | Allocated E & C Cost
Shell CIty - Denver City South 115kV Ckt 1 | AEP | AG1-2025-001 | 106242968 | 100% | 3400000
|  |  |  | Total: | 3400000